2025-12-09 | 11724.007 | 21 | 0 | 0 | 0 | 0 | 0 | 0 | 0 | 0 | 0 | 0 | 0 | 0 | 0 | 0 | 0 | 1 | 0 | 0 | 0 | 0 | 0 | 0 | 0 | 0 | 0 | 0 | 10398.679
2025-12-09 | 11837.83 | 21.5 | 0 | 0 | 0 | 0 | 0 | 0 | 0 | 0 | 0 | 0 | 0 | 0 | 0 | 0 | 0 | 0 | 1 | 0 | 0 | 0 | 0 | 0 | 0 | 0 | 0 | 0 | 10669.1725
2025-12-09 | 12452.37 | 21.1 | 0 | 0 | 0 | 0 | 0 | 0 | 0 | 0 | 0 | 0 | 0 | 0 | 0 | 0 | 0 | 0 | 0 | 1 | 0 | 0 | 0 | 0 | 0 | 0 | 0 | 0 | 11293.7246
2025-12-09 | 14213.612 | 20.3 | 0 | 0 | 0 | 0 | 0 | 0 | 0 | 0 | 0 | 0 | 0 | 0 | 0 | 0 | 0 | 0 | 0 | 0 | 1 | 0 | 0 | 0 | 0 | 0 | 0 | 0 | 12189.4489
2025-12-09 | 15508.648 | 20.2 | 0 | 0 | 0 | 0 | 0 | 0 | 0 | 0 | 0 | 0 | 0 | 0 | 0 | 0 | 0 | 0 | 0 | 0 | 0 | 1 | 0 | 0 | 0 | 0 | 0 | 0 | 12664.2136
2025-12-09 | 15068.572 | 19.8 | 0 | 0 | 0 | 0 | 0 | 0 | 0 | 0 | 0 | 0 | 0 | 0 | 0 | 0 | 0 | 0 | 0 | 0 | 0 | 0 | 1 | 0 | 0 | 0 | 0 | 0 | 12577.4827
2025-12-09 | 14793.517 | 19.1 | 0 | 0 | 0 | 0 | 0 | 0 | 0 | 0 | 0 | 0 | 0 | 0 | 0 | 0 | 0 | 0 | 0 | 0 | 0 | 0 | 0 | 1 | 0 | 0 | 0 | 0 | 12367.864
2025-12-09 | 14459.121 | 18.1 | 0 | 0 | 0 | 0 | 0 | 0 | 0 | 0 | 0 | 0 | 0 | 0 | 0 | 0 | 0 | 0 | 0 | 0 | 0 | 0 | 0 | 0 | 1 | 0 | 0 | 0 | 11818.4284
2025-12-09 | 13389.109 | 17.8 | 0 | 0 | 0 | 0 | 0 | 0 | 0 | 0 | 0 | 0 | 0 | 0 | 0 | 0 | 0 | 0 | 0 | 0 | 0 | 0 | 0 | 0 | 0 | 1 | 0 | 0 | 10793.3147
2025-12-09 | 11616.071 | 17.7 | 0 | 0 | 0 | 0 | 0 | 0 | 0 | 0 | 0 | 0 | 0 | 0 | 0 | 0 | 0 | 0 | 0 | 0 | 0 | 0 | 0 | 0 | 0 | 0 | 1 | 0 | 9612.9062
2025-12-09 | 10275.236 | 17.6 | 0 | 0 | 0 | 0 | 0 | 0 | 0 | 0 | 0 | 0 | 0 | 0 | 0 | 0 | 0 | 0 | 0 | 0 | 0 | 0 | 0 | 0 | 0 | 0 | 0 | 1 | 8585.9757
2025-12-10 | 9332.375 | 17.6 | 0 | 0 | 1 | 0 | 0 | 0 | 0 | 0 | 0 | 0 | 0 | 0 | 0 | 0 | 0 | 0 | 0 | 0 | 0 | 0 | 0 | 0 | 0 | 0 | 0 | 0 | 7881.6186
2025-12-10 | 8724.83 | 17.5 | 0 | 0 | 0 | 1 | 0 | 0 | 0 | 0 | 0 | 0 | 0 | 0 | 0 | 0 | 0 | 0 | 0 | 0 | 0 | 0 | 0 | 0 | 0 | 0 | 0 | 0 | 7445.0066
2025-12-10 | 8413.954 | 17.4 | 0 | 0 | 0 | 0 | 1 | 0 | 0 | 0 | 0 | 0 | 0 | 0 | 0 | 0 | 0 | 0 | 0 | 0 | 0 | 0 | 0 | 0 | 0 | 0 | 0 | 0 | 7199.3223
2025-12-10 | 8231.688 | 17.6 | 0 | 0 | 0 | 0 | 0 | 1 | 0 | 0 | 0 | 0 | 0 | 0 | 0 | 0 | 0 | 0 | 0 | 0 | 0 | 0 | 0 | 0 | 0 | 0 | 0 | 0 | 7188.0909
2025-12-10 | 8402.929 | 17.9 | 0 | 0 | 0 | 0 | 0 | 0 | 1 | 0 | 0 | 0 | 0 | 0 | 0 | 0 | 0 | 0 | 0 | 0 | 0 | 0 | 0 | 0 | 0 | 0 | 0 | 0 | 7419.8985
2025-12-10 | 8902.843 | 17.9 | 0 | 0 | 0 | 0 | 0 | 0 | 0 | 1 | 0 | 0 | 0 | 0 | 0 | 0 | 0 | 0 | 0 | 0 | 0 | 0 | 0 | 0 | 0 | 0 | 0 | 0 | 7957.471
2025-12-10 | 9836.159 | 17.9 | 0 | 0 | 0 | 0 | 0 | 0 | 0 | 0 | 1 | 0 | 0 | 0 | 0 | 0 | 0 | 0 | 0 | 0 | 0 | 0 | 0 | 0 | 0 | 0 | 0 | 0 | 8733.4241
2025-12-10 | 10557.64 | 18 | 0 | 0 | 0 | 0 | 0 | 0 | 0 | 0 | 0 | 1 | 0 | 0 | 0 | 0 | 0 | 0 | 0 | 0 | 0 | 0 | 0 | 0 | 0 | 0 | 0 | 0 | 9418.0868
2025-12-10 | 10929.731 | 17.9 | 0 | 0 | 0 | 0 | 0 | 0 | 0 | 0 | 0 | 0 | 1 | 0 | 0 | 0 | 0 | 0 | 0 | 0 | 0 | 0 | 0 | 0 | 0 | 0 | 0 | 0 | 9743.9534
2025-12-10 | 11074.625 | 17.7 | 0 | 0 | 0 | 0 | 0 | 0 | 0 | 0 | 0 | 0 | 0 | 1 | 0 | 0 | 0 | 0 | 0 | 0 | 0 | 0 | 0 | 0 | 0 | 0 | 0 | 0 | 9823.0407
2025-12-10 | 11237.55 | 17.7 | 0 | 0 | 0 | 0 | 0 | 0 | 0 | 0 | 0 | 0 | 0 | 0 | 1 | 0 | 0 | 0 | 0 | 0 | 0 | 0 | 0 | 0 | 0 | 0 | 0 | 0 | 9894.4813
2025-12-10 | 11501.051 | 17.5 | 0 | 0 | 0 | 0 | 0 | 0 | 0 | 0 | 0 | 0 | 0 | 0 | 0 | 1 | 0 | 0 | 0 | 0 | 0 | 0 | 0 | 0 | 0 | 0 | 0 | 0 | 9971.0236
2025-12-10 | 11686.94 | 17.3 | 0 | 0 | 0 | 0 | 0 | 0 | 0 | 0 | 0 | 0 | 0 | 0 | 0 | 0 | 1 | 0 | 0 | 0 | 0 | 0 | 0 | 0 | 0 | 0 | 0 | 0 | 9846.7635
2025-12-10 | 11561.475 | 17 | 0 | 0 | 0 | 0 | 0 | 0 | 0 | 0 | 0 | 0 | 0 | 0 | 0 | 0 | 0 | 1 | 0 | 0 | 0 | 0 | 0 | 0 | 0 | 0 | 0 | 0 | 9717.7428
2025-12-10 | 11463.824 | 16.9 | 0 | 0 | 0 | 0 | 0 | 0 | 0 | 0 | 0 | 0 | 0 | 0 | 0 | 0 | 0 | 0 | 1 | 0 | 0 | 0 | 0 | 0 | 0 | 0 | 0 | 0 | 9886.0958
2025-12-10 | 11785.976 | 17.4 | 0 | 0 | 0 | 0 | 0 | 0 | 0 | 0 | 0 | 0 | 0 | 0 | 0 | 0 | 0 | 0 | 0 | 1 | 0 | 0 | 0 | 0 | 0 | 0 | 0 | 0 | 10663.8586
2025-12-10 | 13181.861 | 17.9 | 0 | 0 | 0 | 0 | 0 | 0 | 0 | 0 | 0 | 0 | 0 | 0 | 0 | 0 | 0 | 0 | 0 | 0 | 1 | 0 | 0 | 0 | 0 | 0 | 0 | 0 | 11780.8872
2025-12-10 | 14807.714 | 18.3 | 0 | 0 | 0 | 0 | 0 | 0 | 0 | 0 | 0 | 0 | 0 | 0 | 0 | 0 | 0 | 0 | 0 | 0 | 0 | 1 | 0 | 0 | 0 | 0 | 0 | 0 | 12340.7689
2025-12-10 | 14493.054 | 18.7 | 0 | 0 | 0 | 0 | 0 | 0 | 0 | 0 | 0 | 0 | 0 | 0 | 0 | 0 | 0 | 0 | 0 | 0 | 0 | 0 | 1 | 0 | 0 | 0 | 0 | 0 | 12390.2253
2025-12-10 | 14353.407 | 19.7 | 0 | 0 | 0 | 0 | 0 | 0 | 0 | 0 | 0 | 0 | 0 | 0 | 0 | 0 | 0 | 0 | 0 | 0 | 0 | 0 | 0 | 1 | 0 | 0 | 0 | 0 | 12470.0045
2025-12-10 | 14188.459 | 20.8 | 0 | 0 | 0 | 0 | 0 | 0 | 0 | 0 | 0 | 0 | 0 | 0 | 0 | 0 | 0 | 0 | 0 | 0 | 0 | 0 | 0 | 0 | 1 | 0 | 0 | 0 | 12278.0603
2025-12-10 | 13122.505 | 21.2 | 0 | 0 | 0 | 0 | 0 | 0 | 0 | 0 | 0 | 0 | 0 | 0 | 0 | 0 | 0 | 0 | 0 | 0 | 0 | 0 | 0 | 0 | 0 | 1 | 0 | 0 | 11372.1105
2025-12-10 | 11626.448 | 22.1 | 0 | 0 | 0 | 0 | 0 | 0 | 0 | 0 | 0 | 0 | 0 | 0 | 0 | 0 | 0 | 0 | 0 | 0 | 0 | 0 | 0 | 0 | 0 | 0 | 1 | 0 | 10361.9361
2025-12-10 | 10423.188 | 22.9 | 0 | 0 | 0 | 0 | 0 | 0 | 0 | 0 | 0 | 0 | 0 | 0 | 0 | 0 | 0 | 0 | 0 | 0 | 0 | 0 | 0 | 0 | 0 | 0 | 0 | 1 | 9488.2162
2025-12-11 | 9782.184 | 23.8 | 0 | 0 | 1 | 0 | 0 | 0 | 0 | 0 | 0 | 0 | 0 | 0 | 0 | 0 | 0 | 0 | 0 | 0 | 0 | 0 | 0 | 0 | 0 | 0 | 0 | 0 | 8937.0697
2025-12-11 | 9413.821 | 25.2 | 0 | 0 | 0 | 1 | 0 | 0 | 0 | 0 | 0 | 0 | 0 | 0 | 0 | 0 | 0 | 0 | 0 | 0 | 0 | 0 | 0 | 0 | 0 | 0 | 0 | 0 | 8755.8088
2025-12-11 | 9201.288 | 25.9 | 0 | 0 | 0 | 0 | 1 | 0 | 0 | 0 | 0 | 0 | 0 | 0 | 0 | 0 | 0 | 0 | 0 | 0 | 0 | 0 | 0 | 0 | 0 | 0 | 0 | 0 | 8646.3118
2025-12-11 | 9257.926 | 27 | 0 | 0 | 0 | 0 | 0 | 1 | 0 | 0 | 0 | 0 | 0 | 0 | 0 | 0 | 0 | 0 | 0 | 0 | 0 | 0 | 0 | 0 | 0 | 0 | 0 | 0 | 8788.291
2025-12-11 | 9547.121 | 27.7 | 0 | 0 | 0 | 0 | 0 | 0 | 1 | 0 | 0 | 0 | 0 | 0 | 0 | 0 | 0 | 0 | 0 | 0 | 0 | 0 | 0 | 0 | 0 | 0 | 0 | 0 | 9088.1923
2025-12-11 | 10162.765 | 27.4 | 0 | 0 | 0 | 0 | 0 | 0 | 0 | 1 | 0 | 0 | 0 | 0 | 0 | 0 | 0 | 0 | 0 | 0 | 0 | 0 | 0 | 0 | 0 | 0 | 0 | 0 | 9574.6946
2025-12-11 | 11263.976 | 26.8 | 0 | 0 | 0 | 0 | 0 | 0 | 0 | 0 | 1 | 0 | 0 | 0 | 0 | 0 | 0 | 0 | 0 | 0 | 0 | 0 | 0 | 0 | 0 | 0 | 0 | 0 | 10248.5072
2025-12-11 | 12323.398 | 27.1 | 0 | 0 | 0 | 0 | 0 | 0 | 0 | 0 | 0 | 1 | 0 | 0 | 0 | 0 | 0 | 0 | 0 | 0 | 0 | 0 | 0 | 0 | 0 | 0 | 0 | 0 | 10967.2168
2025-12-11 | 12530.873 | 28.3 | 0 | 0 | 0 | 0 | 0 | 0 | 0 | 0 | 0 | 0 | 1 | 0 | 0 | 0 | 0 | 0 | 0 | 0 | 0 | 0 | 0 | 0 | 0 | 0 | 0 | 0 | 11514.3876
2025-12-11 | 12039.092 | 27.9 | 0 | 0 | 0 | 0 | 0 | 0 | 0 | 0 | 0 | 0 | 0 | 1 | 0 | 0 | 0 | 0 | 0 | 0 | 0 | 0 | 0 | 0 | 0 | 0 | 0 | 0 | 11559.4281
2025-12-11 | 11812.151 | 25.8 | 0 | 0 | 0 | 0 | 0 | 0 | 0 | 0 | 0 | 0 | 0 | 0 | 1 | 0 | 0 | 0 | 0 | 0 | 0 | 0 | 0 | 0 | 0 | 0 | 0 | 0 | 11273.3771
2025-12-11 | 11721.795 | 24.8 | 0 | 0 | 0 | 0 | 0 | 0 | 0 | 0 | 0 | 0 | 0 | 0 | 0 | 1 | 0 | 0 | 0 | 0 | 0 | 0 | 0 | 0 | 0 | 0 | 0 | 0 | 11213.7322
2025-12-11 | 11585.176 | 24.4 | 0 | 0 | 0 | 0 | 0 | 0 | 0 | 0 | 0 | 0 | 0 | 0 | 0 | 0 | 1 | 0 | 0 | 0 | 0 | 0 | 0 | 0 | 0 | 0 | 0 | 0 | 11055.4253
2025-12-11 | 11501.608 | 24.1 | 0 | 0 | 0 | 0 | 0 | 0 | 0 | 0 | 0 | 0 | 0 | 0 | 0 | 0 | 0 | 1 | 0 | 0 | 0 | 0 | 0 | 0 | 0 | 0 | 0 | 0 | 10926.4046
2025-12-11 | 11874.801 | 24.2 | 0 | 0 | 0 | 0 | 0 | 0 | 0 | 0 | 0 | 0 | 0 | 0 | 0 | 0 | 0 | 0 | 1 | 0 | 0 | 0 | 0 | 0 | 0 | 0 | 0 | 0 | 11128.8044
2025-12-11 | 12167.759 | 24.2 | 0 | 0 | 0 | 0 | 0 | 0 | 0 | 0 | 0 | 0 | 0 | 0 | 0 | 0 | 0 | 0 | 0 | 1 | 0 | 0 | 0 | 0 | 0 | 0 | 0 | 0 | 11821.4502
2025-12-11 | 13956.567 | 24.5 | 0 | 0 | 0 | 0 | 0 | 0 | 0 | 0 | 0 | 0 | 0 | 0 | 0 | 0 | 0 | 0 | 0 | 0 | 1 | 0 | 0 | 0 | 0 | 0 | 0 | 0 | 12904.432
2025-12-11 | 15696.846 | 24.8 | 0 | 0 | 0 | 0 | 0 | 0 | 0 | 0 | 0 | 0 | 0 | 0 | 0 | 0 | 0 | 0 | 0 | 0 | 0 | 1 | 0 | 0 | 0 | 0 | 0 | 0 | 13447.2903
2025-12-11 | 15756.298 | 25.5 | 0 | 0 | 0 | 0 | 0 | 0 | 0 | 0 | 0 | 0 | 0 | 0 | 0 | 0 | 0 | 0 | 0 | 0 | 0 | 0 | 1 | 0 | 0 | 0 | 0 | 0 | 13547.8168
2025-12-11 | 15805.465 | 26.2 | 0 | 0 | 0 | 0 | 0 | 0 | 0 | 0 | 0 | 0 | 0 | 0 | 0 | 0 | 0 | 0 | 0 | 0 | 0 | 0 | 0 | 1 | 0 | 0 | 0 | 0 | 13576.5259
2025-12-11 | 15562.117 | 26.8 | 0 | 0 | 0 | 0 | 0 | 0 | 0 | 0 | 0 | 0 | 0 | 0 | 0 | 0 | 0 | 0 | 0 | 0 | 0 | 0 | 0 | 0 | 1 | 0 | 0 | 0 | 13299.4647
2025-12-11 | 14721.34 | 28.7 | 0 | 0 | 0 | 0 | 0 | 0 | 0 | 0 | 0 | 0 | 0 | 0 | 0 | 0 | 0 | 0 | 0 | 0 | 0 | 0 | 0 | 0 | 0 | 1 | 0 | 0 | 12648.8659
2025-12-11 | 13335.721 | 28.2 | 0 | 0 | 0 | 0 | 0 | 0 | 0 | 0 | 0 | 0 | 0 | 0 | 0 | 0 | 0 | 0 | 0 | 0 | 0 | 0 | 0 | 0 | 0 | 0 | 1 | 0 | 11400.3638
2025-12-11 | 11947.35 | 29.6 | 0 | 0 | 0 | 0 | 0 | 0 | 0 | 0 | 0 | 0 | 0 | 0 | 0 | 0 | 0 | 0 | 0 | 0 | 0 | 0 | 0 | 0 | 0 | 0 | 0 | 1 | 10628.7844
2025-12-12 | 11180.19 | 28.2 | 0 | 0 | 1 | 0 | 0 | 0 | 0 | 0 | 0 | 0 | 0 | 0 | 0 | 0 | 0 | 0 | 0 | 0 | 0 | 0 | 0 | 0 | 0 | 0 | 0 | 0 | 9686.0996
2025-12-12 | 10653.817 | 29.6 | 0 | 0 | 0 | 1 | 0 | 0 | 0 | 0 | 0 | 0 | 0 | 0 | 0 | 0 | 0 | 0 | 0 | 0 | 0 | 0 | 0 | 0 | 0 | 0 | 0 | 0 | 9504.8387
2025-12-12 | 10403.936 | 30.1 | 0 | 0 | 0 | 0 | 1 | 0 | 0 | 0 | 0 | 0 | 0 | 0 | 0 | 0 | 0 | 0 | 0 | 0 | 0 | 0 | 0 | 0 | 0 | 0 | 0 | 0 | 9361.2949
2025-12-12 | 10425.361 | 28.6 | 0 | 0 | 0 | 0 | 0 | 1 | 0 | 0 | 0 | 0 | 0 | 0 | 0 | 0 | 0 | 0 | 0 | 0 | 0 | 0 | 0 | 0 | 0 | 0 | 0 | 0 | 9060.6655
2025-12-12 | 10397.241 | 28.7 | 0 | 0 | 0 | 0 | 0 | 0 | 1 | 0 | 0 | 0 | 0 | 0 | 0 | 0 | 0 | 0 | 0 | 0 | 0 | 0 | 0 | 0 | 0 | 0 | 0 | 0 | 9258.4263
2025-12-12 | 10824.786 | 28.4 | 0 | 0 | 0 | 0 | 0 | 0 | 0 | 1 | 0 | 0 | 0 | 0 | 0 | 0 | 0 | 0 | 0 | 0 | 0 | 0 | 0 | 0 | 0 | 0 | 0 | 0 | 9744.9286
2025-12-12 | 11664.365 | 27.3 | 0 | 0 | 0 | 0 | 0 | 0 | 0 | 0 | 1 | 0 | 0 | 0 | 0 | 0 | 0 | 0 | 0 | 0 | 0 | 0 | 0 | 0 | 0 | 0 | 0 | 0 | 10333.6243
2025-12-12 | 12721.922 | 27.1 | 0 | 0 | 0 | 0 | 0 | 0 | 0 | 0 | 0 | 1 | 0 | 0 | 0 | 0 | 0 | 0 | 0 | 0 | 0 | 0 | 0 | 0 | 0 | 0 | 0 | 0 | 10967.2168
2025-12-12 | 12814.832 | 27.1 | 0 | 0 | 0 | 0 | 0 | 0 | 0 | 0 | 0 | 0 | 1 | 0 | 0 | 0 | 0 | 0 | 0 | 0 | 0 | 0 | 0 | 0 | 0 | 0 | 0 | 0 | 11310.1068
2025-12-12 | 12183.148 | 23.7 | 0 | 0 | 0 | 0 | 0 | 0 | 0 | 0 | 0 | 0 | 0 | 1 | 0 | 0 | 0 | 0 | 0 | 0 | 0 | 0 | 0 | 0 | 0 | 0 | 0 | 0 | 10844.4451
2025-12-12 | 11790.33 | 21.5 | 0 | 0 | 0 | 0 | 0 | 0 | 0 | 0 | 0 | 0 | 0 | 0 | 1 | 0 | 0 | 0 | 0 | 0 | 0 | 0 | 0 | 0 | 0 | 0 | 0 | 0 | 10541.3707
2025-12-12 | 11687.295 | 20.3 | 0 | 0 | 0 | 0 | 0 | 0 | 0 | 0 | 0 | 0 | 0 | 0 | 0 | 1 | 0 | 0 | 0 | 0 | 0 | 0 | 0 | 0 | 0 | 0 | 0 | 0 | 10447.679
2025-12-12 | 11873.787 | 19.4 | 0 | 0 | 0 | 0 | 0 | 0 | 0 | 0 | 0 | 0 | 0 | 0 | 0 | 0 | 1 | 0 | 0 | 0 | 0 | 0 | 0 | 0 | 0 | 0 | 0 | 0 | 10204.255
2025-12-12 | 11743.839 | 19.1 | 0 | 0 | 0 | 0 | 0 | 0 | 0 | 0 | 0 | 0 | 0 | 0 | 0 | 0 | 0 | 1 | 0 | 0 | 0 | 0 | 0 | 0 | 0 | 0 | 0 | 0 | 10075.2343
2025-12-12 | 11692.691 | 19.1 | 0 | 0 | 0 | 0 | 0 | 0 | 0 | 0 | 0 | 0 | 0 | 0 | 0 | 0 | 0 | 0 | 1 | 0 | 0 | 0 | 0 | 0 | 0 | 0 | 0 | 0 | 10260.6107
2025-12-12 | 12207.513 | 19.4 | 0 | 0 | 0 | 0 | 0 | 0 | 0 | 0 | 0 | 0 | 0 | 0 | 0 | 0 | 0 | 0 | 0 | 1 | 0 | 0 | 0 | 0 | 0 | 0 | 0 | 0 | 11004.3267
2025-12-12 | 13430.047 | 19.4 | 0 | 0 | 0 | 0 | 0 | 0 | 0 | 0 | 0 | 0 | 0 | 0 | 0 | 0 | 0 | 0 | 0 | 0 | 1 | 0 | 0 | 0 | 0 | 0 | 0 | 0 | 12036.2383
2025-12-12 | 14759.668 | 19.9 | 0 | 0 | 0 | 0 | 0 | 0 | 0 | 0 | 0 | 0 | 0 | 0 | 0 | 0 | 0 | 0 | 0 | 0 | 0 | 1 | 0 | 0 | 0 | 0 | 0 | 0 | 12613.1434
2025-12-12 | 14566.568 | 20.4 | 0 | 0 | 0 | 0 | 0 | 0 | 0 | 0 | 0 | 0 | 0 | 0 | 0 | 0 | 0 | 0 | 0 | 0 | 0 | 0 | 1 | 0 | 0 | 0 | 0 | 0 | 12679.6232
2025-12-12 | 14372.618 | 20.4 | 0 | 0 | 0 | 0 | 0 | 0 | 0 | 0 | 0 | 0 | 0 | 0 | 0 | 0 | 0 | 0 | 0 | 0 | 0 | 0 | 0 | 1 | 0 | 0 | 0 | 0 | 12589.1683
2025-12-12 | 13853.573 | 20.2 | 0 | 0 | 0 | 0 | 0 | 0 | 0 | 0 | 0 | 0 | 0 | 0 | 0 | 0 | 0 | 0 | 0 | 0 | 0 | 0 | 0 | 0 | 1 | 0 | 0 | 0 | 12175.9199
2025-12-12 | 13172.735 | 20.8 | 0 | 0 | 0 | 0 | 0 | 0 | 0 | 0 | 0 | 0 | 0 | 0 | 0 | 0 | 0 | 0 | 0 | 0 | 0 | 0 | 0 | 0 | 0 | 1 | 0 | 0 | 11304.0168
2025-12-12 | 11866.81 | 21.5 | 0 | 0 | 0 | 0 | 0 | 0 | 0 | 0 | 0 | 0 | 0 | 0 | 0 | 0 | 0 | 0 | 0 | 0 | 0 | 0 | 0 | 0 | 0 | 0 | 1 | 0 | 10259.7957
2025-12-12 | 10720.835 | 21.5 | 0 | 0 | 0 | 0 | 0 | 0 | 0 | 0 | 0 | 0 | 0 | 0 | 0 | 0 | 0 | 0 | 0 | 0 | 0 | 0 | 0 | 0 | 0 | 0 | 0 | 1 | 9249.8885
2025-12-13 | 9844.041 | 21.1 | 0 | 1 | 1 | 0 | 0 | 0 | 0 | 0 | 0 | 0 | 0 | 0 | 0 | 0 | 0 | 0 | 0 | 0 | 0 | 0 | 0 | 0 | 0 | 0 | 0 | 0 | 8960.5691
2025-12-13 | 9308.294 | 21.5 | 0 | 1 | 0 | 1 | 0 | 0 | 0 | 0 | 0 | 0 | 0 | 0 | 0 | 0 | 0 | 0 | 0 | 0 | 0 | 0 | 0 | 0 | 0 | 0 | 0 | 0 | 8609.0742
2025-12-13 | 8937.389 | 21.5 | 0 | 1 | 0 | 0 | 1 | 0 | 0 | 0 | 0 | 0 | 0 | 0 | 0 | 0 | 0 | 0 | 0 | 0 | 0 | 0 | 0 | 0 | 0 | 0 | 0 | 0 | 8380.4133
2025-12-13 | 8791.004 | 21.6 | 0 | 1 | 0 | 0 | 0 | 1 | 0 | 0 | 0 | 0 | 0 | 0 | 0 | 0 | 0 | 0 | 0 | 0 | 0 | 0 | 0 | 0 | 0 | 0 | 0 | 0 | 8352.1584
2025-12-13 | 8968.371 | 21.4 | 0 | 1 | 0 | 0 | 0 | 0 | 1 | 0 | 0 | 0 | 0 | 0 | 0 | 0 | 0 | 0 | 0 | 0 | 0 | 0 | 0 | 0 | 0 | 0 | 0 | 0 | 8498.8491
2025-12-13 | 9083.95 | 21.5 | 0 | 1 | 0 | 0 | 0 | 0 | 0 | 1 | 0 | 0 | 0 | 0 | 0 | 0 | 0 | 0 | 0 | 0 | 0 | 0 | 0 | 0 | 0 | 0 | 0 | 0 | 9053.445
2025-12-13 | 9821.04 | 21.2 | 0 | 1 | 0 | 0 | 0 | 0 | 0 | 0 | 1 | 0 | 0 | 0 | 0 | 0 | 0 | 0 | 0 | 0 | 0 | 0 | 0 | 0 | 0 | 0 | 0 | 0 | 9778.3279
2025-12-13 | 10815.935 | 20.2 | 0 | 1 | 0 | 0 | 0 | 0 | 0 | 0 | 0 | 1 | 0 | 0 | 0 | 0 | 0 | 0 | 0 | 0 | 0 | 0 | 0 | 0 | 0 | 0 | 0 | 0 | 10275.7331
2025-12-13 | 12081.254 | 19.8 | 0 | 1 | 0 | 0 | 0 | 0 | 0 | 0 | 0 | 0 | 1 | 0 | 0 | 0 | 0 | 0 | 0 | 0 | 0 | 0 | 0 | 0 | 0 | 0 | 0 | 0 | 10550.5295
2025-12-13 | 12956.241 | 20.1 | 0 | 1 | 0 | 0 | 0 | 0 | 0 | 0 | 0 | 0 | 0 | 1 | 0 | 0 | 0 | 0 | 0 | 0 | 0 | 0 | 0 | 0 | 0 | 0 | 0 | 0 | 10714.7338
2025-12-13 | 13234.331 | 21.2 | 0 | 1 | 0 | 0 | 0 | 0 | 0 | 0 | 0 | 0 | 0 | 0 | 1 | 0 | 0 | 0 | 0 | 0 | 0 | 0 | 0 | 0 | 0 | 0 | 0 | 0 | 10973.4318
2025-12-13 | 13166.157 | 21.1 | 0 | 1 | 0 | 0 | 0 | 0 | 0 | 0 | 0 | 0 | 0 | 0 | 0 | 1 | 0 | 0 | 0 | 0 | 0 | 0 | 0 | 0 | 0 | 0 | 0 | 0 | 11066.9975
2025-12-13 | 13110.287 | 21.1 | 0 | 1 | 0 | 0 | 0 | 0 | 0 | 0 | 0 | 0 | 0 | 0 | 0 | 0 | 1 | 0 | 0 | 0 | 0 | 0 | 0 | 0 | 0 | 0 | 0 | 0 | 10976.7843
2025-12-13 | 12748.278 | 21 | 0 | 1 | 0 | 0 | 0 | 0 | 0 | 0 | 0 | 0 | 0 | 0 | 0 | 0 | 0 | 1 | 0 | 0 | 0 | 0 | 0 | 0 | 0 | 0 | 0 | 0 | 10881.8104
2025-12-13 | 12444.776 | 20.8 | 0 | 1 | 0 | 0 | 0 | 0 | 0 | 0 | 0 | 0 | 0 | 0 | 0 | 0 | 0 | 0 | 1 | 0 | 0 | 0 | 0 | 0 | 0 | 0 | 0 | 0 | 11033.14
2025-12-13 | 13112.228 | 22.5 | 0 | 1 | 0 | 0 | 0 | 0 | 0 | 0 | 0 | 0 | 0 | 0 | 0 | 0 | 0 | 0 | 0 | 1 | 0 | 0 | 0 | 0 | 0 | 0 | 0 | 0 | 12015.1836
2025-12-13 | 14493.29 | 23.3 | 0 | 1 | 0 | 0 | 0 | 0 | 0 | 0 | 0 | 0 | 0 | 0 | 0 | 0 | 0 | 0 | 0 | 0 | 1 | 0 | 0 | 0 | 0 | 0 | 0 | 0 | 13183.2824
2025-12-13 | 15567.719 | 23.8 | 0 | 1 | 0 | 0 | 0 | 0 | 0 | 0 | 0 | 0 | 0 | 0 | 0 | 0 | 0 | 0 | 0 | 0 | 0 | 1 | 0 | 0 | 0 | 0 | 0 | 0 | 13760.1876
2025-12-13 | 14924.467 | 24.3 | 0 | 1 | 0 | 0 | 0 | 0 | 0 | 0 | 0 | 0 | 0 | 0 | 0 | 0 | 0 | 0 | 0 | 0 | 0 | 0 | 1 | 0 | 0 | 0 | 0 | 0 | 13826.6673
2025-12-13 | 14339.415 | 24.7 | 0 | 1 | 0 | 0 | 0 | 0 | 0 | 0 | 0 | 0 | 0 | 0 | 0 | 0 | 0 | 0 | 0 | 0 | 0 | 0 | 0 | 1 | 0 | 0 | 0 | 0 | 13804.3061
2025-12-13 | 13825.732 | 25.1 | 0 | 1 | 0 | 0 | 0 | 0 | 0 | 0 | 0 | 0 | 0 | 0 | 0 | 0 | 0 | 0 | 0 | 0 | 0 | 0 | 0 | 0 | 1 | 0 | 0 | 0 | 13493.1981
2025-12-13 | 13197.857 | 25.5 | 0 | 1 | 0 | 0 | 0 | 0 | 0 | 0 | 0 | 0 | 0 | 0 | 0 | 0 | 0 | 0 | 0 | 0 | 0 | 0 | 0 | 0 | 0 | 1 | 0 | 0 | 12587.2482
2025-12-13 | 12242.127 | 25.8 | 0 | 1 | 0 | 0 | 0 | 0 | 0 | 0 | 0 | 0 | 0 | 0 | 0 | 0 | 0 | 0 | 0 | 0 | 0 | 0 | 0 | 0 | 0 | 0 | 1 | 0 | 11474.9335
2025-12-13 | 11061.847 | 26.1 | 0 | 1 | 0 | 0 | 0 | 0 | 0 | 0 | 0 | 0 | 0 | 0 | 0 | 0 | 0 | 0 | 0 | 0 | 0 | 0 | 0 | 0 | 0 | 0 | 0 | 1 | 10516.0965
2025-12-14 | 10369.044 | 26.6 | 0 | 1 | 1 | 0 | 0 | 0 | 0 | 0 | 0 | 0 | 0 | 0 | 0 | 0 | 0 | 0 | 0 | 0 | 0 | 0 | 0 | 0 | 0 | 0 | 0 | 0 | 9896.8564
2025-12-14 | 9979.493 | 27.7 | 0 | 1 | 0 | 1 | 0 | 0 | 0 | 0 | 0 | 0 | 0 | 0 | 0 | 0 | 0 | 0 | 0 | 0 | 0 | 0 | 0 | 0 | 0 | 0 | 0 | 0 | 9664.5253
2025-12-14 | 9606.139 | 28.5 | 0 | 1 | 0 | 0 | 1 | 0 | 0 | 0 | 0 | 0 | 0 | 0 | 0 | 0 | 0 | 0 | 0 | 0 | 0 | 0 | 0 | 0 | 0 | 0 | 0 | 0 | 9572.0517
2025-12-14 | 9484.89 | 29.1 | 0 | 1 | 0 | 0 | 0 | 1 | 0 | 0 | 0 | 0 | 0 | 0 | 0 | 0 | 0 | 0 | 0 | 0 | 0 | 0 | 0 | 0 | 0 | 0 | 0 | 0 | 9628.9139
2025-12-14 | 9675.732 | 29.6 | 0 | 1 | 0 | 0 | 0 | 0 | 1 | 0 | 0 | 0 | 0 | 0 | 0 | 0 | 0 | 0 | 0 | 0 | 0 | 0 | 0 | 0 | 0 | 0 | 0 | 0 | 9894.7683
2025-12-14 | 10074.347 | 29.9 | 0 | 1 | 0 | 0 | 0 | 0 | 0 | 1 | 0 | 0 | 0 | 0 | 0 | 0 | 0 | 0 | 0 | 0 | 0 | 0 | 0 | 0 | 0 | 0 | 0 | 0 | 10483.4111
2025-12-14 | 10456.067 | 30.3 | 0 | 1 | 0 | 0 | 0 | 0 | 0 | 0 | 1 | 0 | 0 | 0 | 0 | 0 | 0 | 0 | 0 | 0 | 0 | 0 | 0 | 0 | 0 | 0 | 0 | 0 | 11327.4578
2025-12-14 | 11558.776 | 29.9 | 0 | 1 | 0 | 0 | 0 | 0 | 0 | 0 | 0 | 1 | 0 | 0 | 0 | 0 | 0 | 0 | 0 | 0 | 0 | 0 | 0 | 0 | 0 | 0 | 0 | 0 | 11927.0035
2025-12-14 | 12789.543 | 29.5 | 0 | 1 | 0 | 0 | 0 | 0 | 0 | 0 | 0 | 0 | 1 | 0 | 0 | 0 | 0 | 0 | 0 | 0 | 0 | 0 | 0 | 0 | 0 | 0 | 0 | 0 | 12201.7999
2025-12-14 | 13580.431 | 29.2 | 0 | 1 | 0 | 0 | 0 | 0 | 0 | 0 | 0 | 0 | 0 | 1 | 0 | 0 | 0 | 0 | 0 | 0 | 0 | 0 | 0 | 0 | 0 | 0 | 0 | 0 | 12263.8637
2025-12-14 | 13782.092 | 28.2 | 0 | 1 | 0 | 0 | 0 | 0 | 0 | 0 | 0 | 0 | 0 | 0 | 1 | 0 | 0 | 0 | 0 | 0 | 0 | 0 | 0 | 0 | 0 | 0 | 0 | 0 | 12165.0702
2025-12-14 | 14388.313 | 26.8 | 0 | 1 | 0 | 0 | 0 | 0 | 0 | 0 | 0 | 0 | 0 | 0 | 0 | 1 | 0 | 0 | 0 | 0 | 0 | 0 | 0 | 0 | 0 | 0 | 0 | 0 | 12037.3317
2025-12-14 | 14214.288 | 25.8 | 0 | 1 | 0 | 0 | 0 | 0 | 0 | 0 | 0 | 0 | 0 | 0 | 0 | 0 | 1 | 0 | 0 | 0 | 0 | 0 | 0 | 0 | 0 | 0 | 0 | 0 | 11776.8843
2025-12-14 | 13922.543 | 25.8 | 0 | 1 | 0 | 0 | 0 | 0 | 0 | 0 | 0 | 0 | 0 | 0 | 0 | 0 | 0 | 1 | 0 | 0 | 0 | 0 | 0 | 0 | 0 | 0 | 0 | 0 | 11698.9338
2025-12-14 | 13907.16 | 25.5 | 0 | 1 | 0 | 0 | 0 | 0 | 0 | 0 | 0 | 0 | 0 | 0 | 0 | 0 | 0 | 0 | 1 | 0 | 0 | 0 | 0 | 0 | 0 | 0 | 0 | 0 | 11833.24
2025-12-14 | 14425.284 | 25.8 | 0 | 1 | 0 | 0 | 0 | 0 | 0 | 0 | 0 | 0 | 0 | 0 | 0 | 0 | 0 | 0 | 0 | 1 | 0 | 0 | 0 | 0 | 0 | 0 | 0 | 0 | 12576.956
2025-12-14 | 16222.131 | 26.8 | 0 | 1 | 0 | 0 | 0 | 0 | 0 | 0 | 0 | 0 | 0 | 0 | 0 | 0 | 0 | 0 | 0 | 0 | 1 | 0 | 0 | 0 | 0 | 0 | 0 | 0 | 13779.1016
2025-12-14 | 18136.489 | 27.4 | 0 | 1 | 0 | 0 | 0 | 0 | 0 | 0 | 0 | 0 | 0 | 0 | 0 | 0 | 0 | 0 | 0 | 0 | 0 | 1 | 0 | 0 | 0 | 0 | 0 | 0 | 14373.0302
2025-12-14 | 17507.587 | 27.7 | 0 | 1 | 0 | 0 | 0 | 0 | 0 | 0 | 0 | 0 | 0 | 0 | 0 | 0 | 0 | 0 | 0 | 0 | 0 | 0 | 1 | 0 | 0 | 0 | 0 | 0 | 14405.4631
2025-12-14 | 16855.964 | 28.3 | 0 | 1 | 0 | 0 | 0 | 0 | 0 | 0 | 0 | 0 | 0 | 0 | 0 | 0 | 0 | 0 | 0 | 0 | 0 | 0 | 0 | 1 | 0 | 0 | 0 | 0 | 14417.1487
2025-12-14 | 16012.093 | 28.4 | 0 | 1 | 0 | 0 | 0 | 0 | 0 | 0 | 0 | 0 | 0 | 0 | 0 | 0 | 0 | 0 | 0 | 0 | 0 | 0 | 0 | 0 | 1 | 0 | 0 | 0 | 14054.9705
2025-12-14 | 14815.167 | 28.2 | 0 | 1 | 0 | 0 | 0 | 0 | 0 | 0 | 0 | 0 | 0 | 0 | 0 | 0 | 0 | 0 | 0 | 0 | 0 | 0 | 0 | 0 | 0 | 1 | 0 | 0 | 13046.8802
2025-12-14 | 13184.03 | 28.3 | 0 | 1 | 0 | 0 | 0 | 0 | 0 | 0 | 0 | 0 | 0 | 0 | 0 | 0 | 0 | 0 | 0 | 0 | 0 | 0 | 0 | 0 | 0 | 0 | 1 | 0 | 11900.5186
2025-12-14 | 11813.755 | 27.9 | 0 | 1 | 0 | 0 | 0 | 0 | 0 | 0 | 0 | 0 | 0 | 0 | 0 | 0 | 0 | 0 | 0 | 0 | 0 | 0 | 0 | 0 | 0 | 0 | 0 | 1 | 10822.5178
2025-12-15 | 10989.157 | 27.7 | 0 | 0 | 1 | 0 | 0 | 0 | 0 | 0 | 0 | 0 | 0 | 0 | 0 | 0 | 0 | 0 | 0 | 0 | 0 | 0 | 0 | 0 | 0 | 0 | 0 | 0 | 9600.9825
2025-12-15 | 10486.074 | 29.1 | 0 | 0 | 0 | 1 | 0 | 0 | 0 | 0 | 0 | 0 | 0 | 0 | 0 | 0 | 0 | 0 | 0 | 0 | 0 | 0 | 0 | 0 | 0 | 0 | 0 | 0 | 9419.7217
2025-12-15 | 10233.095 | 30.9 | 0 | 0 | 0 | 0 | 1 | 0 | 0 | 0 | 0 | 0 | 0 | 0 | 0 | 0 | 0 | 0 | 0 | 0 | 0 | 0 | 0 | 0 | 0 | 0 | 0 | 0 | 9497.4821
2025-12-15 | 10102.691 | 28.2 | 0 | 0 | 0 | 0 | 0 | 1 | 0 | 0 | 0 | 0 | 0 | 0 | 0 | 0 | 0 | 0 | 0 | 0 | 0 | 0 | 0 | 0 | 0 | 0 | 0 | 0 | 8992.5719
2025-12-15 | 10210.234 | 26.4 | 0 | 0 | 0 | 0 | 0 | 0 | 1 | 0 | 0 | 0 | 0 | 0 | 0 | 0 | 0 | 0 | 0 | 0 | 0 | 0 | 0 | 0 | 0 | 0 | 0 | 0 | 8866.888
2025-12-15 | 10709.574 | 26.3 | 0 | 0 | 0 | 0 | 0 | 0 | 0 | 1 | 0 | 0 | 0 | 0 | 0 | 0 | 0 | 0 | 0 | 0 | 0 | 0 | 0 | 0 | 0 | 0 | 0 | 0 | 9387.4371
2025-12-15 | 11521.324 | 26.3 | 0 | 0 | 0 | 0 | 0 | 0 | 0 | 0 | 1 | 0 | 0 | 0 | 0 | 0 | 0 | 0 | 0 | 0 | 0 | 0 | 0 | 0 | 0 | 0 | 0 | 0 | 10163.3902
2025-12-15 | 12491.581 | 25.7 | 0 | 0 | 0 | 0 | 0 | 0 | 0 | 0 | 0 | 1 | 0 | 0 | 0 | 0 | 0 | 0 | 0 | 0 | 0 | 0 | 0 | 0 | 0 | 0 | 0 | 0 | 10728.8891
2025-12-15 | 12674.896 | 24.8 | 0 | 0 | 0 | 0 | 0 | 0 | 0 | 0 | 0 | 0 | 1 | 0 | 0 | 0 | 0 | 0 | 0 | 0 | 0 | 0 | 0 | 0 | 0 | 0 | 0 | 0 | 10918.5684
2025-12-15 | 12448.596 | 23.8 | 0 | 0 | 0 | 0 | 0 | 0 | 0 | 0 | 0 | 0 | 0 | 1 | 0 | 0 | 0 | 0 | 0 | 0 | 0 | 0 | 0 | 0 | 0 | 0 | 0 | 0 | 10861.4685
2025-12-15 | 12296.443 | 23.1 | 0 | 0 | 0 | 0 | 0 | 0 | 0 | 0 | 0 | 0 | 0 | 0 | 1 | 0 | 0 | 0 | 0 | 0 | 0 | 0 | 0 | 0 | 0 | 0 | 0 | 0 | 10813.7452
2025-12-15 | 12187.344 | 22.6 | 0 | 0 | 0 | 0 | 0 | 0 | 0 | 0 | 0 | 0 | 0 | 0 | 0 | 1 | 0 | 0 | 0 | 0 | 0 | 0 | 0 | 0 | 0 | 0 | 0 | 0 | 10839.2173
2025-12-15 | 12238.896 | 22.9 | 0 | 0 | 0 | 0 | 0 | 0 | 0 | 0 | 0 | 0 | 0 | 0 | 0 | 0 | 1 | 0 | 0 | 0 | 0 | 0 | 0 | 0 | 0 | 0 | 0 | 0 | 10800.0742
2025-12-15 | 12159.626 | 23.7 | 0 | 0 | 0 | 0 | 0 | 0 | 0 | 0 | 0 | 0 | 0 | 0 | 0 | 0 | 0 | 1 | 0 | 0 | 0 | 0 | 0 | 0 | 0 | 0 | 0 | 0 | 10858.311
2025-12-15 | 12167.183 | 23.7 | 0 | 0 | 0 | 0 | 0 | 0 | 0 | 0 | 0 | 0 | 0 | 0 | 0 | 0 | 0 | 0 | 1 | 0 | 0 | 0 | 0 | 0 | 0 | 0 | 0 | 0 | 11043.6874
2025-12-15 | 12758.781 | 23.6 | 0 | 0 | 0 | 0 | 0 | 0 | 0 | 0 | 0 | 0 | 0 | 0 | 0 | 0 | 0 | 0 | 0 | 1 | 0 | 0 | 0 | 0 | 0 | 0 | 0 | 0 | 11719.3097
2025-12-15 | 14378.268 | 23.4 | 0 | 0 | 0 | 0 | 0 | 0 | 0 | 0 | 0 | 0 | 0 | 0 | 0 | 0 | 0 | 0 | 0 | 0 | 1 | 0 | 0 | 0 | 0 | 0 | 0 | 0 | 12717.1745
2025-12-15 | 16028.532 | 23.4 | 0 | 0 | 0 | 0 | 0 | 0 | 0 | 0 | 0 | 0 | 0 | 0 | 0 | 0 | 0 | 0 | 0 | 0 | 0 | 1 | 0 | 0 | 0 | 0 | 0 | 0 | 13208.9626
2025-12-15 | 15753.208 | 23.1 | 0 | 0 | 0 | 0 | 0 | 0 | 0 | 0 | 0 | 0 | 0 | 0 | 0 | 0 | 0 | 0 | 0 | 0 | 0 | 0 | 1 | 0 | 0 | 0 | 0 | 0 | 13139.2551
2025-12-15 | 15672.904 | 23.7 | 0 | 0 | 0 | 0 | 0 | 0 | 0 | 0 | 0 | 0 | 0 | 0 | 0 | 0 | 0 | 0 | 0 | 0 | 0 | 0 | 0 | 1 | 0 | 0 | 0 | 0 | 13150.9407
2025-12-15 | 15195 | 24.4 | 0 | 0 | 0 | 0 | 0 | 0 | 0 | 0 | 0 | 0 | 0 | 0 | 0 | 0 | 0 | 0 | 0 | 0 | 0 | 0 | 0 | 0 | 1 | 0 | 0 | 0 | 12890.9029
2025-12-15 | 14151.636 | 24.8 | 0 | 0 | 0 | 0 | 0 | 0 | 0 | 0 | 0 | 0 | 0 | 0 | 0 | 0 | 0 | 0 | 0 | 0 | 0 | 0 | 0 | 0 | 0 | 1 | 0 | 0 | 11984.9531
2025-12-15 | 12462.295 | 24.9 | 0 | 0 | 0 | 0 | 0 | 0 | 0 | 0 | 0 | 0 | 0 | 0 | 0 | 0 | 0 | 0 | 0 | 0 | 0 | 0 | 0 | 0 | 0 | 0 | 1 | 0 | 10838.5915
2025-12-15 | 11079.791 | 25 | 0 | 0 | 0 | 0 | 0 | 0 | 0 | 0 | 0 | 0 | 0 | 0 | 0 | 0 | 0 | 0 | 0 | 0 | 0 | 0 | 0 | 0 | 0 | 0 | 0 | 1 | 9845.7077
2025-12-16 | 10207.735 | 25 | 0 | 0 | 1 | 0 | 0 | 0 | 0 | 0 | 0 | 0 | 0 | 0 | 0 | 0 | 0 | 0 | 0 | 0 | 0 | 0 | 0 | 0 | 0 | 0 | 0 | 0 | 9141.3506
2025-12-16 | 9677.151 | 25.1 | 0 | 0 | 0 | 1 | 0 | 0 | 0 | 0 | 0 | 0 | 0 | 0 | 0 | 0 | 0 | 0 | 0 | 0 | 0 | 0 | 0 | 0 | 0 | 0 | 0 | 0 | 8738.7854
2025-12-16 | 9414.215 | 25 | 0 | 0 | 0 | 0 | 1 | 0 | 0 | 0 | 0 | 0 | 0 | 0 | 0 | 0 | 0 | 0 | 0 | 0 | 0 | 0 | 0 | 0 | 0 | 0 | 0 | 0 | 8493.1012
2025-12-16 | 9221.188 | 24.8 | 0 | 0 | 0 | 0 | 0 | 1 | 0 | 0 | 0 | 0 | 0 | 0 | 0 | 0 | 0 | 0 | 0 | 0 | 0 | 0 | 0 | 0 | 0 | 0 | 0 | 0 | 8413.7761
2025-12-16 | 9363.052 | 24.7 | 0 | 0 | 0 | 0 | 0 | 0 | 1 | 0 | 0 | 0 | 0 | 0 | 0 | 0 | 0 | 0 | 0 | 0 | 0 | 0 | 0 | 0 | 0 | 0 | 0 | 0 | 8577.4901
2025-12-16 | 9934.064 | 24.5 | 0 | 0 | 0 | 0 | 0 | 0 | 0 | 1 | 0 | 0 | 0 | 0 | 0 | 0 | 0 | 0 | 0 | 0 | 0 | 0 | 0 | 0 | 0 | 0 | 0 | 0 | 9081.0158
2025-12-16 | 10786.17 | 24.4 | 0 | 0 | 0 | 0 | 0 | 0 | 0 | 0 | 1 | 0 | 0 | 0 | 0 | 0 | 0 | 0 | 0 | 0 | 0 | 0 | 0 | 0 | 0 | 0 | 0 | 0 | 9839.9455
2025-12-16 | 11642.239 | 24 | 0 | 0 | 0 | 0 | 0 | 0 | 0 | 0 | 0 | 1 | 0 | 0 | 0 | 0 | 0 | 0 | 0 | 0 | 0 | 0 | 0 | 0 | 0 | 0 | 0 | 0 | 10439.4912
2025-12-16 | 11928.497 | 23.7 | 0 | 0 | 0 | 0 | 0 | 0 | 0 | 0 | 0 | 0 | 1 | 0 | 0 | 0 | 0 | 0 | 0 | 0 | 0 | 0 | 0 | 0 | 0 | 0 | 0 | 0 | 10731.311
2025-12-16 | 11773.709 | 23.2 | 0 | 0 | 0 | 0 | 0 | 0 | 0 | 0 | 0 | 0 | 0 | 1 | 0 | 0 | 0 | 0 | 0 | 0 | 0 | 0 | 0 | 0 | 0 | 0 | 0 | 0 | 10759.3281
2025-12-16 | 11642.458 | 22.8 | 0 | 0 | 0 | 0 | 0 | 0 | 0 | 0 | 0 | 0 | 0 | 0 | 1 | 0 | 0 | 0 | 0 | 0 | 0 | 0 | 0 | 0 | 0 | 0 | 0 | 0 | 10762.6749
2025-12-16 | 11685.908 | 22.6 | 0 | 0 | 0 | 0 | 0 | 0 | 0 | 0 | 0 | 0 | 0 | 0 | 0 | 1 | 0 | 0 | 0 | 0 | 0 | 0 | 0 | 0 | 0 | 0 | 0 | 0 | 10839.2173
2025-12-16 | 11906.073 | 22.8 | 0 | 0 | 0 | 0 | 0 | 0 | 0 | 0 | 0 | 0 | 0 | 0 | 0 | 0 | 1 | 0 | 0 | 0 | 0 | 0 | 0 | 0 | 0 | 0 | 0 | 0 | 10783.0508
2025-12-16 | 12014.223 | 22.5 | 0 | 0 | 0 | 0 | 0 | 0 | 0 | 0 | 0 | 0 | 0 | 0 | 0 | 0 | 0 | 1 | 0 | 0 | 0 | 0 | 0 | 0 | 0 | 0 | 0 | 0 | 10654.0301
2025-12-16 | 12129.009 | 22 | 0 | 0 | 0 | 0 | 0 | 0 | 0 | 0 | 0 | 0 | 0 | 0 | 0 | 0 | 0 | 0 | 1 | 0 | 0 | 0 | 0 | 0 | 0 | 0 | 0 | 0 | 10754.2895
2025-12-16 | 12587.958 | 21.3 | 0 | 0 | 0 | 0 | 0 | 0 | 0 | 0 | 0 | 0 | 0 | 0 | 0 | 0 | 0 | 0 | 0 | 1 | 0 | 0 | 0 | 0 | 0 | 0 | 0 | 0 | 11327.7714
2025-12-16 | 14013.617 | 20.8 | 0 | 0 | 0 | 0 | 0 | 0 | 0 | 0 | 0 | 0 | 0 | 0 | 0 | 0 | 0 | 0 | 0 | 0 | 1 | 0 | 0 | 0 | 0 | 0 | 0 | 0 | 12274.5659
2025-12-16 | 15488.363 | 20.6 | 0 | 0 | 0 | 0 | 0 | 0 | 0 | 0 | 0 | 0 | 0 | 0 | 0 | 0 | 0 | 0 | 0 | 0 | 0 | 1 | 0 | 0 | 0 | 0 | 0 | 0 | 12732.3072
2025-12-16 | 15118.933 | 20.1 | 0 | 0 | 0 | 0 | 0 | 0 | 0 | 0 | 0 | 0 | 0 | 0 | 0 | 0 | 0 | 0 | 0 | 0 | 0 | 0 | 1 | 0 | 0 | 0 | 0 | 0 | 12628.5529
2025-12-16 | 14914.846 | 19.2 | 0 | 0 | 0 | 0 | 0 | 0 | 0 | 0 | 0 | 0 | 0 | 0 | 0 | 0 | 0 | 0 | 0 | 0 | 0 | 0 | 0 | 1 | 0 | 0 | 0 | 0 | 12384.8875
2025-12-16 | 14544.842 | 18.3 | 0 | 0 | 0 | 0 | 0 | 0 | 0 | 0 | 0 | 0 | 0 | 0 | 0 | 0 | 0 | 0 | 0 | 0 | 0 | 0 | 0 | 0 | 1 | 0 | 0 | 0 | 11852.4752
2025-12-16 | 13462.499 | 17.8 | 0 | 0 | 0 | 0 | 0 | 0 | 0 | 0 | 0 | 0 | 0 | 0 | 0 | 0 | 0 | 0 | 0 | 0 | 0 | 0 | 0 | 0 | 0 | 1 | 0 | 0 | 10793.3147
2025-12-16 | 11926.829 | 17 | 0 | 0 | 0 | 0 | 0 | 0 | 0 | 0 | 0 | 0 | 0 | 0 | 0 | 0 | 0 | 0 | 0 | 0 | 0 | 0 | 0 | 0 | 0 | 0 | 1 | 0 | 9493.7424
2025-12-16 | 10561.01 | 16.7 | 0 | 0 | 0 | 0 | 0 | 0 | 0 | 0 | 0 | 0 | 0 | 0 | 0 | 0 | 0 | 0 | 0 | 0 | 0 | 0 | 0 | 0 | 0 | 0 | 0 | 1 | 8432.765
2025-12-17 | 9725.309 | 16.4 | 0 | 0 | 1 | 0 | 0 | 0 | 0 | 0 | 0 | 0 | 0 | 0 | 0 | 0 | 0 | 0 | 0 | 0 | 0 | 0 | 0 | 0 | 0 | 0 | 0 | 0 | 7677.3377
2025-12-17 | 9140.607 | 15.8 | 0 | 0 | 0 | 1 | 0 | 0 | 0 | 0 | 0 | 0 | 0 | 0 | 0 | 0 | 0 | 0 | 0 | 0 | 0 | 0 | 0 | 0 | 0 | 0 | 0 | 0 | 7155.6087
2025-12-17 | 8782.606 | 15.3 | 0 | 0 | 0 | 0 | 1 | 0 | 0 | 0 | 0 | 0 | 0 | 0 | 0 | 0 | 0 | 0 | 0 | 0 | 0 | 0 | 0 | 0 | 0 | 0 | 0 | 0 | 6841.8308
2025-12-17 | 8605.61 | 15.3 | 0 | 0 | 0 | 0 | 0 | 1 | 0 | 0 | 0 | 0 | 0 | 0 | 0 | 0 | 0 | 0 | 0 | 0 | 0 | 0 | 0 | 0 | 0 | 0 | 0 | 0 | 6796.5525
2025-12-17 | 8669.894 | 15.3 | 0 | 0 | 0 | 0 | 0 | 0 | 1 | 0 | 0 | 0 | 0 | 0 | 0 | 0 | 0 | 0 | 0 | 0 | 0 | 0 | 0 | 0 | 0 | 0 | 0 | 0 | 6977.29
2025-12-17 | 9074.133 | 15 | 0 | 0 | 0 | 0 | 0 | 0 | 0 | 1 | 0 | 0 | 0 | 0 | 0 | 0 | 0 | 0 | 0 | 0 | 0 | 0 | 0 | 0 | 0 | 0 | 0 | 0 | 7463.7923
2025-12-17 | 9971.924 | 14.9 | 0 | 0 | 0 | 0 | 0 | 0 | 0 | 0 | 1 | 0 | 0 | 0 | 0 | 0 | 0 | 0 | 0 | 0 | 0 | 0 | 0 | 0 | 0 | 0 | 0 | 0 | 8222.722
2025-12-17 | 10656.086 | 14.7 | 0 | 0 | 0 | 0 | 0 | 0 | 0 | 0 | 0 | 1 | 0 | 0 | 0 | 0 | 0 | 0 | 0 | 0 | 0 | 0 | 0 | 0 | 0 | 0 | 0 | 0 | 8856.3145
2025-12-17 | 10930.482 | 15.2 | 0 | 0 | 0 | 0 | 0 | 0 | 0 | 0 | 0 | 0 | 1 | 0 | 0 | 0 | 0 | 0 | 0 | 0 | 0 | 0 | 0 | 0 | 0 | 0 | 0 | 0 | 9284.3215
2025-12-17 | 10723.007 | 15.2 | 0 | 0 | 0 | 0 | 0 | 0 | 0 | 0 | 0 | 0 | 0 | 1 | 0 | 0 | 0 | 0 | 0 | 0 | 0 | 0 | 0 | 0 | 0 | 0 | 0 | 0 | 9397.4556
2025-12-17 | 10724.724 | 14.9 | 0 | 0 | 0 | 0 | 0 | 0 | 0 | 0 | 0 | 0 | 0 | 0 | 1 | 0 | 0 | 0 | 0 | 0 | 0 | 0 | 0 | 0 | 0 | 0 | 0 | 0 | 9417.8259
2025-12-17 | 10766.52 | 14.4 | 0 | 0 | 0 | 0 | 0 | 0 | 0 | 0 | 0 | 0 | 0 | 0 | 0 | 1 | 0 | 0 | 0 | 0 | 0 | 0 | 0 | 0 | 0 | 0 | 0 | 0 | 9443.298
2025-12-17 | 10747.578 | 14.5 | 0 | 0 | 0 | 0 | 0 | 0 | 0 | 0 | 0 | 0 | 0 | 0 | 0 | 0 | 1 | 0 | 0 | 0 | 0 | 0 | 0 | 0 | 0 | 0 | 0 | 0 | 9370.1081
2025-12-17 | 10776.078 | 14.2 | 0 | 0 | 0 | 0 | 0 | 0 | 0 | 0 | 0 | 0 | 0 | 0 | 0 | 0 | 0 | 1 | 0 | 0 | 0 | 0 | 0 | 0 | 0 | 0 | 0 | 0 | 9241.0874
2025-12-17 | 10737.863 | 13.8 | 0 | 0 | 0 | 0 | 0 | 0 | 0 | 0 | 0 | 0 | 0 | 0 | 0 | 0 | 0 | 0 | 1 | 0 | 0 | 0 | 0 | 0 | 0 | 0 | 0 | 0 | 9358.3702
2025-12-17 | 11185.75 | 14.3 | 0 | 0 | 0 | 0 | 0 | 0 | 0 | 0 | 0 | 0 | 0 | 0 | 0 | 0 | 0 | 0 | 0 | 1 | 0 | 0 | 0 | 0 | 0 | 0 | 0 | 0 | 10136.133
2025-12-17 | 12614.192 | 14.8 | 0 | 0 | 0 | 0 | 0 | 0 | 0 | 0 | 0 | 0 | 0 | 0 | 0 | 0 | 0 | 0 | 0 | 0 | 1 | 0 | 0 | 0 | 0 | 0 | 0 | 0 | 11253.1616
2025-12-17 | 14056.824 | 15.1 | 0 | 0 | 0 | 0 | 0 | 0 | 0 | 0 | 0 | 0 | 0 | 0 | 0 | 0 | 0 | 0 | 0 | 0 | 0 | 1 | 0 | 0 | 0 | 0 | 0 | 0 | 11796.0199
2025-12-17 | 13881.142 | 15.5 | 0 | 0 | 0 | 0 | 0 | 0 | 0 | 0 | 0 | 0 | 0 | 0 | 0 | 0 | 0 | 0 | 0 | 0 | 0 | 0 | 1 | 0 | 0 | 0 | 0 | 0 | 11845.4763
2025-12-17 | 13862.306 | 15.2 | 0 | 0 | 0 | 0 | 0 | 0 | 0 | 0 | 0 | 0 | 0 | 0 | 0 | 0 | 0 | 0 | 0 | 0 | 0 | 0 | 0 | 1 | 0 | 0 | 0 | 0 | 11703.9512
2025-12-17 | 13742.348 | 16 | 0 | 0 | 0 | 0 | 0 | 0 | 0 | 0 | 0 | 0 | 0 | 0 | 0 | 0 | 0 | 0 | 0 | 0 | 0 | 0 | 0 | 0 | 1 | 0 | 0 | 0 | 11460.9369
2025-12-17 | 12756.201 | 16.7 | 0 | 0 | 0 | 0 | 0 | 0 | 0 | 0 | 0 | 0 | 0 | 0 | 0 | 0 | 0 | 0 | 0 | 0 | 0 | 0 | 0 | 0 | 0 | 1 | 0 | 0 | 10606.0572
2025-12-17 | 11385.927 | 17 | 0 | 0 | 0 | 0 | 0 | 0 | 0 | 0 | 0 | 0 | 0 | 0 | 0 | 0 | 0 | 0 | 0 | 0 | 0 | 0 | 0 | 0 | 0 | 0 | 1 | 0 | 9493.7424
2025-12-17 | 9976.051 | 16.3 | 0 | 0 | 0 | 0 | 0 | 0 | 0 | 0 | 0 | 0 | 0 | 0 | 0 | 0 | 0 | 0 | 0 | 0 | 0 | 0 | 0 | 0 | 0 | 0 | 0 | 1 | 8364.6714
2025-12-18 | 9053.571 | 17 | 0 | 0 | 1 | 0 | 0 | 0 | 0 | 0 | 0 | 0 | 0 | 0 | 0 | 0 | 0 | 0 | 0 | 0 | 0 | 0 | 0 | 0 | 0 | 0 | 0 | 0 | 7779.4781
2025-12-18 | 8666.502 | 17.8 | 0 | 0 | 0 | 1 | 0 | 0 | 0 | 0 | 0 | 0 | 0 | 0 | 0 | 0 | 0 | 0 | 0 | 0 | 0 | 0 | 0 | 0 | 0 | 0 | 0 | 0 | 7496.0768
2025-12-18 | 8442.394 | 17 | 0 | 0 | 0 | 0 | 1 | 0 | 0 | 0 | 0 | 0 | 0 | 0 | 0 | 0 | 0 | 0 | 0 | 0 | 0 | 0 | 0 | 0 | 0 | 0 | 0 | 0 | 7131.2287
2025-12-18 | 8199.464 | 17.7 | 0 | 0 | 0 | 0 | 0 | 1 | 0 | 0 | 0 | 0 | 0 | 0 | 0 | 0 | 0 | 0 | 0 | 0 | 0 | 0 | 0 | 0 | 0 | 0 | 0 | 0 | 7205.1143
2025-12-18 | 8309.255 | 16.6 | 0 | 0 | 0 | 0 | 0 | 0 | 1 | 0 | 0 | 0 | 0 | 0 | 0 | 0 | 0 | 0 | 0 | 0 | 0 | 0 | 0 | 0 | 0 | 0 | 0 | 0 | 7198.5943
2025-12-18 | 8833.254 | 17 | 0 | 0 | 0 | 0 | 0 | 0 | 0 | 1 | 0 | 0 | 0 | 0 | 0 | 0 | 0 | 0 | 0 | 0 | 0 | 0 | 0 | 0 | 0 | 0 | 0 | 0 | 7804.2604
2025-12-18 | 9677.012 | 16.9 | 0 | 0 | 0 | 0 | 0 | 0 | 0 | 0 | 1 | 0 | 0 | 0 | 0 | 0 | 0 | 0 | 0 | 0 | 0 | 0 | 0 | 0 | 0 | 0 | 0 | 0 | 8563.1901
2025-12-18 | 10500.692 | 16.8 | 0 | 0 | 0 | 0 | 0 | 0 | 0 | 0 | 0 | 1 | 0 | 0 | 0 | 0 | 0 | 0 | 0 | 0 | 0 | 0 | 0 | 0 | 0 | 0 | 0 | 0 | 9213.806
2025-12-18 | 10733.638 | 16.4 | 0 | 0 | 0 | 0 | 0 | 0 | 0 | 0 | 0 | 0 | 1 | 0 | 0 | 0 | 0 | 0 | 0 | 0 | 0 | 0 | 0 | 0 | 0 | 0 | 0 | 0 | 9488.6024
2025-12-18 | 10356.852 | 15.8 | 0 | 0 | 0 | 0 | 0 | 0 | 0 | 0 | 0 | 0 | 0 | 1 | 0 | 0 | 0 | 0 | 0 | 0 | 0 | 0 | 0 | 0 | 0 | 0 | 0 | 0 | 9499.596
2025-12-18 | 10274.049 | 14.9 | 0 | 0 | 0 | 0 | 0 | 0 | 0 | 0 | 0 | 0 | 0 | 0 | 1 | 0 | 0 | 0 | 0 | 0 | 0 | 0 | 0 | 0 | 0 | 0 | 0 | 0 | 9417.8259
2025-12-18 | 10454.867 | 13.5 | 0 | 0 | 0 | 0 | 0 | 0 | 0 | 0 | 0 | 0 | 0 | 0 | 0 | 1 | 0 | 0 | 0 | 0 | 0 | 0 | 0 | 0 | 0 | 0 | 0 | 0 | 9290.0874
2025-12-18 | 10236.876 | 12.2 | 0 | 0 | 0 | 0 | 0 | 0 | 0 | 0 | 0 | 0 | 0 | 0 | 0 | 0 | 1 | 0 | 0 | 0 | 0 | 0 | 0 | 0 | 0 | 0 | 0 | 0 | 8978.5698
2025-12-18 | 9635.211 | 12.4 | 0 | 0 | 0 | 0 | 0 | 0 | 0 | 0 | 0 | 0 | 0 | 0 | 0 | 0 | 0 | 1 | 0 | 0 | 0 | 0 | 0 | 0 | 0 | 0 | 0 | 0 | 8934.6661
2025-12-18 | 9455.706 | 12 | 0 | 0 | 0 | 0 | 0 | 0 | 0 | 0 | 0 | 0 | 0 | 0 | 0 | 0 | 0 | 0 | 1 | 0 | 0 | 0 | 0 | 0 | 0 | 0 | 0 | 0 | 9051.9489
2025-12-18 | 10071.347 | 11.4 | 0 | 0 | 0 | 0 | 0 | 0 | 0 | 0 | 0 | 0 | 0 | 0 | 0 | 0 | 0 | 0 | 0 | 1 | 0 | 0 | 0 | 0 | 0 | 0 | 0 | 0 | 9642.4542
2025-12-18 | 11890.274 | 11.6 | 0 | 0 | 0 | 0 | 0 | 0 | 0 | 0 | 0 | 0 | 0 | 0 | 0 | 0 | 0 | 0 | 0 | 0 | 1 | 0 | 0 | 0 | 0 | 0 | 0 | 0 | 10708.4126
2025-12-18 | 13413.635 | 11.5 | 0 | 0 | 0 | 0 | 0 | 0 | 0 | 0 | 0 | 0 | 0 | 0 | 0 | 0 | 0 | 0 | 0 | 0 | 0 | 1 | 0 | 0 | 0 | 0 | 0 | 0 | 11183.1773
2025-12-18 | 13214.764 | 10.3 | 0 | 0 | 0 | 0 | 0 | 0 | 0 | 0 | 0 | 0 | 0 | 0 | 0 | 0 | 0 | 0 | 0 | 0 | 0 | 0 | 1 | 0 | 0 | 0 | 0 | 0 | 10960.2592
2025-12-18 | 13276.819 | 10.4 | 0 | 0 | 0 | 0 | 0 | 0 | 0 | 0 | 0 | 0 | 0 | 0 | 0 | 0 | 0 | 0 | 0 | 0 | 0 | 0 | 0 | 1 | 0 | 0 | 0 | 0 | 10886.8277
2025-12-18 | 13083.759 | 10.3 | 0 | 0 | 0 | 0 | 0 | 0 | 0 | 0 | 0 | 0 | 0 | 0 | 0 | 0 | 0 | 0 | 0 | 0 | 0 | 0 | 0 | 0 | 1 | 0 | 0 | 0 | 10490.6027
2025-12-18 | 12166.455 | 10.6 | 0 | 0 | 0 | 0 | 0 | 0 | 0 | 0 | 0 | 0 | 0 | 0 | 0 | 0 | 0 | 0 | 0 | 0 | 0 | 0 | 0 | 0 | 0 | 1 | 0 | 0 | 9567.6294
2025-12-18 | 10918.823 | 10 | 0 | 0 | 0 | 0 | 0 | 0 | 0 | 0 | 0 | 0 | 0 | 0 | 0 | 0 | 0 | 0 | 0 | 0 | 0 | 0 | 0 | 0 | 0 | 0 | 1 | 0 | 8302.104
2025-12-18 | 9516.965 | 9.9 | 0 | 0 | 0 | 0 | 0 | 0 | 0 | 0 | 0 | 0 | 0 | 0 | 0 | 0 | 0 | 0 | 0 | 0 | 0 | 0 | 0 | 0 | 0 | 0 | 0 | 1 | 7275.1734
2025-12-19 | 8473.431 | 9.2 | 0 | 0 | 1 | 0 | 0 | 0 | 0 | 0 | 0 | 0 | 0 | 0 | 0 | 0 | 0 | 0 | 0 | 0 | 0 | 0 | 0 | 0 | 0 | 0 | 0 | 0 | 6451.6525
2025-12-19 | 7961.593 | 9 | 0 | 0 | 0 | 1 | 0 | 0 | 0 | 0 | 0 | 0 | 0 | 0 | 0 | 0 | 0 | 0 | 0 | 0 | 0 | 0 | 0 | 0 | 0 | 0 | 0 | 0 | 5998.0171
2025-12-19 | 7584.381 | 9.3 | 0 | 0 | 0 | 0 | 1 | 0 | 0 | 0 | 0 | 0 | 0 | 0 | 0 | 0 | 0 | 0 | 0 | 0 | 0 | 0 | 0 | 0 | 0 | 0 | 0 | 0 | 5820.4265
2025-12-19 | 7771.432 | 9 | 0 | 0 | 0 | 0 | 0 | 1 | 0 | 0 | 0 | 0 | 0 | 0 | 0 | 0 | 0 | 0 | 0 | 0 | 0 | 0 | 0 | 0 | 0 | 0 | 0 | 0 | 5724.078
2025-12-19 | 6781.871 | 9.8 | 0 | 0 | 0 | 0 | 0 | 0 | 1 | 0 | 0 | 0 | 0 | 0 | 0 | 0 | 0 | 0 | 0 | 0 | 0 | 0 | 0 | 0 | 0 | 0 | 0 | 0 | 6041.0027
2025-12-19 | 7061.876 | 14.2 | 0 | 0 | 0 | 0 | 0 | 0 | 0 | 1 | 0 | 0 | 0 | 0 | 0 | 0 | 0 | 0 | 0 | 0 | 0 | 0 | 0 | 0 | 0 | 0 | 0 | 0 | 7327.605
2025-12-19 | 7508.791 | 15.2 | 0 | 0 | 0 | 0 | 0 | 0 | 0 | 0 | 1 | 0 | 0 | 0 | 0 | 0 | 0 | 0 | 0 | 0 | 0 | 0 | 0 | 0 | 0 | 0 | 0 | 0 | 8273.7922
2025-12-19 | 10656.116 | 16.4 | 0 | 0 | 0 | 0 | 0 | 0 | 0 | 0 | 0 | 1 | 0 | 0 | 0 | 0 | 0 | 0 | 0 | 0 | 0 | 0 | 0 | 0 | 0 | 0 | 0 | 0 | 9145.7124
2025-12-19 | 10267.574 | 15.9 | 0 | 0 | 0 | 0 | 0 | 0 | 0 | 0 | 0 | 0 | 1 | 0 | 0 | 0 | 0 | 0 | 0 | 0 | 0 | 0 | 0 | 0 | 0 | 0 | 0 | 0 | 9403.4853
2025-12-19 | 10425.594 | 16.1 | 0 | 0 | 0 | 0 | 0 | 0 | 0 | 0 | 0 | 0 | 0 | 1 | 0 | 0 | 0 | 0 | 0 | 0 | 0 | 0 | 0 | 0 | 0 | 0 | 0 | 0 | 9550.6663
2025-12-19 | 10781.529 | 16.7 | 0 | 0 | 0 | 0 | 0 | 0 | 0 | 0 | 0 | 0 | 0 | 0 | 1 | 0 | 0 | 0 | 0 | 0 | 0 | 0 | 0 | 0 | 0 | 0 | 0 | 0 | 9724.2472
2025-12-19 | 11043.011 | 19 | 0 | 0 | 0 | 0 | 0 | 0 | 0 | 0 | 0 | 0 | 0 | 0 | 0 | 1 | 0 | 0 | 0 | 0 | 0 | 0 | 0 | 0 | 0 | 0 | 0 | 0 | 10226.3747
2025-12-19 | 11273.717 | 19.6 | 0 | 0 | 0 | 0 | 0 | 0 | 0 | 0 | 0 | 0 | 0 | 0 | 0 | 0 | 1 | 0 | 0 | 0 | 0 | 0 | 0 | 0 | 0 | 0 | 0 | 0 | 10238.3018
2025-12-19 | 11525.472 | 19.5 | 0 | 0 | 0 | 0 | 0 | 0 | 0 | 0 | 0 | 0 | 0 | 0 | 0 | 0 | 0 | 1 | 0 | 0 | 0 | 0 | 0 | 0 | 0 | 0 | 0 | 0 | 10143.3279
2025-12-19 | 11779.215 | 19.7 | 0 | 0 | 0 | 0 | 0 | 0 | 0 | 0 | 0 | 0 | 0 | 0 | 0 | 0 | 0 | 0 | 1 | 0 | 0 | 0 | 0 | 0 | 0 | 0 | 0 | 0 | 10362.7512
2025-12-19 | 12199.246 | 20 | 0 | 0 | 0 | 0 | 0 | 0 | 0 | 0 | 0 | 0 | 0 | 0 | 0 | 0 | 0 | 0 | 0 | 1 | 0 | 0 | 0 | 0 | 0 | 0 | 0 | 0 | 11106.4671
2025-12-19 | 13613.501 | 21.3 | 0 | 0 | 0 | 0 | 0 | 0 | 0 | 0 | 0 | 0 | 0 | 0 | 0 | 0 | 0 | 0 | 0 | 0 | 1 | 0 | 0 | 0 | 0 | 0 | 0 | 0 | 12359.683
2025-12-19 | 14760.338 | 22 | 0 | 0 | 0 | 0 | 0 | 0 | 0 | 0 | 0 | 0 | 0 | 0 | 0 | 0 | 0 | 0 | 0 | 0 | 0 | 1 | 0 | 0 | 0 | 0 | 0 | 0 | 12970.6349
2025-12-19 | 14456.221 | 22.3 | 0 | 0 | 0 | 0 | 0 | 0 | 0 | 0 | 0 | 0 | 0 | 0 | 0 | 0 | 0 | 0 | 0 | 0 | 0 | 0 | 1 | 0 | 0 | 0 | 0 | 0 | 13003.0679
2025-12-19 | 14520.463 | 22.3 | 0 | 0 | 0 | 0 | 0 | 0 | 0 | 0 | 0 | 0 | 0 | 0 | 0 | 0 | 0 | 0 | 0 | 0 | 0 | 0 | 0 | 1 | 0 | 0 | 0 | 0 | 12912.613
2025-12-19 | 14398.427 | 22.2 | 0 | 0 | 0 | 0 | 0 | 0 | 0 | 0 | 0 | 0 | 0 | 0 | 0 | 0 | 0 | 0 | 0 | 0 | 0 | 0 | 0 | 0 | 1 | 0 | 0 | 0 | 12516.388
2025-12-19 | 13528.426 | 22.2 | 0 | 0 | 0 | 0 | 0 | 0 | 0 | 0 | 0 | 0 | 0 | 0 | 0 | 0 | 0 | 0 | 0 | 0 | 0 | 0 | 0 | 0 | 0 | 1 | 0 | 0 | 11542.3445
2025-12-19 | 12383.336 | 22 | 0 | 0 | 0 | 0 | 0 | 0 | 0 | 0 | 0 | 0 | 0 | 0 | 0 | 0 | 0 | 0 | 0 | 0 | 0 | 0 | 0 | 0 | 0 | 0 | 1 | 0 | 10344.9127
2025-12-19 | 11209.247 | 21.6 | 0 | 0 | 0 | 0 | 0 | 0 | 0 | 0 | 0 | 0 | 0 | 0 | 0 | 0 | 0 | 0 | 0 | 0 | 0 | 0 | 0 | 0 | 0 | 0 | 0 | 1 | 9266.9119
2025-12-20 | 10210.816 | 22.3 | 0 | 1 | 1 | 0 | 0 | 0 | 0 | 0 | 0 | 0 | 0 | 0 | 0 | 0 | 0 | 0 | 0 | 0 | 0 | 0 | 0 | 0 | 0 | 0 | 0 | 0 | 9164.85
2025-12-20 | 9654.109 | 22.4 | 0 | 1 | 0 | 1 | 0 | 0 | 0 | 0 | 0 | 0 | 0 | 0 | 0 | 0 | 0 | 0 | 0 | 0 | 0 | 0 | 0 | 0 | 0 | 0 | 0 | 0 | 8762.2848
2025-12-20 | 9257.456 | 21.6 | 0 | 1 | 0 | 0 | 1 | 0 | 0 | 0 | 0 | 0 | 0 | 0 | 0 | 0 | 0 | 0 | 0 | 0 | 0 | 0 | 0 | 0 | 0 | 0 | 0 | 0 | 8397.4367
2025-12-20 | 8987.774 | 21.7 | 0 | 1 | 0 | 0 | 0 | 1 | 0 | 0 | 0 | 0 | 0 | 0 | 0 | 0 | 0 | 0 | 0 | 0 | 0 | 0 | 0 | 0 | 0 | 0 | 0 | 0 | 8369.1818
2025-12-20 | 9093.647 | 21.6 | 0 | 1 | 0 | 0 | 0 | 0 | 1 | 0 | 0 | 0 | 0 | 0 | 0 | 0 | 0 | 0 | 0 | 0 | 0 | 0 | 0 | 0 | 0 | 0 | 0 | 0 | 8532.8959
2025-12-20 | 9431.706 | 21.8 | 0 | 1 | 0 | 0 | 0 | 0 | 0 | 1 | 0 | 0 | 0 | 0 | 0 | 0 | 0 | 0 | 0 | 0 | 0 | 0 | 0 | 0 | 0 | 0 | 0 | 0 | 9104.5152
2025-12-20 | 9995.171 | 22.3 | 0 | 1 | 0 | 0 | 0 | 0 | 0 | 0 | 1 | 0 | 0 | 0 | 0 | 0 | 0 | 0 | 0 | 0 | 0 | 0 | 0 | 0 | 0 | 0 | 0 | 0 | 9965.5853
2025-12-20 | 10972.862 | 22.3 | 0 | 1 | 0 | 0 | 0 | 0 | 0 | 0 | 0 | 1 | 0 | 0 | 0 | 0 | 0 | 0 | 0 | 0 | 0 | 0 | 0 | 0 | 0 | 0 | 0 | 0 | 10633.2246
2025-12-20 | 12258.17 | 22.2 | 0 | 1 | 0 | 0 | 0 | 0 | 0 | 0 | 0 | 0 | 1 | 0 | 0 | 0 | 0 | 0 | 0 | 0 | 0 | 0 | 0 | 0 | 0 | 0 | 0 | 0 | 10959.0912
2025-12-20 | 13348.939 | 21.4 | 0 | 1 | 0 | 0 | 0 | 0 | 0 | 0 | 0 | 0 | 0 | 1 | 0 | 0 | 0 | 0 | 0 | 0 | 0 | 0 | 0 | 0 | 0 | 0 | 0 | 0 | 10936.0381
2025-12-20 | 13992.797 | 20.5 | 0 | 1 | 0 | 0 | 0 | 0 | 0 | 0 | 0 | 0 | 0 | 0 | 1 | 0 | 0 | 0 | 0 | 0 | 0 | 0 | 0 | 0 | 0 | 0 | 0 | 0 | 10854.268
2025-12-20 | 14325.671 | 20.3 | 0 | 1 | 0 | 0 | 0 | 0 | 0 | 0 | 0 | 0 | 0 | 0 | 0 | 1 | 0 | 0 | 0 | 0 | 0 | 0 | 0 | 0 | 0 | 0 | 0 | 0 | 10930.8103
2025-12-20 | 14066.146 | 20 | 0 | 1 | 0 | 0 | 0 | 0 | 0 | 0 | 0 | 0 | 0 | 0 | 0 | 0 | 1 | 0 | 0 | 0 | 0 | 0 | 0 | 0 | 0 | 0 | 0 | 0 | 10789.5268
2025-12-20 | 14043.609 | 19 | 0 | 1 | 0 | 0 | 0 | 0 | 0 | 0 | 0 | 0 | 0 | 0 | 0 | 0 | 0 | 1 | 0 | 0 | 0 | 0 | 0 | 0 | 0 | 0 | 0 | 0 | 10541.3422
2025-12-20 | 13638.684 | 18.1 | 0 | 1 | 0 | 0 | 0 | 0 | 0 | 0 | 0 | 0 | 0 | 0 | 0 | 0 | 0 | 0 | 1 | 0 | 0 | 0 | 0 | 0 | 0 | 0 | 0 | 0 | 10573.508
2025-12-20 | 13589.555 | 17 | 0 | 1 | 0 | 0 | 0 | 0 | 0 | 0 | 0 | 0 | 0 | 0 | 0 | 0 | 0 | 0 | 0 | 1 | 0 | 0 | 0 | 0 | 0 | 0 | 0 | 0 | 11078.8963
2025-12-20 | 14629.571 | 16.2 | 0 | 1 | 0 | 0 | 0 | 0 | 0 | 0 | 0 | 0 | 0 | 0 | 0 | 0 | 0 | 0 | 0 | 0 | 1 | 0 | 0 | 0 | 0 | 0 | 0 | 0 | 11974.6206
2025-12-20 | 15168.874 | 15.2 | 0 | 1 | 0 | 0 | 0 | 0 | 0 | 0 | 0 | 0 | 0 | 0 | 0 | 0 | 0 | 0 | 0 | 0 | 0 | 1 | 0 | 0 | 0 | 0 | 0 | 0 | 12296.1747
2025-12-20 | 14600.499 | 14.3 | 0 | 1 | 0 | 0 | 0 | 0 | 0 | 0 | 0 | 0 | 0 | 0 | 0 | 0 | 0 | 0 | 0 | 0 | 0 | 0 | 1 | 0 | 0 | 0 | 0 | 0 | 12124.3267
2025-12-20 | 13898.625 | 13.9 | 0 | 1 | 0 | 0 | 0 | 0 | 0 | 0 | 0 | 0 | 0 | 0 | 0 | 0 | 0 | 0 | 0 | 0 | 0 | 0 | 0 | 1 | 0 | 0 | 0 | 0 | 11965.7783
2025-12-20 | 13462.039 | 13.8 | 0 | 1 | 0 | 0 | 0 | 0 | 0 | 0 | 0 | 0 | 0 | 0 | 0 | 0 | 0 | 0 | 0 | 0 | 0 | 0 | 0 | 0 | 1 | 0 | 0 | 0 | 11569.5533
2025-12-20 | 12705.684 | 14.4 | 0 | 1 | 0 | 0 | 0 | 0 | 0 | 0 | 0 | 0 | 0 | 0 | 0 | 0 | 0 | 0 | 0 | 0 | 0 | 0 | 0 | 0 | 0 | 1 | 0 | 0 | 10697.6502
2025-12-20 | 11474.517 | 14.9 | 0 | 1 | 0 | 0 | 0 | 0 | 0 | 0 | 0 | 0 | 0 | 0 | 0 | 0 | 0 | 0 | 0 | 0 | 0 | 0 | 0 | 0 | 0 | 0 | 1 | 0 | 9619.3822
2025-12-20 | 10370.447 | 15.3 | 0 | 1 | 0 | 0 | 0 | 0 | 0 | 0 | 0 | 0 | 0 | 0 | 0 | 0 | 0 | 0 | 0 | 0 | 0 | 0 | 0 | 0 | 0 | 0 | 0 | 1 | 8677.5687
2025-12-21 | 9451.538 | 15.3 | 0 | 1 | 1 | 0 | 0 | 0 | 0 | 0 | 0 | 0 | 0 | 0 | 0 | 0 | 0 | 0 | 0 | 0 | 0 | 0 | 0 | 0 | 0 | 0 | 0 | 0 | 7973.2116
2025-12-21 | 8860.247 | 15.4 | 0 | 1 | 0 | 1 | 0 | 0 | 0 | 0 | 0 | 0 | 0 | 0 | 0 | 0 | 0 | 0 | 0 | 0 | 0 | 0 | 0 | 0 | 0 | 0 | 0 | 0 | 7570.6464
2025-12-21 | 8494.563 | 18 | 0 | 1 | 0 | 0 | 1 | 0 | 0 | 0 | 0 | 0 | 0 | 0 | 0 | 0 | 0 | 0 | 0 | 0 | 0 | 0 | 0 | 0 | 0 | 0 | 0 | 0 | 7784.5941
2025-12-21 | 8385.775 | 20.2 | 0 | 1 | 0 | 0 | 0 | 1 | 0 | 0 | 0 | 0 | 0 | 0 | 0 | 0 | 0 | 0 | 0 | 0 | 0 | 0 | 0 | 0 | 0 | 0 | 0 | 0 | 8113.8308
2025-12-21 | 8663.097 | 22 | 0 | 1 | 0 | 0 | 0 | 0 | 1 | 0 | 0 | 0 | 0 | 0 | 0 | 0 | 0 | 0 | 0 | 0 | 0 | 0 | 0 | 0 | 0 | 0 | 0 | 0 | 8600.9895
2025-12-21 | 9073.28 | 22.9 | 0 | 1 | 0 | 0 | 0 | 0 | 0 | 1 | 0 | 0 | 0 | 0 | 0 | 0 | 0 | 0 | 0 | 0 | 0 | 0 | 0 | 0 | 0 | 0 | 0 | 0 | 9291.7727
2025-12-21 | 9753.71 | 22.9 | 0 | 1 | 0 | 0 | 0 | 0 | 0 | 0 | 1 | 0 | 0 | 0 | 0 | 0 | 0 | 0 | 0 | 0 | 0 | 0 | 0 | 0 | 0 | 0 | 0 | 0 | 10067.7258
2025-12-21 | 10728.718 | 23.1 | 0 | 1 | 0 | 0 | 0 | 0 | 0 | 0 | 0 | 1 | 0 | 0 | 0 | 0 | 0 | 0 | 0 | 0 | 0 | 0 | 0 | 0 | 0 | 0 | 0 | 0 | 10769.4119
2025-12-21 | 12031.737 | 22.7 | 0 | 1 | 0 | 0 | 0 | 0 | 0 | 0 | 0 | 0 | 1 | 0 | 0 | 0 | 0 | 0 | 0 | 0 | 0 | 0 | 0 | 0 | 0 | 0 | 0 | 0 | 11044.2083
2025-12-21 | 12714.662 | 22.3 | 0 | 1 | 0 | 0 | 0 | 0 | 0 | 0 | 0 | 0 | 0 | 1 | 0 | 0 | 0 | 0 | 0 | 0 | 0 | 0 | 0 | 0 | 0 | 0 | 0 | 0 | 11089.2488
2025-12-21 | 13370.891 | 21.8 | 0 | 1 | 0 | 0 | 0 | 0 | 0 | 0 | 0 | 0 | 0 | 0 | 1 | 0 | 0 | 0 | 0 | 0 | 0 | 0 | 0 | 0 | 0 | 0 | 0 | 0 | 11075.5722
2025-12-21 | 13628.997 | 21.8 | 0 | 1 | 0 | 0 | 0 | 0 | 0 | 0 | 0 | 0 | 0 | 0 | 0 | 1 | 0 | 0 | 0 | 0 | 0 | 0 | 0 | 0 | 0 | 0 | 0 | 0 | 11186.1614
2025-12-21 | 14020.812 | 22.2 | 0 | 1 | 0 | 0 | 0 | 0 | 0 | 0 | 0 | 0 | 0 | 0 | 0 | 0 | 1 | 0 | 0 | 0 | 0 | 0 | 0 | 0 | 0 | 0 | 0 | 0 | 11164.0417
2025-12-21 | 13790.126 | 22.3 | 0 | 1 | 0 | 0 | 0 | 0 | 0 | 0 | 0 | 0 | 0 | 0 | 0 | 0 | 0 | 1 | 0 | 0 | 0 | 0 | 0 | 0 | 0 | 0 | 0 | 0 | 11103.1146
2025-12-21 | 13973.976 | 21.3 | 0 | 1 | 0 | 0 | 0 | 0 | 0 | 0 | 0 | 0 | 0 | 0 | 0 | 0 | 0 | 0 | 1 | 0 | 0 | 0 | 0 | 0 | 0 | 0 | 0 | 0 | 11118.257
2025-12-21 | 14083.996 | 20.2 | 0 | 1 | 0 | 0 | 0 | 0 | 0 | 0 | 0 | 0 | 0 | 0 | 0 | 0 | 0 | 0 | 0 | 1 | 0 | 0 | 0 | 0 | 0 | 0 | 0 | 0 | 11623.6453
2025-12-21 | 15427.04 | 21.1 | 0 | 1 | 0 | 0 | 0 | 0 | 0 | 0 | 0 | 0 | 0 | 0 | 0 | 0 | 0 | 0 | 0 | 0 | 1 | 0 | 0 | 0 | 0 | 0 | 0 | 0 | 12808.7675
2025-12-21 | 16619.53 | 21.6 | 0 | 1 | 0 | 0 | 0 | 0 | 0 | 0 | 0 | 0 | 0 | 0 | 0 | 0 | 0 | 0 | 0 | 0 | 0 | 1 | 0 | 0 | 0 | 0 | 0 | 0 | 13385.6726
2025-12-21 | 16129.984 | 21.9 | 0 | 1 | 0 | 0 | 0 | 0 | 0 | 0 | 0 | 0 | 0 | 0 | 0 | 0 | 0 | 0 | 0 | 0 | 0 | 0 | 1 | 0 | 0 | 0 | 0 | 0 | 13418.1056
2025-12-21 | 15519.124 | 21.5 | 0 | 1 | 0 | 0 | 0 | 0 | 0 | 0 | 0 | 0 | 0 | 0 | 0 | 0 | 0 | 0 | 0 | 0 | 0 | 0 | 0 | 1 | 0 | 0 | 0 | 0 | 13259.5571
2025-12-21 | 15018.063 | 21.9 | 0 | 1 | 0 | 0 | 0 | 0 | 0 | 0 | 0 | 0 | 0 | 0 | 0 | 0 | 0 | 0 | 0 | 0 | 0 | 0 | 0 | 0 | 1 | 0 | 0 | 0 | 12948.4491
2025-12-21 | 13966.919 | 22 | 0 | 1 | 0 | 0 | 0 | 0 | 0 | 0 | 0 | 0 | 0 | 0 | 0 | 0 | 0 | 0 | 0 | 0 | 0 | 0 | 0 | 0 | 0 | 1 | 0 | 0 | 11991.429
2025-12-21 | 12586.267 | 21.9 | 0 | 1 | 0 | 0 | 0 | 0 | 0 | 0 | 0 | 0 | 0 | 0 | 0 | 0 | 0 | 0 | 0 | 0 | 0 | 0 | 0 | 0 | 0 | 0 | 1 | 0 | 10811.0206
2025-12-21 | 11222.634 | 22.1 | 0 | 1 | 0 | 0 | 0 | 0 | 0 | 0 | 0 | 0 | 0 | 0 | 0 | 0 | 0 | 0 | 0 | 0 | 0 | 0 | 0 | 0 | 0 | 0 | 0 | 1 | 9835.1603
2025-12-22 | 10244.506 | 22.2 | 0 | 0 | 1 | 0 | 0 | 0 | 0 | 0 | 0 | 0 | 0 | 0 | 0 | 0 | 0 | 0 | 0 | 0 | 0 | 0 | 0 | 0 | 0 | 0 | 0 | 0 | 8664.6952
2025-12-22 | 9705.911 | 23.2 | 0 | 0 | 0 | 1 | 0 | 0 | 0 | 0 | 0 | 0 | 0 | 0 | 0 | 0 | 0 | 0 | 0 | 0 | 0 | 0 | 0 | 0 | 0 | 0 | 0 | 0 | 8415.3407
2025-12-22 | 9406.622 | 24.3 | 0 | 0 | 0 | 0 | 1 | 0 | 0 | 0 | 0 | 0 | 0 | 0 | 0 | 0 | 0 | 0 | 0 | 0 | 0 | 0 | 0 | 0 | 0 | 0 | 0 | 0 | 8373.9373
2025-12-22 | 9240.201 | 23.8 | 0 | 0 | 0 | 0 | 0 | 1 | 0 | 0 | 0 | 0 | 0 | 0 | 0 | 0 | 0 | 0 | 0 | 0 | 0 | 0 | 0 | 0 | 0 | 0 | 0 | 0 | 8243.542
2025-12-22 | 9392.366 | 24.3 | 0 | 0 | 0 | 0 | 0 | 0 | 1 | 0 | 0 | 0 | 0 | 0 | 0 | 0 | 0 | 0 | 0 | 0 | 0 | 0 | 0 | 0 | 0 | 0 | 0 | 0 | 8509.3965
2025-12-22 | 9836.316 | 24.8 | 0 | 0 | 0 | 0 | 0 | 0 | 0 | 1 | 0 | 0 | 0 | 0 | 0 | 0 | 0 | 0 | 0 | 0 | 0 | 0 | 0 | 0 | 0 | 0 | 0 | 0 | 9132.086
2025-12-22 | 10446.152 | 24.4 | 0 | 0 | 0 | 0 | 0 | 0 | 0 | 0 | 1 | 0 | 0 | 0 | 0 | 0 | 0 | 0 | 0 | 0 | 0 | 0 | 0 | 0 | 0 | 0 | 0 | 0 | 9839.9455
2025-12-22 | 11277.683 | 24.6 | 0 | 0 | 0 | 0 | 0 | 0 | 0 | 0 | 0 | 1 | 0 | 0 | 0 | 0 | 0 | 0 | 0 | 0 | 0 | 0 | 0 | 0 | 0 | 0 | 0 | 0 | 10541.6316
2025-12-22 | 12012.962 | 24.3 | 0 | 0 | 0 | 0 | 0 | 0 | 0 | 0 | 0 | 0 | 1 | 0 | 0 | 0 | 0 | 0 | 0 | 0 | 0 | 0 | 0 | 0 | 0 | 0 | 0 | 0 | 10833.4514
2025-12-22 | 11939.7 | 22.9 | 0 | 0 | 0 | 0 | 0 | 0 | 0 | 0 | 0 | 0 | 0 | 1 | 0 | 0 | 0 | 0 | 0 | 0 | 0 | 0 | 0 | 0 | 0 | 0 | 0 | 0 | 10708.2578
2025-12-22 | 11504.332 | 21.1 | 0 | 0 | 0 | 0 | 0 | 0 | 0 | 0 | 0 | 0 | 0 | 0 | 1 | 0 | 0 | 0 | 0 | 0 | 0 | 0 | 0 | 0 | 0 | 0 | 0 | 0 | 10473.277
2025-12-22 | 11531.592 | 18.2 | 0 | 0 | 0 | 0 | 0 | 0 | 0 | 0 | 0 | 0 | 0 | 0 | 0 | 1 | 0 | 0 | 0 | 0 | 0 | 0 | 0 | 0 | 0 | 0 | 0 | 0 | 10090.1874
2025-12-22 | 11524.116 | 17.6 | 0 | 0 | 0 | 0 | 0 | 0 | 0 | 0 | 0 | 0 | 0 | 0 | 0 | 0 | 1 | 0 | 0 | 0 | 0 | 0 | 0 | 0 | 0 | 0 | 0 | 0 | 9897.8337
2025-12-22 | 11312.518 | 16 | 0 | 0 | 0 | 0 | 0 | 0 | 0 | 0 | 0 | 0 | 0 | 0 | 0 | 0 | 0 | 1 | 0 | 0 | 0 | 0 | 0 | 0 | 0 | 0 | 0 | 0 | 9547.5087
2025-12-22 | 11441.865 | 15 | 0 | 0 | 0 | 0 | 0 | 0 | 0 | 0 | 0 | 0 | 0 | 0 | 0 | 0 | 0 | 0 | 1 | 0 | 0 | 0 | 0 | 0 | 0 | 0 | 0 | 0 | 9562.6511
2025-12-22 | 12039.03 | 14.6 | 0 | 0 | 0 | 0 | 0 | 0 | 0 | 0 | 0 | 0 | 0 | 0 | 0 | 0 | 0 | 0 | 0 | 1 | 0 | 0 | 0 | 0 | 0 | 0 | 0 | 0 | 10187.2032
2025-12-22 | 13334.018 | 14.6 | 0 | 0 | 0 | 0 | 0 | 0 | 0 | 0 | 0 | 0 | 0 | 0 | 0 | 0 | 0 | 0 | 0 | 0 | 1 | 0 | 0 | 0 | 0 | 0 | 0 | 0 | 11219.1148
2025-12-22 | 14662.964 | 15 | 0 | 0 | 0 | 0 | 0 | 0 | 0 | 0 | 0 | 0 | 0 | 0 | 0 | 0 | 0 | 0 | 0 | 0 | 0 | 1 | 0 | 0 | 0 | 0 | 0 | 0 | 11778.9965
2025-12-22 | 14359.415 | 14.7 | 0 | 0 | 0 | 0 | 0 | 0 | 0 | 0 | 0 | 0 | 0 | 0 | 0 | 0 | 0 | 0 | 0 | 0 | 0 | 0 | 1 | 0 | 0 | 0 | 0 | 0 | 11709.289
2025-12-22 | 14191.309 | 15.3 | 0 | 0 | 0 | 0 | 0 | 0 | 0 | 0 | 0 | 0 | 0 | 0 | 0 | 0 | 0 | 0 | 0 | 0 | 0 | 0 | 0 | 1 | 0 | 0 | 0 | 0 | 11720.9746
2025-12-22 | 13696.8 | 15.8 | 0 | 0 | 0 | 0 | 0 | 0 | 0 | 0 | 0 | 0 | 0 | 0 | 0 | 0 | 0 | 0 | 0 | 0 | 0 | 0 | 0 | 0 | 1 | 0 | 0 | 0 | 11426.8901
2025-12-22 | 12837.436 | 16.1 | 0 | 0 | 0 | 0 | 0 | 0 | 0 | 0 | 0 | 0 | 0 | 0 | 0 | 0 | 0 | 0 | 0 | 0 | 0 | 0 | 0 | 0 | 0 | 1 | 0 | 0 | 10503.9168
2025-12-22 | 11492.293 | 16.4 | 0 | 0 | 0 | 0 | 0 | 0 | 0 | 0 | 0 | 0 | 0 | 0 | 0 | 0 | 0 | 0 | 0 | 0 | 0 | 0 | 0 | 0 | 0 | 0 | 1 | 0 | 9391.602
2025-12-22 | 10016.228 | 16.6 | 0 | 0 | 0 | 0 | 0 | 0 | 0 | 0 | 0 | 0 | 0 | 0 | 0 | 0 | 0 | 0 | 0 | 0 | 0 | 0 | 0 | 0 | 0 | 0 | 0 | 1 | 8415.7416
2025-12-23 | 9165.613 | 16.8 | 0 | 0 | 1 | 0 | 0 | 0 | 0 | 0 | 0 | 0 | 0 | 0 | 0 | 0 | 0 | 0 | 0 | 0 | 0 | 0 | 0 | 0 | 0 | 0 | 0 | 0 | 7745.4313
2025-12-23 | 8492.138 | 17.5 | 0 | 0 | 0 | 1 | 0 | 0 | 0 | 0 | 0 | 0 | 0 | 0 | 0 | 0 | 0 | 0 | 0 | 0 | 0 | 0 | 0 | 0 | 0 | 0 | 0 | 0 | 7445.0066
2025-12-23 | 8074.725 | 17.8 | 0 | 0 | 0 | 0 | 1 | 0 | 0 | 0 | 0 | 0 | 0 | 0 | 0 | 0 | 0 | 0 | 0 | 0 | 0 | 0 | 0 | 0 | 0 | 0 | 0 | 0 | 7267.416
2025-12-23 | 7861.172 | 17.9 | 0 | 0 | 0 | 0 | 0 | 1 | 0 | 0 | 0 | 0 | 0 | 0 | 0 | 0 | 0 | 0 | 0 | 0 | 0 | 0 | 0 | 0 | 0 | 0 | 0 | 0 | 7239.1611
2025-12-23 | 7983.64 | 18 | 0 | 0 | 0 | 0 | 0 | 0 | 1 | 0 | 0 | 0 | 0 | 0 | 0 | 0 | 0 | 0 | 0 | 0 | 0 | 0 | 0 | 0 | 0 | 0 | 0 | 0 | 7436.9219
2025-12-23 | 8487.945 | 17.9 | 0 | 0 | 0 | 0 | 0 | 0 | 0 | 1 | 0 | 0 | 0 | 0 | 0 | 0 | 0 | 0 | 0 | 0 | 0 | 0 | 0 | 0 | 0 | 0 | 0 | 0 | 7957.471
2025-12-23 | 9205.094 | 17.8 | 0 | 0 | 0 | 0 | 0 | 0 | 0 | 0 | 1 | 0 | 0 | 0 | 0 | 0 | 0 | 0 | 0 | 0 | 0 | 0 | 0 | 0 | 0 | 0 | 0 | 0 | 8716.4007
2025-12-23 | 9911.026 | 17.4 | 0 | 0 | 0 | 0 | 0 | 0 | 0 | 0 | 0 | 1 | 0 | 0 | 0 | 0 | 0 | 0 | 0 | 0 | 0 | 0 | 0 | 0 | 0 | 0 | 0 | 0 | 9315.9464
2025-12-23 | 10881.808 | 16.7 | 0 | 0 | 0 | 0 | 0 | 0 | 0 | 0 | 0 | 0 | 1 | 0 | 0 | 0 | 0 | 0 | 0 | 0 | 0 | 0 | 0 | 0 | 0 | 0 | 0 | 0 | 9539.6726
2025-12-23 | 11305.24 | 16.8 | 0 | 0 | 0 | 0 | 0 | 0 | 0 | 0 | 0 | 0 | 0 | 1 | 0 | 0 | 0 | 0 | 0 | 0 | 0 | 0 | 0 | 0 | 0 | 0 | 0 | 0 | 9669.8301
2025-12-23 | 11596.188 | 16.7 | 0 | 0 | 0 | 0 | 0 | 0 | 0 | 0 | 0 | 0 | 0 | 0 | 1 | 0 | 0 | 0 | 0 | 0 | 0 | 0 | 0 | 0 | 0 | 0 | 0 | 0 | 9724.2472
2025-12-23 | 11861.032 | 16.6 | 0 | 0 | 0 | 0 | 0 | 0 | 0 | 0 | 0 | 0 | 0 | 0 | 0 | 1 | 0 | 0 | 0 | 0 | 0 | 0 | 0 | 0 | 0 | 0 | 0 | 0 | 9817.8129
2025-12-23 | 11963.867 | 16.5 | 0 | 0 | 0 | 0 | 0 | 0 | 0 | 0 | 0 | 0 | 0 | 0 | 0 | 0 | 1 | 0 | 0 | 0 | 0 | 0 | 0 | 0 | 0 | 0 | 0 | 0 | 9710.5763
2025-12-23 | 12008.716 | 16.4 | 0 | 0 | 0 | 0 | 0 | 0 | 0 | 0 | 0 | 0 | 0 | 0 | 0 | 0 | 0 | 1 | 0 | 0 | 0 | 0 | 0 | 0 | 0 | 0 | 0 | 0 | 9615.6023
2025-12-23 | 11924.666 | 16.5 | 0 | 0 | 0 | 0 | 0 | 0 | 0 | 0 | 0 | 0 | 0 | 0 | 0 | 0 | 0 | 0 | 1 | 0 | 0 | 0 | 0 | 0 | 0 | 0 | 0 | 0 | 9818.0022
2025-12-23 | 12347.397 | 16.1 | 0 | 0 | 0 | 0 | 0 | 0 | 0 | 0 | 0 | 0 | 0 | 0 | 0 | 0 | 0 | 0 | 0 | 1 | 0 | 0 | 0 | 0 | 0 | 0 | 0 | 0 | 10442.5543
2025-12-23 | 13522.922 | 15.5 | 0 | 0 | 0 | 0 | 0 | 0 | 0 | 0 | 0 | 0 | 0 | 0 | 0 | 0 | 0 | 0 | 0 | 0 | 1 | 0 | 0 | 0 | 0 | 0 | 0 | 0 | 11372.3254
2025-12-23 | 14342.894 | 15.3 | 0 | 0 | 0 | 0 | 0 | 0 | 0 | 0 | 0 | 0 | 0 | 0 | 0 | 0 | 0 | 0 | 0 | 0 | 0 | 1 | 0 | 0 | 0 | 0 | 0 | 0 | 11830.0667
2025-12-23 | 13942.37 | 15 | 0 | 0 | 0 | 0 | 0 | 0 | 0 | 0 | 0 | 0 | 0 | 0 | 0 | 0 | 0 | 0 | 0 | 0 | 0 | 0 | 1 | 0 | 0 | 0 | 0 | 0 | 11760.3592
2025-12-23 | 13888.746 | 14.5 | 0 | 0 | 0 | 0 | 0 | 0 | 0 | 0 | 0 | 0 | 0 | 0 | 0 | 0 | 0 | 0 | 0 | 0 | 0 | 0 | 0 | 1 | 0 | 0 | 0 | 0 | 11584.7874
2025-12-23 | 13673.532 | 14.1 | 0 | 0 | 0 | 0 | 0 | 0 | 0 | 0 | 0 | 0 | 0 | 0 | 0 | 0 | 0 | 0 | 0 | 0 | 0 | 0 | 0 | 0 | 1 | 0 | 0 | 0 | 11137.4922
2025-12-23 | 12703.665 | 14.6 | 0 | 0 | 0 | 0 | 0 | 0 | 0 | 0 | 0 | 0 | 0 | 0 | 0 | 0 | 0 | 0 | 0 | 0 | 0 | 0 | 0 | 0 | 0 | 1 | 0 | 0 | 10248.5657
2025-12-23 | 11420.914 | 14.7 | 0 | 0 | 0 | 0 | 0 | 0 | 0 | 0 | 0 | 0 | 0 | 0 | 0 | 0 | 0 | 0 | 0 | 0 | 0 | 0 | 0 | 0 | 0 | 0 | 1 | 0 | 9102.2041
2025-12-23 | 10159.282 | 14.6 | 0 | 0 | 0 | 0 | 0 | 0 | 0 | 0 | 0 | 0 | 0 | 0 | 0 | 0 | 0 | 0 | 0 | 0 | 0 | 0 | 0 | 0 | 0 | 0 | 0 | 1 | 8075.2735
2025-12-24 | 9138.531 | 14.8 | 0 | 0 | 1 | 0 | 0 | 0 | 0 | 0 | 0 | 0 | 0 | 0 | 0 | 0 | 0 | 0 | 0 | 0 | 0 | 0 | 0 | 0 | 0 | 0 | 0 | 0 | 7404.9632
2025-12-24 | 8618.974 | 15 | 0 | 0 | 0 | 1 | 0 | 0 | 0 | 0 | 0 | 0 | 0 | 0 | 0 | 0 | 0 | 0 | 0 | 0 | 0 | 0 | 0 | 0 | 0 | 0 | 0 | 0 | 7019.4215
2025-12-24 | 8193.306 | 15.3 | 0 | 0 | 0 | 0 | 1 | 0 | 0 | 0 | 0 | 0 | 0 | 0 | 0 | 0 | 0 | 0 | 0 | 0 | 0 | 0 | 0 | 0 | 0 | 0 | 0 | 0 | 6841.8308
2025-12-24 | 8004.411 | 16 | 0 | 0 | 0 | 0 | 0 | 1 | 0 | 0 | 0 | 0 | 0 | 0 | 0 | 0 | 0 | 0 | 0 | 0 | 0 | 0 | 0 | 0 | 0 | 0 | 0 | 0 | 6915.7164
2025-12-24 | 8128.984 | 16.3 | 0 | 0 | 0 | 0 | 0 | 0 | 1 | 0 | 0 | 0 | 0 | 0 | 0 | 0 | 0 | 0 | 0 | 0 | 0 | 0 | 0 | 0 | 0 | 0 | 0 | 0 | 7147.524
2025-12-24 | 8521.463 | 17 | 0 | 0 | 0 | 0 | 0 | 0 | 0 | 1 | 0 | 0 | 0 | 0 | 0 | 0 | 0 | 0 | 0 | 0 | 0 | 0 | 0 | 0 | 0 | 0 | 0 | 0 | 7804.2604
2025-12-24 | 9277.177 | 17.8 | 0 | 0 | 0 | 0 | 0 | 0 | 0 | 0 | 1 | 0 | 0 | 0 | 0 | 0 | 0 | 0 | 0 | 0 | 0 | 0 | 0 | 0 | 0 | 0 | 0 | 0 | 8716.4007
2025-12-24 | 10223.591 | 18.6 | 0 | 0 | 0 | 0 | 0 | 0 | 0 | 0 | 0 | 1 | 0 | 0 | 0 | 0 | 0 | 0 | 0 | 0 | 0 | 0 | 0 | 0 | 0 | 0 | 0 | 0 | 9520.2273
2025-12-24 | 11431.154 | 19.6 | 0 | 0 | 0 | 0 | 0 | 0 | 0 | 0 | 0 | 0 | 1 | 0 | 0 | 0 | 0 | 0 | 0 | 0 | 0 | 0 | 0 | 0 | 0 | 0 | 0 | 0 | 10033.3513
2025-12-24 | 11917.441 | 19.8 | 0 | 0 | 0 | 0 | 0 | 0 | 0 | 0 | 0 | 0 | 0 | 1 | 0 | 0 | 0 | 0 | 0 | 0 | 0 | 0 | 0 | 0 | 0 | 0 | 0 | 0 | 10180.5323
2025-12-24 | 12440.224 | 19.8 | 0 | 0 | 0 | 0 | 0 | 0 | 0 | 0 | 0 | 0 | 0 | 0 | 1 | 0 | 0 | 0 | 0 | 0 | 0 | 0 | 0 | 0 | 0 | 0 | 0 | 0 | 10251.9728
2025-12-24 | 12500.328 | 19.5 | 0 | 0 | 0 | 0 | 0 | 0 | 0 | 0 | 0 | 0 | 0 | 0 | 0 | 1 | 0 | 0 | 0 | 0 | 0 | 0 | 0 | 0 | 0 | 0 | 0 | 0 | 10311.4917
2025-12-24 | 12435.189 | 18.8 | 0 | 0 | 0 | 0 | 0 | 0 | 0 | 0 | 0 | 0 | 0 | 0 | 0 | 0 | 1 | 0 | 0 | 0 | 0 | 0 | 0 | 0 | 0 | 0 | 0 | 0 | 10102.1146
2025-12-24 | 12237.996 | 17.8 | 0 | 0 | 0 | 0 | 0 | 0 | 0 | 0 | 0 | 0 | 0 | 0 | 0 | 0 | 0 | 1 | 0 | 0 | 0 | 0 | 0 | 0 | 0 | 0 | 0 | 0 | 9853.93
2025-12-24 | 11927.951 | 17.2 | 0 | 0 | 0 | 0 | 0 | 0 | 0 | 0 | 0 | 0 | 0 | 0 | 0 | 0 | 0 | 0 | 1 | 0 | 0 | 0 | 0 | 0 | 0 | 0 | 0 | 0 | 9937.166
2025-12-24 | 12192.329 | 16.9 | 0 | 0 | 0 | 0 | 0 | 0 | 0 | 0 | 0 | 0 | 0 | 0 | 0 | 0 | 0 | 0 | 0 | 1 | 0 | 0 | 0 | 0 | 0 | 0 | 0 | 0 | 10578.7416
2025-12-24 | 13455.993 | 17.6 | 0 | 0 | 0 | 0 | 0 | 0 | 0 | 0 | 0 | 0 | 0 | 0 | 0 | 0 | 0 | 0 | 0 | 0 | 1 | 0 | 0 | 0 | 0 | 0 | 0 | 0 | 11729.817
2025-12-24 | 14479.525 | 17.8 | 0 | 0 | 0 | 0 | 0 | 0 | 0 | 0 | 0 | 0 | 0 | 0 | 0 | 0 | 0 | 0 | 0 | 0 | 0 | 1 | 0 | 0 | 0 | 0 | 0 | 0 | 12255.6519
2025-12-24 | 13992.175 | 18 | 0 | 0 | 0 | 0 | 0 | 0 | 0 | 0 | 0 | 0 | 0 | 0 | 0 | 0 | 0 | 0 | 0 | 0 | 0 | 0 | 1 | 0 | 0 | 0 | 0 | 0 | 12271.0614
2025-12-24 | 13547.058 | 18.6 | 0 | 0 | 0 | 0 | 0 | 0 | 0 | 0 | 0 | 0 | 0 | 0 | 0 | 0 | 0 | 0 | 0 | 0 | 0 | 0 | 0 | 1 | 0 | 0 | 0 | 0 | 12282.747
2025-12-24 | 13211.208 | 18.6 | 0 | 0 | 0 | 0 | 0 | 0 | 0 | 0 | 0 | 0 | 0 | 0 | 0 | 0 | 0 | 0 | 0 | 0 | 0 | 0 | 0 | 0 | 1 | 0 | 0 | 0 | 11903.5454
2025-12-24 | 12569.061 | 18.4 | 0 | 0 | 0 | 0 | 0 | 0 | 0 | 0 | 0 | 0 | 0 | 0 | 0 | 0 | 0 | 0 | 0 | 0 | 0 | 0 | 0 | 0 | 0 | 1 | 0 | 0 | 10895.4551
2025-12-24 | 11615.793 | 18.1 | 0 | 0 | 0 | 0 | 0 | 0 | 0 | 0 | 0 | 0 | 0 | 0 | 0 | 0 | 0 | 0 | 0 | 0 | 0 | 0 | 0 | 0 | 0 | 0 | 1 | 0 | 9680.9999
2025-12-24 | 10412.164 | 18 | 0 | 0 | 0 | 0 | 0 | 0 | 0 | 0 | 0 | 0 | 0 | 0 | 0 | 0 | 0 | 0 | 0 | 0 | 0 | 0 | 0 | 0 | 0 | 0 | 0 | 1 | 8654.0693
2025-12-25 | 9386.789 | 17.9 | 0 | 0 | 1 | 0 | 0 | 0 | 0 | 0 | 0 | 0 | 0 | 0 | 0 | 0 | 0 | 0 | 0 | 0 | 0 | 0 | 0 | 0 | 0 | 0 | 0 | 0 | 7932.6888
2025-12-25 | 8673.883 | 17.7 | 0 | 0 | 0 | 1 | 0 | 0 | 0 | 0 | 0 | 0 | 0 | 0 | 0 | 0 | 0 | 0 | 0 | 0 | 0 | 0 | 0 | 0 | 0 | 0 | 0 | 0 | 7479.0534
2025-12-25 | 8281.462 | 18 | 0 | 0 | 0 | 0 | 1 | 0 | 0 | 0 | 0 | 0 | 0 | 0 | 0 | 0 | 0 | 0 | 0 | 0 | 0 | 0 | 0 | 0 | 0 | 0 | 0 | 0 | 7301.4628
2025-12-25 | 8027.256 | 18.1 | 0 | 0 | 0 | 0 | 0 | 1 | 0 | 0 | 0 | 0 | 0 | 0 | 0 | 0 | 0 | 0 | 0 | 0 | 0 | 0 | 0 | 0 | 0 | 0 | 0 | 0 | 7273.2079
2025-12-25 | 8023.389 | 17.9 | 0 | 0 | 0 | 0 | 0 | 0 | 1 | 0 | 0 | 0 | 0 | 0 | 0 | 0 | 0 | 0 | 0 | 0 | 0 | 0 | 0 | 0 | 0 | 0 | 0 | 0 | 7419.8985
2025-12-25 | 8380.996 | 19.1 | 0 | 0 | 0 | 0 | 0 | 0 | 0 | 1 | 0 | 0 | 0 | 0 | 0 | 0 | 0 | 0 | 0 | 0 | 0 | 0 | 0 | 0 | 0 | 0 | 0 | 0 | 8161.7519
2025-12-25 | 9037.671 | 18 | 0 | 0 | 0 | 0 | 0 | 0 | 0 | 0 | 1 | 0 | 0 | 0 | 0 | 0 | 0 | 0 | 0 | 0 | 0 | 0 | 0 | 0 | 0 | 0 | 0 | 0 | 8750.4475
2025-12-25 | 10157.059 | 17.5 | 0 | 0 | 0 | 0 | 0 | 0 | 0 | 0 | 0 | 1 | 0 | 0 | 0 | 0 | 0 | 0 | 0 | 0 | 0 | 0 | 0 | 0 | 0 | 0 | 0 | 0 | 9332.9698
2025-12-25 | 11865.823 | 16.3 | 0 | 0 | 0 | 0 | 0 | 0 | 0 | 0 | 0 | 0 | 1 | 0 | 0 | 0 | 0 | 0 | 0 | 0 | 0 | 0 | 0 | 0 | 0 | 0 | 0 | 0 | 9471.579
2025-12-25 | 13145.957 | 15.9 | 0 | 0 | 0 | 0 | 0 | 0 | 0 | 0 | 0 | 0 | 0 | 1 | 0 | 0 | 0 | 0 | 0 | 0 | 0 | 0 | 0 | 0 | 0 | 0 | 0 | 0 | 9516.6194
2025-12-25 | 13734.998 | 16.9 | 0 | 0 | 0 | 0 | 0 | 0 | 0 | 0 | 0 | 0 | 0 | 0 | 1 | 0 | 0 | 0 | 0 | 0 | 0 | 0 | 0 | 0 | 0 | 0 | 0 | 0 | 9758.294
2025-12-25 | 13631.694 | 18.6 | 0 | 0 | 0 | 0 | 0 | 0 | 0 | 0 | 0 | 0 | 0 | 0 | 0 | 1 | 0 | 0 | 0 | 0 | 0 | 0 | 0 | 0 | 0 | 0 | 0 | 0 | 10158.2811
2025-12-25 | 13555.623 | 18.8 | 0 | 0 | 0 | 0 | 0 | 0 | 0 | 0 | 0 | 0 | 0 | 0 | 0 | 0 | 1 | 0 | 0 | 0 | 0 | 0 | 0 | 0 | 0 | 0 | 0 | 0 | 10102.1146
2025-12-25 | 13313.357 | 19.1 | 0 | 0 | 0 | 0 | 0 | 0 | 0 | 0 | 0 | 0 | 0 | 0 | 0 | 0 | 0 | 1 | 0 | 0 | 0 | 0 | 0 | 0 | 0 | 0 | 0 | 0 | 10075.2343
2025-12-25 | 13338.451 | 19.6 | 0 | 0 | 0 | 0 | 0 | 0 | 0 | 0 | 0 | 0 | 0 | 0 | 0 | 0 | 0 | 0 | 1 | 0 | 0 | 0 | 0 | 0 | 0 | 0 | 0 | 0 | 10345.7278
2025-12-25 | 13486.669 | 19.6 | 0 | 0 | 0 | 0 | 0 | 0 | 0 | 0 | 0 | 0 | 0 | 0 | 0 | 0 | 0 | 0 | 0 | 1 | 0 | 0 | 0 | 0 | 0 | 0 | 0 | 0 | 11038.3735
2025-12-25 | 14743.668 | 20.7 | 0 | 0 | 0 | 0 | 0 | 0 | 0 | 0 | 0 | 0 | 0 | 0 | 0 | 0 | 0 | 0 | 0 | 0 | 1 | 0 | 0 | 0 | 0 | 0 | 0 | 0 | 12257.5425
2025-12-25 | 14835.374 | 21.8 | 0 | 0 | 0 | 0 | 0 | 0 | 0 | 0 | 0 | 0 | 0 | 0 | 0 | 0 | 0 | 0 | 0 | 0 | 0 | 1 | 0 | 0 | 0 | 0 | 0 | 0 | 12936.5881
2025-12-25 | 13954.894 | 22.7 | 0 | 0 | 0 | 0 | 0 | 0 | 0 | 0 | 0 | 0 | 0 | 0 | 0 | 0 | 0 | 0 | 0 | 0 | 0 | 0 | 1 | 0 | 0 | 0 | 0 | 0 | 13071.1615
2025-12-25 | 13576.769 | 23.2 | 0 | 0 | 0 | 0 | 0 | 0 | 0 | 0 | 0 | 0 | 0 | 0 | 0 | 0 | 0 | 0 | 0 | 0 | 0 | 0 | 0 | 1 | 0 | 0 | 0 | 0 | 13065.8237
2025-12-25 | 13482.846 | 23.8 | 0 | 0 | 0 | 0 | 0 | 0 | 0 | 0 | 0 | 0 | 0 | 0 | 0 | 0 | 0 | 0 | 0 | 0 | 0 | 0 | 0 | 0 | 1 | 0 | 0 | 0 | 12788.7625
2025-12-25 | 13148.113 | 24.8 | 0 | 0 | 0 | 0 | 0 | 0 | 0 | 0 | 0 | 0 | 0 | 0 | 0 | 0 | 0 | 0 | 0 | 0 | 0 | 0 | 0 | 0 | 0 | 1 | 0 | 0 | 11984.9531
2025-12-25 | 12422.208 | 25.3 | 0 | 0 | 0 | 0 | 0 | 0 | 0 | 0 | 0 | 0 | 0 | 0 | 0 | 0 | 0 | 0 | 0 | 0 | 0 | 0 | 0 | 0 | 0 | 0 | 1 | 0 | 10906.6851
2025-12-25 | 11451.822 | 25.3 | 0 | 0 | 0 | 0 | 0 | 0 | 0 | 0 | 0 | 0 | 0 | 0 | 0 | 0 | 0 | 0 | 0 | 0 | 0 | 0 | 0 | 0 | 0 | 0 | 0 | 1 | 9896.7779
2025-12-26 | 10602.811 | 25.6 | 0 | 0 | 1 | 0 | 0 | 0 | 0 | 0 | 0 | 0 | 0 | 0 | 0 | 0 | 0 | 0 | 0 | 0 | 0 | 0 | 0 | 0 | 0 | 0 | 0 | 0 | 9243.491
2025-12-26 | 10088.12 | 25.5 | 0 | 0 | 0 | 1 | 0 | 0 | 0 | 0 | 0 | 0 | 0 | 0 | 0 | 0 | 0 | 0 | 0 | 0 | 0 | 0 | 0 | 0 | 0 | 0 | 0 | 0 | 8806.8791
2025-12-26 | 9846.104 | 25.7 | 0 | 0 | 0 | 0 | 1 | 0 | 0 | 0 | 0 | 0 | 0 | 0 | 0 | 0 | 0 | 0 | 0 | 0 | 0 | 0 | 0 | 0 | 0 | 0 | 0 | 0 | 8612.265
2025-12-26 | 9753.293 | 25.6 | 0 | 0 | 0 | 0 | 0 | 1 | 0 | 0 | 0 | 0 | 0 | 0 | 0 | 0 | 0 | 0 | 0 | 0 | 0 | 0 | 0 | 0 | 0 | 0 | 0 | 0 | 8549.9633
2025-12-26 | 9911.349 | 25.3 | 0 | 0 | 0 | 0 | 0 | 0 | 1 | 0 | 0 | 0 | 0 | 0 | 0 | 0 | 0 | 0 | 0 | 0 | 0 | 0 | 0 | 0 | 0 | 0 | 0 | 0 | 8679.6306
2025-12-26 | 10291.112 | 24.1 | 0 | 0 | 0 | 0 | 0 | 0 | 0 | 1 | 0 | 0 | 0 | 0 | 0 | 0 | 0 | 0 | 0 | 0 | 0 | 0 | 0 | 0 | 0 | 0 | 0 | 0 | 9012.9222
2025-12-26 | 10718.869 | 23.6 | 0 | 0 | 0 | 0 | 0 | 0 | 0 | 0 | 1 | 0 | 0 | 0 | 0 | 0 | 0 | 0 | 0 | 0 | 0 | 0 | 0 | 0 | 0 | 0 | 0 | 0 | 9703.7583
2025-12-26 | 11410.939 | 23.3 | 0 | 0 | 0 | 0 | 0 | 0 | 0 | 0 | 0 | 1 | 0 | 0 | 0 | 0 | 0 | 0 | 0 | 0 | 0 | 0 | 0 | 0 | 0 | 0 | 0 | 0 | 10320.3274
2025-12-26 | 12789.624 | 23 | 0 | 0 | 0 | 0 | 0 | 0 | 0 | 0 | 0 | 0 | 1 | 0 | 0 | 0 | 0 | 0 | 0 | 0 | 0 | 0 | 0 | 0 | 0 | 0 | 0 | 0 | 10612.1471
2025-12-26 | 13941.108 | 22.9 | 0 | 0 | 0 | 0 | 0 | 0 | 0 | 0 | 0 | 0 | 0 | 1 | 0 | 0 | 0 | 0 | 0 | 0 | 0 | 0 | 0 | 0 | 0 | 0 | 0 | 0 | 10708.2578
2025-12-26 | 14921.059 | 22.5 | 0 | 0 | 0 | 0 | 0 | 0 | 0 | 0 | 0 | 0 | 0 | 0 | 1 | 0 | 0 | 0 | 0 | 0 | 0 | 0 | 0 | 0 | 0 | 0 | 0 | 0 | 10711.6047
2025-12-26 | 15668.827 | 22.7 | 0 | 0 | 0 | 0 | 0 | 0 | 0 | 0 | 0 | 0 | 0 | 0 | 0 | 1 | 0 | 0 | 0 | 0 | 0 | 0 | 0 | 0 | 0 | 0 | 0 | 0 | 10856.2407
2025-12-26 | 16058.993 | 22.9 | 0 | 0 | 0 | 0 | 0 | 0 | 0 | 0 | 0 | 0 | 0 | 0 | 0 | 0 | 1 | 0 | 0 | 0 | 0 | 0 | 0 | 0 | 0 | 0 | 0 | 0 | 10800.0742
2025-12-26 | 16271.195 | 22.5 | 0 | 0 | 0 | 0 | 0 | 0 | 0 | 0 | 0 | 0 | 0 | 0 | 0 | 0 | 0 | 1 | 0 | 0 | 0 | 0 | 0 | 0 | 0 | 0 | 0 | 0 | 10654.0301
2025-12-26 | 16244.954 | 22 | 0 | 0 | 0 | 0 | 0 | 0 | 0 | 0 | 0 | 0 | 0 | 0 | 0 | 0 | 0 | 0 | 1 | 0 | 0 | 0 | 0 | 0 | 0 | 0 | 0 | 0 | 10754.2895
2025-12-26 | 16377.911 | 21.4 | 0 | 0 | 0 | 0 | 0 | 0 | 0 | 0 | 0 | 0 | 0 | 0 | 0 | 0 | 0 | 0 | 0 | 1 | 0 | 0 | 0 | 0 | 0 | 0 | 0 | 0 | 11344.7948
2025-12-26 | 16817.507 | 20.8 | 0 | 0 | 0 | 0 | 0 | 0 | 0 | 0 | 0 | 0 | 0 | 0 | 0 | 0 | 0 | 0 | 0 | 0 | 1 | 0 | 0 | 0 | 0 | 0 | 0 | 0 | 12274.5659
2025-12-26 | 17521.463 | 20.6 | 0 | 0 | 0 | 0 | 0 | 0 | 0 | 0 | 0 | 0 | 0 | 0 | 0 | 0 | 0 | 0 | 0 | 0 | 0 | 1 | 0 | 0 | 0 | 0 | 0 | 0 | 12732.3072
2025-12-26 | 16727.65 | 22 | 0 | 0 | 0 | 0 | 0 | 0 | 0 | 0 | 0 | 0 | 0 | 0 | 0 | 0 | 0 | 0 | 0 | 0 | 0 | 0 | 1 | 0 | 0 | 0 | 0 | 0 | 12951.9976
2025-12-26 | 16074.121 | 23.3 | 0 | 0 | 0 | 0 | 0 | 0 | 0 | 0 | 0 | 0 | 0 | 0 | 0 | 0 | 0 | 0 | 0 | 0 | 0 | 0 | 0 | 1 | 0 | 0 | 0 | 0 | 13082.8471
2025-12-26 | 15605.373 | 23.3 | 0 | 0 | 0 | 0 | 0 | 0 | 0 | 0 | 0 | 0 | 0 | 0 | 0 | 0 | 0 | 0 | 0 | 0 | 0 | 0 | 0 | 0 | 1 | 0 | 0 | 0 | 12703.6455
2025-12-26 | 14912.901 | 26 | 0 | 0 | 0 | 0 | 0 | 0 | 0 | 0 | 0 | 0 | 0 | 0 | 0 | 0 | 0 | 0 | 0 | 0 | 0 | 0 | 0 | 0 | 0 | 1 | 0 | 0 | 12189.2339
2025-12-26 | 13671.404 | 26.1 | 0 | 0 | 0 | 0 | 0 | 0 | 0 | 0 | 0 | 0 | 0 | 0 | 0 | 0 | 0 | 0 | 0 | 0 | 0 | 0 | 0 | 0 | 0 | 0 | 1 | 0 | 11042.8723
2025-12-26 | 12293.764 | 26.3 | 0 | 0 | 0 | 0 | 0 | 0 | 0 | 0 | 0 | 0 | 0 | 0 | 0 | 0 | 0 | 0 | 0 | 0 | 0 | 0 | 0 | 0 | 0 | 0 | 0 | 1 | 10067.012
2025-12-27 | 11231.347 | 26.7 | 0 | 1 | 1 | 0 | 0 | 0 | 0 | 0 | 0 | 0 | 0 | 0 | 0 | 0 | 0 | 0 | 0 | 0 | 0 | 0 | 0 | 0 | 0 | 0 | 0 | 0 | 9913.8798
2025-12-27 | 10593.073 | 27 | 0 | 1 | 0 | 1 | 0 | 0 | 0 | 0 | 0 | 0 | 0 | 0 | 0 | 0 | 0 | 0 | 0 | 0 | 0 | 0 | 0 | 0 | 0 | 0 | 0 | 0 | 9545.3615
2025-12-27 | 10124.98 | 27.2 | 0 | 1 | 0 | 0 | 1 | 0 | 0 | 0 | 0 | 0 | 0 | 0 | 0 | 0 | 0 | 0 | 0 | 0 | 0 | 0 | 0 | 0 | 0 | 0 | 0 | 0 | 9350.7475
2025-12-27 | 9967.517 | 27.2 | 0 | 1 | 0 | 0 | 0 | 1 | 0 | 0 | 0 | 0 | 0 | 0 | 0 | 0 | 0 | 0 | 0 | 0 | 0 | 0 | 0 | 0 | 0 | 0 | 0 | 0 | 9305.4692
2025-12-27 | 10000.258 | 27 | 0 | 1 | 0 | 0 | 0 | 0 | 1 | 0 | 0 | 0 | 0 | 0 | 0 | 0 | 0 | 0 | 0 | 0 | 0 | 0 | 0 | 0 | 0 | 0 | 0 | 0 | 9452.1598
2025-12-27 | 10259.927 | 27 | 0 | 1 | 0 | 0 | 0 | 0 | 0 | 1 | 0 | 0 | 0 | 0 | 0 | 0 | 0 | 0 | 0 | 0 | 0 | 0 | 0 | 0 | 0 | 0 | 0 | 0 | 9989.7323
2025-12-27 | 10727.739 | 26.7 | 0 | 1 | 0 | 0 | 0 | 0 | 0 | 0 | 1 | 0 | 0 | 0 | 0 | 0 | 0 | 0 | 0 | 0 | 0 | 0 | 0 | 0 | 0 | 0 | 0 | 0 | 10714.6152
2025-12-27 | 11691.268 | 26.6 | 0 | 1 | 0 | 0 | 0 | 0 | 0 | 0 | 0 | 1 | 0 | 0 | 0 | 0 | 0 | 0 | 0 | 0 | 0 | 0 | 0 | 0 | 0 | 0 | 0 | 0 | 11365.2311
2025-12-27 | 12872.301 | 26.4 | 0 | 1 | 0 | 0 | 0 | 0 | 0 | 0 | 0 | 0 | 1 | 0 | 0 | 0 | 0 | 0 | 0 | 0 | 0 | 0 | 0 | 0 | 0 | 0 | 0 | 0 | 11674.0743
2025-12-27 | 13739.579 | 26.1 | 0 | 1 | 0 | 0 | 0 | 0 | 0 | 0 | 0 | 0 | 0 | 1 | 0 | 0 | 0 | 0 | 0 | 0 | 0 | 0 | 0 | 0 | 0 | 0 | 0 | 0 | 11736.1382
2025-12-27 | 13719.734 | 25.7 | 0 | 1 | 0 | 0 | 0 | 0 | 0 | 0 | 0 | 0 | 0 | 0 | 1 | 0 | 0 | 0 | 0 | 0 | 0 | 0 | 0 | 0 | 0 | 0 | 0 | 0 | 11739.4851
2025-12-27 | 14048.619 | 25.7 | 0 | 1 | 0 | 0 | 0 | 0 | 0 | 0 | 0 | 0 | 0 | 0 | 0 | 1 | 0 | 0 | 0 | 0 | 0 | 0 | 0 | 0 | 0 | 0 | 0 | 0 | 11850.0742
2025-12-27 | 14003.89 | 25.1 | 0 | 1 | 0 | 0 | 0 | 0 | 0 | 0 | 0 | 0 | 0 | 0 | 0 | 0 | 1 | 0 | 0 | 0 | 0 | 0 | 0 | 0 | 0 | 0 | 0 | 0 | 11657.7205
2025-12-27 | 13623.04 | 24.6 | 0 | 1 | 0 | 0 | 0 | 0 | 0 | 0 | 0 | 0 | 0 | 0 | 0 | 0 | 0 | 1 | 0 | 0 | 0 | 0 | 0 | 0 | 0 | 0 | 0 | 0 | 11494.653
2025-12-27 | 13442.633 | 23.9 | 0 | 1 | 0 | 0 | 0 | 0 | 0 | 0 | 0 | 0 | 0 | 0 | 0 | 0 | 0 | 0 | 1 | 0 | 0 | 0 | 0 | 0 | 0 | 0 | 0 | 0 | 11560.8655
2025-12-27 | 13862.235 | 24.2 | 0 | 1 | 0 | 0 | 0 | 0 | 0 | 0 | 0 | 0 | 0 | 0 | 0 | 0 | 0 | 0 | 0 | 1 | 0 | 0 | 0 | 0 | 0 | 0 | 0 | 0 | 12304.5815
2025-12-27 | 14998.736 | 24.2 | 0 | 1 | 0 | 0 | 0 | 0 | 0 | 0 | 0 | 0 | 0 | 0 | 0 | 0 | 0 | 0 | 0 | 0 | 1 | 0 | 0 | 0 | 0 | 0 | 0 | 0 | 13336.4931
2025-12-27 | 16027.534 | 23.9 | 0 | 1 | 0 | 0 | 0 | 0 | 0 | 0 | 0 | 0 | 0 | 0 | 0 | 0 | 0 | 0 | 0 | 0 | 0 | 1 | 0 | 0 | 0 | 0 | 0 | 0 | 13777.211
2025-12-27 | 15471.941 | 23.8 | 0 | 1 | 0 | 0 | 0 | 0 | 0 | 0 | 0 | 0 | 0 | 0 | 0 | 0 | 0 | 0 | 0 | 0 | 0 | 0 | 1 | 0 | 0 | 0 | 0 | 0 | 13741.5503
2025-12-27 | 14988.584 | 23.7 | 0 | 1 | 0 | 0 | 0 | 0 | 0 | 0 | 0 | 0 | 0 | 0 | 0 | 0 | 0 | 0 | 0 | 0 | 0 | 0 | 0 | 1 | 0 | 0 | 0 | 0 | 13634.0721
2025-12-27 | 14572.039 | 23.5 | 0 | 1 | 0 | 0 | 0 | 0 | 0 | 0 | 0 | 0 | 0 | 0 | 0 | 0 | 0 | 0 | 0 | 0 | 0 | 0 | 0 | 0 | 1 | 0 | 0 | 0 | 13220.8236
2025-12-27 | 13771.234 | 22.5 | 0 | 1 | 0 | 0 | 0 | 0 | 0 | 0 | 0 | 0 | 0 | 0 | 0 | 0 | 0 | 0 | 0 | 0 | 0 | 0 | 0 | 0 | 0 | 1 | 0 | 0 | 12076.5461
2025-12-27 | 12756.195 | 21.7 | 0 | 1 | 0 | 0 | 0 | 0 | 0 | 0 | 0 | 0 | 0 | 0 | 0 | 0 | 0 | 0 | 0 | 0 | 0 | 0 | 0 | 0 | 0 | 0 | 1 | 0 | 10776.9738
2025-12-27 | 11476.444 | 21.4 | 0 | 1 | 0 | 0 | 0 | 0 | 0 | 0 | 0 | 0 | 0 | 0 | 0 | 0 | 0 | 0 | 0 | 0 | 0 | 0 | 0 | 0 | 0 | 0 | 0 | 1 | 9715.9964
2025-12-28 | 10544.044 | 21.1 | 0 | 1 | 1 | 0 | 0 | 0 | 0 | 0 | 0 | 0 | 0 | 0 | 0 | 0 | 0 | 0 | 0 | 0 | 0 | 0 | 0 | 0 | 0 | 0 | 0 | 0 | 8960.5691
2025-12-28 | 9861.051 | 21 | 0 | 1 | 0 | 1 | 0 | 0 | 0 | 0 | 0 | 0 | 0 | 0 | 0 | 0 | 0 | 0 | 0 | 0 | 0 | 0 | 0 | 0 | 0 | 0 | 0 | 0 | 8523.9571
2025-12-28 | 9540.641 | 20.9 | 0 | 1 | 0 | 0 | 1 | 0 | 0 | 0 | 0 | 0 | 0 | 0 | 0 | 0 | 0 | 0 | 0 | 0 | 0 | 0 | 0 | 0 | 0 | 0 | 0 | 0 | 8278.2729
2025-12-28 | 9444.268 | 20.5 | 0 | 1 | 0 | 0 | 0 | 1 | 0 | 0 | 0 | 0 | 0 | 0 | 0 | 0 | 0 | 0 | 0 | 0 | 0 | 0 | 0 | 0 | 0 | 0 | 0 | 0 | 8164.901
2025-12-28 | 9511.049 | 20.4 | 0 | 1 | 0 | 0 | 0 | 0 | 1 | 0 | 0 | 0 | 0 | 0 | 0 | 0 | 0 | 0 | 0 | 0 | 0 | 0 | 0 | 0 | 0 | 0 | 0 | 0 | 8328.615
2025-12-28 | 9680.319 | 20.3 | 0 | 1 | 0 | 0 | 0 | 0 | 0 | 1 | 0 | 0 | 0 | 0 | 0 | 0 | 0 | 0 | 0 | 0 | 0 | 0 | 0 | 0 | 0 | 0 | 0 | 0 | 8849.1641
2025-12-28 | 10057.887 | 20.2 | 0 | 1 | 0 | 0 | 0 | 0 | 0 | 0 | 1 | 0 | 0 | 0 | 0 | 0 | 0 | 0 | 0 | 0 | 0 | 0 | 0 | 0 | 0 | 0 | 0 | 0 | 9608.0938
2025-12-28 | 10782.828 | 20.1 | 0 | 1 | 0 | 0 | 0 | 0 | 0 | 0 | 0 | 1 | 0 | 0 | 0 | 0 | 0 | 0 | 0 | 0 | 0 | 0 | 0 | 0 | 0 | 0 | 0 | 0 | 10258.7097
2025-12-28 | 11990.744 | 19.9 | 0 | 1 | 0 | 0 | 0 | 0 | 0 | 0 | 0 | 0 | 1 | 0 | 0 | 0 | 0 | 0 | 0 | 0 | 0 | 0 | 0 | 0 | 0 | 0 | 0 | 0 | 10567.5529
2025-12-28 | 12969.912 | 20 | 0 | 1 | 0 | 0 | 0 | 0 | 0 | 0 | 0 | 0 | 0 | 1 | 0 | 0 | 0 | 0 | 0 | 0 | 0 | 0 | 0 | 0 | 0 | 0 | 0 | 0 | 10697.7104
2025-12-28 | 13534.895 | 19.9 | 0 | 1 | 0 | 0 | 0 | 0 | 0 | 0 | 0 | 0 | 0 | 0 | 1 | 0 | 0 | 0 | 0 | 0 | 0 | 0 | 0 | 0 | 0 | 0 | 0 | 0 | 10752.1275
2025-12-28 | 13885.091 | 19.4 | 0 | 1 | 0 | 0 | 0 | 0 | 0 | 0 | 0 | 0 | 0 | 0 | 0 | 1 | 0 | 0 | 0 | 0 | 0 | 0 | 0 | 0 | 0 | 0 | 0 | 0 | 10777.5996
2025-12-28 | 14031.309 | 19.1 | 0 | 1 | 0 | 0 | 0 | 0 | 0 | 0 | 0 | 0 | 0 | 0 | 0 | 0 | 1 | 0 | 0 | 0 | 0 | 0 | 0 | 0 | 0 | 0 | 0 | 0 | 10636.3161
2025-12-28 | 14255.717 | 18.7 | 0 | 1 | 0 | 0 | 0 | 0 | 0 | 0 | 0 | 0 | 0 | 0 | 0 | 0 | 0 | 1 | 0 | 0 | 0 | 0 | 0 | 0 | 0 | 0 | 0 | 0 | 10490.272
2025-12-28 | 14531.667 | 18.4 | 0 | 1 | 0 | 0 | 0 | 0 | 0 | 0 | 0 | 0 | 0 | 0 | 0 | 0 | 0 | 0 | 1 | 0 | 0 | 0 | 0 | 0 | 0 | 0 | 0 | 0 | 10624.5782
2025-12-28 | 14776.972 | 18 | 0 | 1 | 0 | 0 | 0 | 0 | 0 | 0 | 0 | 0 | 0 | 0 | 0 | 0 | 0 | 0 | 0 | 1 | 0 | 0 | 0 | 0 | 0 | 0 | 0 | 0 | 11249.1304
2025-12-28 | 15803.406 | 17.7 | 0 | 1 | 0 | 0 | 0 | 0 | 0 | 0 | 0 | 0 | 0 | 0 | 0 | 0 | 0 | 0 | 0 | 0 | 1 | 0 | 0 | 0 | 0 | 0 | 0 | 0 | 12229.9717
2025-12-28 | 16776.57 | 17.5 | 0 | 1 | 0 | 0 | 0 | 0 | 0 | 0 | 0 | 0 | 0 | 0 | 0 | 0 | 0 | 0 | 0 | 0 | 0 | 1 | 0 | 0 | 0 | 0 | 0 | 0 | 12687.713
2025-12-28 | 15846.614 | 17.4 | 0 | 1 | 0 | 0 | 0 | 0 | 0 | 0 | 0 | 0 | 0 | 0 | 0 | 0 | 0 | 0 | 0 | 0 | 0 | 0 | 1 | 0 | 0 | 0 | 0 | 0 | 12652.0523
2025-12-28 | 15079.638 | 17.6 | 0 | 1 | 0 | 0 | 0 | 0 | 0 | 0 | 0 | 0 | 0 | 0 | 0 | 0 | 0 | 0 | 0 | 0 | 0 | 0 | 0 | 1 | 0 | 0 | 0 | 0 | 12595.6443
2025-12-28 | 14066.083 | 17.6 | 0 | 1 | 0 | 0 | 0 | 0 | 0 | 0 | 0 | 0 | 0 | 0 | 0 | 0 | 0 | 0 | 0 | 0 | 0 | 0 | 0 | 0 | 1 | 0 | 0 | 0 | 12216.4427
2025-12-28 | 13007.625 | 17.4 | 0 | 1 | 0 | 0 | 0 | 0 | 0 | 0 | 0 | 0 | 0 | 0 | 0 | 0 | 0 | 0 | 0 | 0 | 0 | 0 | 0 | 0 | 0 | 1 | 0 | 0 | 11208.3524
2025-12-28 | 11764.763 | 16.6 | 0 | 1 | 0 | 0 | 0 | 0 | 0 | 0 | 0 | 0 | 0 | 0 | 0 | 0 | 0 | 0 | 0 | 0 | 0 | 0 | 0 | 0 | 0 | 0 | 1 | 0 | 9908.7801
2025-12-28 | 10389.805 | 16.7 | 0 | 1 | 0 | 0 | 0 | 0 | 0 | 0 | 0 | 0 | 0 | 0 | 0 | 0 | 0 | 0 | 0 | 0 | 0 | 0 | 0 | 0 | 0 | 0 | 0 | 1 | 8915.8964
2025-12-29 | 9361.348 | 15.9 | 0 | 0 | 1 | 0 | 0 | 0 | 0 | 0 | 0 | 0 | 0 | 0 | 0 | 0 | 0 | 0 | 0 | 0 | 0 | 0 | 0 | 0 | 0 | 0 | 0 | 0 | 7592.2207
2025-12-29 | 8779.658 | 15.7 | 0 | 0 | 0 | 1 | 0 | 0 | 0 | 0 | 0 | 0 | 0 | 0 | 0 | 0 | 0 | 0 | 0 | 0 | 0 | 0 | 0 | 0 | 0 | 0 | 0 | 0 | 7138.5853
2025-12-29 | 8427.642 | 16.4 | 0 | 0 | 0 | 0 | 1 | 0 | 0 | 0 | 0 | 0 | 0 | 0 | 0 | 0 | 0 | 0 | 0 | 0 | 0 | 0 | 0 | 0 | 0 | 0 | 0 | 0 | 7029.0883
2025-12-29 | 8154.4 | 16 | 0 | 0 | 0 | 0 | 0 | 1 | 0 | 0 | 0 | 0 | 0 | 0 | 0 | 0 | 0 | 0 | 0 | 0 | 0 | 0 | 0 | 0 | 0 | 0 | 0 | 0 | 6915.7164
2025-12-29 | 8119.533 | 13.6 | 0 | 0 | 0 | 0 | 0 | 0 | 1 | 0 | 0 | 0 | 0 | 0 | 0 | 0 | 0 | 0 | 0 | 0 | 0 | 0 | 0 | 0 | 0 | 0 | 0 | 0 | 6687.8921
2025-12-29 | 8296.34 | 13.4 | 0 | 0 | 0 | 0 | 0 | 0 | 0 | 1 | 0 | 0 | 0 | 0 | 0 | 0 | 0 | 0 | 0 | 0 | 0 | 0 | 0 | 0 | 0 | 0 | 0 | 0 | 7191.4178
2025-12-29 | 8799.381 | 12.9 | 0 | 0 | 0 | 0 | 0 | 0 | 0 | 0 | 1 | 0 | 0 | 0 | 0 | 0 | 0 | 0 | 0 | 0 | 0 | 0 | 0 | 0 | 0 | 0 | 0 | 0 | 7882.2538
2025-12-29 | 9483.293 | 14.4 | 0 | 0 | 0 | 0 | 0 | 0 | 0 | 0 | 0 | 1 | 0 | 0 | 0 | 0 | 0 | 0 | 0 | 0 | 0 | 0 | 0 | 0 | 0 | 0 | 0 | 0 | 8805.2442
2025-12-29 | 10355.278 | 14.8 | 0 | 0 | 0 | 0 | 0 | 0 | 0 | 0 | 0 | 0 | 1 | 0 | 0 | 0 | 0 | 0 | 0 | 0 | 0 | 0 | 0 | 0 | 0 | 0 | 0 | 0 | 9216.2279
2025-12-29 | 11237.275 | 16.3 | 0 | 0 | 0 | 0 | 0 | 0 | 0 | 0 | 0 | 0 | 0 | 1 | 0 | 0 | 0 | 0 | 0 | 0 | 0 | 0 | 0 | 0 | 0 | 0 | 0 | 0 | 9584.7131
2025-12-29 | 12148.551 | 18.2 | 0 | 0 | 0 | 0 | 0 | 0 | 0 | 0 | 0 | 0 | 0 | 0 | 1 | 0 | 0 | 0 | 0 | 0 | 0 | 0 | 0 | 0 | 0 | 0 | 0 | 0 | 9979.5983
2025-12-29 | 12935.532 | 19.4 | 0 | 0 | 0 | 0 | 0 | 0 | 0 | 0 | 0 | 0 | 0 | 0 | 0 | 1 | 0 | 0 | 0 | 0 | 0 | 0 | 0 | 0 | 0 | 0 | 0 | 0 | 10294.4683
2025-12-29 | 13332.325 | 19.7 | 0 | 0 | 0 | 0 | 0 | 0 | 0 | 0 | 0 | 0 | 0 | 0 | 0 | 0 | 1 | 0 | 0 | 0 | 0 | 0 | 0 | 0 | 0 | 0 | 0 | 0 | 10255.3252
2025-12-29 | 13418.222 | 20.4 | 0 | 0 | 0 | 0 | 0 | 0 | 0 | 0 | 0 | 0 | 0 | 0 | 0 | 0 | 0 | 1 | 0 | 0 | 0 | 0 | 0 | 0 | 0 | 0 | 0 | 0 | 10296.5386
2025-12-29 | 13443.093 | 21.1 | 0 | 0 | 0 | 0 | 0 | 0 | 0 | 0 | 0 | 0 | 0 | 0 | 0 | 0 | 0 | 0 | 1 | 0 | 0 | 0 | 0 | 0 | 0 | 0 | 0 | 0 | 10601.0788
2025-12-29 | 13693.611 | 21.2 | 0 | 0 | 0 | 0 | 0 | 0 | 0 | 0 | 0 | 0 | 0 | 0 | 0 | 0 | 0 | 0 | 0 | 1 | 0 | 0 | 0 | 0 | 0 | 0 | 0 | 0 | 11310.748
2025-12-29 | 14480.34 | 22.4 | 0 | 0 | 0 | 0 | 0 | 0 | 0 | 0 | 0 | 0 | 0 | 0 | 0 | 0 | 0 | 0 | 0 | 0 | 1 | 0 | 0 | 0 | 0 | 0 | 0 | 0 | 12546.9404
2025-12-29 | 15980.836 | 23.6 | 0 | 0 | 0 | 0 | 0 | 0 | 0 | 0 | 0 | 0 | 0 | 0 | 0 | 0 | 0 | 0 | 0 | 0 | 0 | 1 | 0 | 0 | 0 | 0 | 0 | 0 | 13243.0094
2025-12-29 | 15573.517 | 24.8 | 0 | 0 | 0 | 0 | 0 | 0 | 0 | 0 | 0 | 0 | 0 | 0 | 0 | 0 | 0 | 0 | 0 | 0 | 0 | 0 | 1 | 0 | 0 | 0 | 0 | 0 | 13428.653
2025-12-29 | 15316.759 | 25 | 0 | 0 | 0 | 0 | 0 | 0 | 0 | 0 | 0 | 0 | 0 | 0 | 0 | 0 | 0 | 0 | 0 | 0 | 0 | 0 | 0 | 1 | 0 | 0 | 0 | 0 | 13372.245
2025-12-29 | 14971.245 | 25.6 | 0 | 0 | 0 | 0 | 0 | 0 | 0 | 0 | 0 | 0 | 0 | 0 | 0 | 0 | 0 | 0 | 0 | 0 | 0 | 0 | 0 | 0 | 1 | 0 | 0 | 0 | 13095.1838
2025-12-29 | 14267.73 | 26.1 | 0 | 0 | 0 | 0 | 0 | 0 | 0 | 0 | 0 | 0 | 0 | 0 | 0 | 0 | 0 | 0 | 0 | 0 | 0 | 0 | 0 | 0 | 0 | 1 | 0 | 0 | 12206.2573
2025-12-29 | 12972.77 | 25.9 | 0 | 0 | 0 | 0 | 0 | 0 | 0 | 0 | 0 | 0 | 0 | 0 | 0 | 0 | 0 | 0 | 0 | 0 | 0 | 0 | 0 | 0 | 0 | 0 | 1 | 0 | 11008.8255
2025-12-29 | 11779.327 | 25.9 | 0 | 0 | 0 | 0 | 0 | 0 | 0 | 0 | 0 | 0 | 0 | 0 | 0 | 0 | 0 | 0 | 0 | 0 | 0 | 0 | 0 | 0 | 0 | 0 | 0 | 1 | 9998.9183
2025-12-30 | 10937.804 | 26 | 0 | 0 | 1 | 0 | 0 | 0 | 0 | 0 | 0 | 0 | 0 | 0 | 0 | 0 | 0 | 0 | 0 | 0 | 0 | 0 | 0 | 0 | 0 | 0 | 0 | 0 | 9311.5846
2025-12-30 | 10462.184 | 26.1 | 0 | 0 | 0 | 1 | 0 | 0 | 0 | 0 | 0 | 0 | 0 | 0 | 0 | 0 | 0 | 0 | 0 | 0 | 0 | 0 | 0 | 0 | 0 | 0 | 0 | 0 | 8909.0195
2025-12-30 | 10117.351 | 26 | 0 | 0 | 0 | 0 | 1 | 0 | 0 | 0 | 0 | 0 | 0 | 0 | 0 | 0 | 0 | 0 | 0 | 0 | 0 | 0 | 0 | 0 | 0 | 0 | 0 | 0 | 8663.3352
2025-12-30 | 10085.345 | 25.5 | 0 | 0 | 0 | 0 | 0 | 1 | 0 | 0 | 0 | 0 | 0 | 0 | 0 | 0 | 0 | 0 | 0 | 0 | 0 | 0 | 0 | 0 | 0 | 0 | 0 | 0 | 8532.9399
2025-12-30 | 10213.687 | 25.6 | 0 | 0 | 0 | 0 | 0 | 0 | 1 | 0 | 0 | 0 | 0 | 0 | 0 | 0 | 0 | 0 | 0 | 0 | 0 | 0 | 0 | 0 | 0 | 0 | 0 | 0 | 8730.7008
2025-12-30 | 10567.11 | 25.4 | 0 | 0 | 0 | 0 | 0 | 0 | 0 | 1 | 0 | 0 | 0 | 0 | 0 | 0 | 0 | 0 | 0 | 0 | 0 | 0 | 0 | 0 | 0 | 0 | 0 | 0 | 9234.2265
2025-12-30 | 11096.209 | 25.6 | 0 | 0 | 0 | 0 | 0 | 0 | 0 | 0 | 1 | 0 | 0 | 0 | 0 | 0 | 0 | 0 | 0 | 0 | 0 | 0 | 0 | 0 | 0 | 0 | 0 | 0 | 10044.2264
2025-12-30 | 11964.781 | 25.3 | 0 | 0 | 0 | 0 | 0 | 0 | 0 | 0 | 0 | 1 | 0 | 0 | 0 | 0 | 0 | 0 | 0 | 0 | 0 | 0 | 0 | 0 | 0 | 0 | 0 | 0 | 10660.7955
2025-12-30 | 12861.869 | 25.4 | 0 | 0 | 0 | 0 | 0 | 0 | 0 | 0 | 0 | 0 | 1 | 0 | 0 | 0 | 0 | 0 | 0 | 0 | 0 | 0 | 0 | 0 | 0 | 0 | 0 | 0 | 11020.7089
2025-12-30 | 13260.406 | 25.1 | 0 | 0 | 0 | 0 | 0 | 0 | 0 | 0 | 0 | 0 | 0 | 1 | 0 | 0 | 0 | 0 | 0 | 0 | 0 | 0 | 0 | 0 | 0 | 0 | 0 | 0 | 11082.7728
2025-12-30 | 13175.977 | 24 | 0 | 0 | 0 | 0 | 0 | 0 | 0 | 0 | 0 | 0 | 0 | 0 | 1 | 0 | 0 | 0 | 0 | 0 | 0 | 0 | 0 | 0 | 0 | 0 | 0 | 0 | 10966.9558
2025-12-30 | 13080.508 | 23.3 | 0 | 0 | 0 | 0 | 0 | 0 | 0 | 0 | 0 | 0 | 0 | 0 | 0 | 1 | 0 | 0 | 0 | 0 | 0 | 0 | 0 | 0 | 0 | 0 | 0 | 0 | 10958.3811
2025-12-30 | 12978.772 | 23.1 | 0 | 0 | 0 | 0 | 0 | 0 | 0 | 0 | 0 | 0 | 0 | 0 | 0 | 0 | 1 | 0 | 0 | 0 | 0 | 0 | 0 | 0 | 0 | 0 | 0 | 0 | 10834.121
2025-12-30 | 13207.739 | 22.5 | 0 | 0 | 0 | 0 | 0 | 0 | 0 | 0 | 0 | 0 | 0 | 0 | 0 | 0 | 0 | 1 | 0 | 0 | 0 | 0 | 0 | 0 | 0 | 0 | 0 | 0 | 10654.0301
2025-12-30 | 13238.662 | 21.9 | 0 | 0 | 0 | 0 | 0 | 0 | 0 | 0 | 0 | 0 | 0 | 0 | 0 | 0 | 0 | 0 | 1 | 0 | 0 | 0 | 0 | 0 | 0 | 0 | 0 | 0 | 10737.2661
2025-12-30 | 13306.713 | 22.4 | 0 | 0 | 0 | 0 | 0 | 0 | 0 | 0 | 0 | 0 | 0 | 0 | 0 | 0 | 0 | 0 | 0 | 1 | 0 | 0 | 0 | 0 | 0 | 0 | 0 | 0 | 11515.0289
2025-12-30 | 14632.327 | 22.7 | 0 | 0 | 0 | 0 | 0 | 0 | 0 | 0 | 0 | 0 | 0 | 0 | 0 | 0 | 0 | 0 | 0 | 0 | 1 | 0 | 0 | 0 | 0 | 0 | 0 | 0 | 12598.0107
2025-12-30 | 16128.798 | 23.2 | 0 | 0 | 0 | 0 | 0 | 0 | 0 | 0 | 0 | 0 | 0 | 0 | 0 | 0 | 0 | 0 | 0 | 0 | 0 | 1 | 0 | 0 | 0 | 0 | 0 | 0 | 13174.9158
2025-12-30 | 15867 | 23.7 | 0 | 0 | 0 | 0 | 0 | 0 | 0 | 0 | 0 | 0 | 0 | 0 | 0 | 0 | 0 | 0 | 0 | 0 | 0 | 0 | 1 | 0 | 0 | 0 | 0 | 0 | 13241.3955
2025-12-30 | 15562.542 | 23.1 | 0 | 0 | 0 | 0 | 0 | 0 | 0 | 0 | 0 | 0 | 0 | 0 | 0 | 0 | 0 | 0 | 0 | 0 | 0 | 0 | 0 | 1 | 0 | 0 | 0 | 0 | 13048.8003
2025-12-30 | 15487.301 | 22.8 | 0 | 0 | 0 | 0 | 0 | 0 | 0 | 0 | 0 | 0 | 0 | 0 | 0 | 0 | 0 | 0 | 0 | 0 | 0 | 0 | 0 | 0 | 1 | 0 | 0 | 0 | 12618.5285
2025-12-30 | 14461.991 | 22.8 | 0 | 0 | 0 | 0 | 0 | 0 | 0 | 0 | 0 | 0 | 0 | 0 | 0 | 0 | 0 | 0 | 0 | 0 | 0 | 0 | 0 | 0 | 0 | 1 | 0 | 0 | 11644.4849
2025-12-30 | 13219.291 | 23 | 0 | 0 | 0 | 0 | 0 | 0 | 0 | 0 | 0 | 0 | 0 | 0 | 0 | 0 | 0 | 0 | 0 | 0 | 0 | 0 | 0 | 0 | 0 | 0 | 1 | 0 | 10515.1468
2025-12-30 | 11971.27 | 23.2 | 0 | 0 | 0 | 0 | 0 | 0 | 0 | 0 | 0 | 0 | 0 | 0 | 0 | 0 | 0 | 0 | 0 | 0 | 0 | 0 | 0 | 0 | 0 | 0 | 0 | 1 | 9539.2864
2025-12-31 | 10984.686 | 23.5 | 0 | 0 | 1 | 0 | 0 | 0 | 0 | 0 | 0 | 0 | 0 | 0 | 0 | 0 | 0 | 0 | 0 | 0 | 0 | 0 | 0 | 0 | 0 | 0 | 0 | 0 | 8885.9995
2025-12-31 | 10359.77 | 24.2 | 0 | 0 | 0 | 1 | 0 | 0 | 0 | 0 | 0 | 0 | 0 | 0 | 0 | 0 | 0 | 0 | 0 | 0 | 0 | 0 | 0 | 0 | 0 | 0 | 0 | 0 | 8585.5748
2025-12-31 | 9924.063 | 23.5 | 0 | 0 | 0 | 0 | 1 | 0 | 0 | 0 | 0 | 0 | 0 | 0 | 0 | 0 | 0 | 0 | 0 | 0 | 0 | 0 | 0 | 0 | 0 | 0 | 0 | 0 | 8237.7501
2025-12-31 | 9724.039 | 23.3 | 0 | 0 | 0 | 0 | 0 | 1 | 0 | 0 | 0 | 0 | 0 | 0 | 0 | 0 | 0 | 0 | 0 | 0 | 0 | 0 | 0 | 0 | 0 | 0 | 0 | 0 | 8158.425
2025-12-31 | 9853.511 | 23.2 | 0 | 0 | 0 | 0 | 0 | 0 | 1 | 0 | 0 | 0 | 0 | 0 | 0 | 0 | 0 | 0 | 0 | 0 | 0 | 0 | 0 | 0 | 0 | 0 | 0 | 0 | 8322.139
2025-12-31 | 10133.29 | 23.3 | 0 | 0 | 0 | 0 | 0 | 0 | 0 | 1 | 0 | 0 | 0 | 0 | 0 | 0 | 0 | 0 | 0 | 0 | 0 | 0 | 0 | 0 | 0 | 0 | 0 | 0 | 8876.7349
2025-12-31 | 10629.673 | 23.8 | 0 | 0 | 0 | 0 | 0 | 0 | 0 | 0 | 1 | 0 | 0 | 0 | 0 | 0 | 0 | 0 | 0 | 0 | 0 | 0 | 0 | 0 | 0 | 0 | 0 | 0 | 9737.8051
2025-12-31 | 11243.772 | 24 | 0 | 0 | 0 | 0 | 0 | 0 | 0 | 0 | 0 | 1 | 0 | 0 | 0 | 0 | 0 | 0 | 0 | 0 | 0 | 0 | 0 | 0 | 0 | 0 | 0 | 0 | 10439.4912
2025-12-31 | 12231.598 | 24 | 0 | 0 | 0 | 0 | 0 | 0 | 0 | 0 | 0 | 0 | 1 | 0 | 0 | 0 | 0 | 0 | 0 | 0 | 0 | 0 | 0 | 0 | 0 | 0 | 0 | 0 | 10782.3812
2025-12-31 | 12651.716 | 23.7 | 0 | 0 | 0 | 0 | 0 | 0 | 0 | 0 | 0 | 0 | 0 | 1 | 0 | 0 | 0 | 0 | 0 | 0 | 0 | 0 | 0 | 0 | 0 | 0 | 0 | 0 | 10844.4451
2025-12-31 | 12949.738 | 23.5 | 0 | 0 | 0 | 0 | 0 | 0 | 0 | 0 | 0 | 0 | 0 | 0 | 1 | 0 | 0 | 0 | 0 | 0 | 0 | 0 | 0 | 0 | 0 | 0 | 0 | 0 | 10881.8388
2025-12-31 | 13486.817 | 23.1 | 0 | 0 | 0 | 0 | 0 | 0 | 0 | 0 | 0 | 0 | 0 | 0 | 0 | 1 | 0 | 0 | 0 | 0 | 0 | 0 | 0 | 0 | 0 | 0 | 0 | 0 | 10924.3343
2025-12-31 | 13351.026 | 22.6 | 0 | 0 | 0 | 0 | 0 | 0 | 0 | 0 | 0 | 0 | 0 | 0 | 0 | 0 | 1 | 0 | 0 | 0 | 0 | 0 | 0 | 0 | 0 | 0 | 0 | 0 | 10749.004
2025-12-31 | 13301.602 | 22.6 | 0 | 0 | 0 | 0 | 0 | 0 | 0 | 0 | 0 | 0 | 0 | 0 | 0 | 0 | 0 | 1 | 0 | 0 | 0 | 0 | 0 | 0 | 0 | 0 | 0 | 0 | 10671.0535
2025-12-31 | 13364.641 | 22.2 | 0 | 0 | 0 | 0 | 0 | 0 | 0 | 0 | 0 | 0 | 0 | 0 | 0 | 0 | 0 | 0 | 1 | 0 | 0 | 0 | 0 | 0 | 0 | 0 | 0 | 0 | 10788.3363
2025-12-31 | 13967.121 | 22.6 | 0 | 0 | 0 | 0 | 0 | 0 | 0 | 0 | 0 | 0 | 0 | 0 | 0 | 0 | 0 | 0 | 0 | 1 | 0 | 0 | 0 | 0 | 0 | 0 | 0 | 0 | 11549.0757
2025-12-31 | 14942.275 | 23.2 | 0 | 0 | 0 | 0 | 0 | 0 | 0 | 0 | 0 | 0 | 0 | 0 | 0 | 0 | 0 | 0 | 0 | 0 | 1 | 0 | 0 | 0 | 0 | 0 | 0 | 0 | 12683.1277
2025-12-31 | 15862.145 | 23.5 | 0 | 0 | 0 | 0 | 0 | 0 | 0 | 0 | 0 | 0 | 0 | 0 | 0 | 0 | 0 | 0 | 0 | 0 | 0 | 1 | 0 | 0 | 0 | 0 | 0 | 0 | 13225.986
2025-12-31 | 15257.853 | 23.3 | 0 | 0 | 0 | 0 | 0 | 0 | 0 | 0 | 0 | 0 | 0 | 0 | 0 | 0 | 0 | 0 | 0 | 0 | 0 | 0 | 1 | 0 | 0 | 0 | 0 | 0 | 13173.3019
2025-12-31 | 14675.28 | 23.1 | 0 | 0 | 0 | 0 | 0 | 0 | 0 | 0 | 0 | 0 | 0 | 0 | 0 | 0 | 0 | 0 | 0 | 0 | 0 | 0 | 0 | 1 | 0 | 0 | 0 | 0 | 13048.8003
2025-12-31 | 14065.813 | 23.5 | 0 | 0 | 0 | 0 | 0 | 0 | 0 | 0 | 0 | 0 | 0 | 0 | 0 | 0 | 0 | 0 | 0 | 0 | 0 | 0 | 0 | 0 | 1 | 0 | 0 | 0 | 12737.6923
2025-12-31 | 13487.766 | 25 | 0 | 0 | 0 | 0 | 0 | 0 | 0 | 0 | 0 | 0 | 0 | 0 | 0 | 0 | 0 | 0 | 0 | 0 | 0 | 0 | 0 | 0 | 0 | 1 | 0 | 0 | 12018.9999
2025-12-31 | 12776.42 | 25.8 | 0 | 0 | 0 | 0 | 0 | 0 | 0 | 0 | 0 | 0 | 0 | 0 | 0 | 0 | 0 | 0 | 0 | 0 | 0 | 0 | 0 | 0 | 0 | 0 | 1 | 0 | 10991.8021
2025-12-31 | 12035.361 | 27 | 0 | 0 | 0 | 0 | 0 | 0 | 0 | 0 | 0 | 0 | 0 | 0 | 0 | 0 | 0 | 0 | 0 | 0 | 0 | 0 | 0 | 0 | 0 | 0 | 0 | 1 | 10186.1758

## RES_Model_Normal
Date | Res Load | 10Yr Avg HDD | 10Yr Avg HDD | Weekend | H0 | H1 | H2 | H3 | H4 | H5 | H6 | H7 | H8 | H9 | H10 | H11 | H12 | H13 | H14 | H15 | H16 | H17 | H18 | H19 | H20 | H21 | H22 | H23 | Res Normal | Intercept | 2994.0028
2025-01-01 | 5990.856 | 19.09 | 0 | 0 | 1 | 0 | 0 | 0 | 0 | 0 | 0 | 0 | 0 | 0 | 0 | 0 | 0 | 0 | 0 | 0 | 0 | 0 | 0 | 0 | 0 | 0 | 0 | 0 | 4975.9032 | HDD | 110.0031
2025-01-01 | 6622.547 | 19.3 | 0 | 0 | 0 | 1 | 0 | 0 | 0 | 0 | 0 | 0 | 0 | 0 | 0 | 0 | 0 | 0 | 0 | 0 | 0 | 0 | 0 | 0 | 0 | 0 | 0 | 0 | 4786.0357 | CDD | 367.1368
2025-01-01 | 7456.917 | 19.38 | 0 | 0 | 0 | 0 | 1 | 0 | 0 | 0 | 0 | 0 | 0 | 0 | 0 | 0 | 0 | 0 | 0 | 0 | 0 | 0 | 0 | 0 | 0 | 0 | 0 | 0 | 4677.1264 | Weekend | 278.4744
2025-01-01 | 8486.513 | 19.7 | 0 | 0 | 0 | 0 | 0 | 1 | 0 | 0 | 0 | 0 | 0 | 0 | 0 | 0 | 0 | 0 | 0 | 0 | 0 | 0 | 0 | 0 | 0 | 0 | 0 | 0 | 4685.2492 | H0 | -118.0594
2025-01-01 | 9309.141 | 19.6 | 0 | 0 | 0 | 0 | 0 | 0 | 1 | 0 | 0 | 0 | 0 | 0 | 0 | 0 | 0 | 0 | 0 | 0 | 0 | 0 | 0 | 0 | 0 | 0 | 0 | 0 | 4820.3026 | H1 | -331.0276
2025-01-01 | 9667.231 | 19.57 | 0 | 0 | 0 | 0 | 0 | 0 | 0 | 1 | 0 | 0 | 0 | 0 | 0 | 0 | 0 | 0 | 0 | 0 | 0 | 0 | 0 | 0 | 0 | 0 | 0 | 0 | 5146.7642 | H2 | -448.7372
2025-01-01 | 9805.13 | 19.55 | 0 | 0 | 0 | 0 | 0 | 0 | 0 | 0 | 1 | 0 | 0 | 0 | 0 | 0 | 0 | 0 | 0 | 0 | 0 | 0 | 0 | 0 | 0 | 0 | 0 | 0 | 5550.4117 | H3 | -475.8154
2025-01-01 | 9805.062 | 19.79 | 0 | 0 | 0 | 0 | 0 | 0 | 0 | 0 | 0 | 1 | 0 | 0 | 0 | 0 | 0 | 0 | 0 | 0 | 0 | 0 | 0 | 0 | 0 | 0 | 0 | 0 | 5960.84 | H4 | -329.7617
2025-01-01 | 9672.888 | 19.99 | 0 | 0 | 0 | 0 | 0 | 0 | 0 | 0 | 0 | 0 | 1 | 0 | 0 | 0 | 0 | 0 | 0 | 0 | 0 | 0 | 0 | 0 | 0 | 0 | 0 | 0 | 6195.1177 | H5 | 0
2025-01-01 | 9501.315 | 19.59 | 0 | 0 | 0 | 0 | 0 | 0 | 0 | 0 | 0 | 0 | 0 | 1 | 0 | 0 | 0 | 0 | 0 | 0 | 0 | 0 | 0 | 0 | 0 | 0 | 0 | 0 | 6204.233 | H6 | 405.8476
2025-01-01 | 9509.618 | 19.06 | 0 | 0 | 0 | 0 | 0 | 0 | 0 | 0 | 0 | 0 | 0 | 0 | 1 | 0 | 0 | 0 | 0 | 0 | 0 | 0 | 0 | 0 | 0 | 0 | 0 | 0 | 6153.2744 | H7 | 789.8751
2025-01-01 | 9790.468 | 18.83 | 0 | 0 | 0 | 0 | 0 | 0 | 0 | 0 | 0 | 0 | 0 | 0 | 0 | 1 | 0 | 0 | 0 | 0 | 0 | 0 | 0 | 0 | 0 | 0 | 0 | 0 | 6127.8138 | H8 | 1002.1522
2025-01-01 | 9644.126 | 18.69 | 0 | 0 | 0 | 0 | 0 | 0 | 0 | 0 | 0 | 0 | 0 | 0 | 0 | 0 | 1 | 0 | 0 | 0 | 0 | 0 | 0 | 0 | 0 | 0 | 0 | 0 | 6010.7954 | H9 | 1055.2688
2025-01-01 | 9366.443 | 18.54 | 0 | 0 | 0 | 0 | 0 | 0 | 0 | 0 | 0 | 0 | 0 | 0 | 0 | 0 | 0 | 1 | 0 | 0 | 0 | 0 | 0 | 0 | 0 | 0 | 0 | 0 | 5931.9503 | H10 | 1062.6118
2025-01-01 | 9398.496 | 18.4 | 0 | 0 | 0 | 0 | 0 | 0 | 0 | 0 | 0 | 0 | 0 | 0 | 0 | 0 | 0 | 0 | 1 | 0 | 0 | 0 | 0 | 0 | 0 | 0 | 0 | 0 | 6002.8396 | H11 | 1062.4519
2025-01-01 | 9622.797 | 18.65 | 0 | 0 | 0 | 0 | 0 | 0 | 0 | 0 | 0 | 0 | 0 | 0 | 0 | 0 | 0 | 0 | 0 | 1 | 0 | 0 | 0 | 0 | 0 | 0 | 0 | 0 | 6417.0107 | H12 | 960.834
2025-01-01 | 9159.043 | 18.8 | 0 | 0 | 0 | 0 | 0 | 0 | 0 | 0 | 0 | 0 | 0 | 0 | 0 | 0 | 0 | 0 | 0 | 0 | 1 | 0 | 0 | 0 | 0 | 0 | 0 | 0 | 6994.2294 | H13 | 898.4894
2025-01-01 | 8227.523 | 19.38 | 0 | 0 | 0 | 0 | 0 | 0 | 0 | 0 | 0 | 0 | 0 | 0 | 0 | 0 | 0 | 0 | 0 | 0 | 0 | 1 | 0 | 0 | 0 | 0 | 0 | 0 | 7281.4848 | H14 | 984.7791
2025-01-01 | 7243.522 | 20.01 | 0 | 0 | 0 | 0 | 0 | 0 | 0 | 0 | 0 | 0 | 0 | 0 | 0 | 0 | 0 | 0 | 0 | 0 | 0 | 0 | 1 | 0 | 0 | 0 | 0 | 0 | 7362.4931 | H15 | 1371.4494
2025-01-01 | 6463.85 | 20.25 | 0 | 0 | 0 | 0 | 0 | 0 | 0 | 0 | 0 | 0 | 0 | 0 | 0 | 0 | 0 | 0 | 0 | 0 | 0 | 0 | 0 | 1 | 0 | 0 | 0 | 0 | 7359.264 | H16 | 1932.1676
2025-01-01 | 6103.45 | 20.56 | 0 | 0 | 0 | 0 | 0 | 0 | 0 | 0 | 0 | 0 | 0 | 0 | 0 | 0 | 0 | 0 | 0 | 0 | 0 | 0 | 0 | 0 | 1 | 0 | 0 | 0 | 7158.458 | H17 | 2155.6213
2025-01-01 | 5892.851 | 20.73 | 0 | 0 | 0 | 0 | 0 | 0 | 0 | 0 | 0 | 0 | 0 | 0 | 0 | 0 | 0 | 0 | 0 | 0 | 0 | 0 | 0 | 0 | 0 | 1 | 0 | 0 | 6641.7211 | H18 | 2167.3275
2025-01-01 | 5837.424 | 20.67 | 0 | 0 | 0 | 0 | 0 | 0 | 0 | 0 | 0 | 0 | 0 | 0 | 0 | 0 | 0 | 0 | 0 | 0 | 0 | 0 | 0 | 0 | 0 | 0 | 1 | 0 | 6010.9228 | H19 | 2137.6977
2025-01-01 | 5921.701 | 20.6 | 0 | 0 | 0 | 0 | 0 | 0 | 0 | 0 | 0 | 0 | 0 | 0 | 0 | 0 | 0 | 0 | 0 | 0 | 0 | 0 | 0 | 0 | 0 | 0 | 0 | 1 | 5494.7633 | H20 | 1902.7907
2025-01-02 | 6361.35 | 20.5 | 0 | 0 | 1 | 0 | 0 | 0 | 0 | 0 | 0 | 0 | 0 | 0 | 0 | 0 | 0 | 0 | 0 | 0 | 0 | 0 | 0 | 0 | 0 | 0 | 0 | 0 | 5131.0076 | H21 | 1367.3533
2025-01-02 | 6985.929 | 20.61 | 0 | 0 | 0 | 1 | 0 | 0 | 0 | 0 | 0 | 0 | 0 | 0 | 0 | 0 | 0 | 0 | 0 | 0 | 0 | 0 | 0 | 0 | 0 | 0 | 0 | 0 | 4930.1398 | H22 | 743.1552
2025-01-02 | 7728.571 | 20.55 | 0 | 0 | 0 | 0 | 1 | 0 | 0 | 0 | 0 | 0 | 0 | 0 | 0 | 0 | 0 | 0 | 0 | 0 | 0 | 0 | 0 | 0 | 0 | 0 | 0 | 0 | 4805.8301 | H23 | 234.6959
2025-01-02 | 8235.019 | 20.42 | 0 | 0 | 0 | 0 | 0 | 1 | 0 | 0 | 0 | 0 | 0 | 0 | 0 | 0 | 0 | 0 | 0 | 0 | 0 | 0 | 0 | 0 | 0 | 0 | 0 | 0 | 4764.4515
2025-01-02 | 8644.254 | 20.5 | 0 | 0 | 0 | 0 | 0 | 0 | 1 | 0 | 0 | 0 | 0 | 0 | 0 | 0 | 0 | 0 | 0 | 0 | 0 | 0 | 0 | 0 | 0 | 0 | 0 | 0 | 4919.3054
2025-01-02 | 8847.375 | 20.59 | 0 | 0 | 0 | 0 | 0 | 0 | 0 | 1 | 0 | 0 | 0 | 0 | 0 | 0 | 0 | 0 | 0 | 0 | 0 | 0 | 0 | 0 | 0 | 0 | 0 | 0 | 5258.9674 | H5 | The regression includes a full set of 24 hourly indicator variables.
2025-01-02 | 9752.986 | 20.64 | 0 | 0 | 0 | 0 | 0 | 0 | 0 | 0 | 1 | 0 | 0 | 0 | 0 | 0 | 0 | 0 | 0 | 0 | 0 | 0 | 0 | 0 | 0 | 0 | 0 | 0 | 5670.3151 |  | Because those indicators sum to one in every observation, including a separate intercept would create perfect multicollinearity.
2025-01-02 | 10084.057 | 20.86 | 0 | 0 | 0 | 0 | 0 | 0 | 0 | 0 | 0 | 1 | 0 | 0 | 0 | 0 | 0 | 0 | 0 | 0 | 0 | 0 | 0 | 0 | 0 | 0 | 0 | 0 | 6078.5433 |  | Accordingly, the model is estimated without an intercept so that each hourly coefficient represents the average load in that hour.
2025-01-02 | 9625.827 | 21.05 | 0 | 0 | 0 | 0 | 0 | 0 | 0 | 0 | 0 | 0 | 1 | 0 | 0 | 0 | 0 | 0 | 0 | 0 | 0 | 0 | 0 | 0 | 0 | 0 | 0 | 0 | 6311.721 |  | For this reason, H5 is zero
2025-01-02 | 9454.471 | 20.78 | 0 | 0 | 0 | 0 | 0 | 0 | 0 | 0 | 0 | 0 | 0 | 1 | 0 | 0 | 0 | 0 | 0 | 0 | 0 | 0 | 0 | 0 | 0 | 0 | 0 | 0 | 6335.1368
2025-01-02 | 9626.962 | 20.1 | 0 | 0 | 0 | 0 | 0 | 0 | 0 | 0 | 0 | 0 | 0 | 0 | 1 | 0 | 0 | 0 | 0 | 0 | 0 | 0 | 0 | 0 | 0 | 0 | 0 | 0 | 6267.6777
2025-01-02 | 10452.51 | 19.69 | 0 | 0 | 0 | 0 | 0 | 0 | 0 | 0 | 0 | 0 | 0 | 0 | 0 | 1 | 0 | 0 | 0 | 0 | 0 | 0 | 0 | 0 | 0 | 0 | 0 | 0 | 6222.4164
2025-01-02 | 11015.685 | 19.21 | 0 | 0 | 0 | 0 | 0 | 0 | 0 | 0 | 0 | 0 | 0 | 0 | 0 | 0 | 1 | 0 | 0 | 0 | 0 | 0 | 0 | 0 | 0 | 0 | 0 | 0 | 6067.9971
2025-01-02 | 10654.306 | 18.6 | 0 | 0 | 0 | 0 | 0 | 0 | 0 | 0 | 0 | 0 | 0 | 0 | 0 | 0 | 0 | 1 | 0 | 0 | 0 | 0 | 0 | 0 | 0 | 0 | 0 | 0 | 5938.5505
2025-01-02 | 10236.603 | 18.37 | 0 | 0 | 0 | 0 | 0 | 0 | 0 | 0 | 0 | 0 | 0 | 0 | 0 | 0 | 0 | 0 | 1 | 0 | 0 | 0 | 0 | 0 | 0 | 0 | 0 | 0 | 5999.5395
2025-01-02 | 10241.016 | 18.47 | 0 | 0 | 0 | 0 | 0 | 0 | 0 | 0 | 0 | 0 | 0 | 0 | 0 | 0 | 0 | 0 | 0 | 1 | 0 | 0 | 0 | 0 | 0 | 0 | 0 | 0 | 6397.2101
2025-01-02 | 9593.147 | 18.68 | 0 | 0 | 0 | 0 | 0 | 0 | 0 | 0 | 0 | 0 | 0 | 0 | 0 | 0 | 0 | 0 | 0 | 0 | 1 | 0 | 0 | 0 | 0 | 0 | 0 | 0 | 6981.029
2025-01-02 | 8366.866 | 18.95 | 0 | 0 | 0 | 0 | 0 | 0 | 0 | 0 | 0 | 0 | 0 | 0 | 0 | 0 | 0 | 0 | 0 | 0 | 0 | 1 | 0 | 0 | 0 | 0 | 0 | 0 | 7234.1835
2025-01-02 | 7234.214 | 19.19 | 0 | 0 | 0 | 0 | 0 | 0 | 0 | 0 | 0 | 0 | 0 | 0 | 0 | 0 | 0 | 0 | 0 | 0 | 0 | 0 | 1 | 0 | 0 | 0 | 0 | 0 | 7272.2905
2025-01-02 | 6328.642 | 19.25 | 0 | 0 | 0 | 0 | 0 | 0 | 0 | 0 | 0 | 0 | 0 | 0 | 0 | 0 | 0 | 0 | 0 | 0 | 0 | 0 | 0 | 1 | 0 | 0 | 0 | 0 | 7249.2609
2025-01-02 | 5849.548 | 19.3 | 0 | 0 | 0 | 0 | 0 | 0 | 0 | 0 | 0 | 0 | 0 | 0 | 0 | 0 | 0 | 0 | 0 | 0 | 0 | 0 | 0 | 0 | 1 | 0 | 0 | 0 | 7019.8541
2025-01-02 | 5667.895 | 19.41 | 0 | 0 | 0 | 0 | 0 | 0 | 0 | 0 | 0 | 0 | 0 | 0 | 0 | 0 | 0 | 0 | 0 | 0 | 0 | 0 | 0 | 0 | 0 | 1 | 0 | 0 | 6496.517
2025-01-02 | 5547.047 | 19.37 | 0 | 0 | 0 | 0 | 0 | 0 | 0 | 0 | 0 | 0 | 0 | 0 | 0 | 0 | 0 | 0 | 0 | 0 | 0 | 0 | 0 | 0 | 0 | 0 | 1 | 0 | 5867.9188
2025-01-02 | 5705.27 | 19.55 | 0 | 0 | 0 | 0 | 0 | 0 | 0 | 0 | 0 | 0 | 0 | 0 | 0 | 0 | 0 | 0 | 0 | 0 | 0 | 0 | 0 | 0 | 0 | 0 | 0 | 1 | 5379.26
2025-01-03 | 6197.816 | 19.76 | 0 | 0 | 1 | 0 | 0 | 0 | 0 | 0 | 0 | 0 | 0 | 0 | 0 | 0 | 0 | 0 | 0 | 0 | 0 | 0 | 0 | 0 | 0 | 0 | 0 | 0 | 5049.6053
2025-01-03 | 7126.894 | 19.8 | 0 | 0 | 0 | 1 | 0 | 0 | 0 | 0 | 0 | 0 | 0 | 0 | 0 | 0 | 0 | 0 | 0 | 0 | 0 | 0 | 0 | 0 | 0 | 0 | 0 | 0 | 4841.0373
2025-01-03 | 7913.442 | 20.02 | 0 | 0 | 0 | 0 | 1 | 0 | 0 | 0 | 0 | 0 | 0 | 0 | 0 | 0 | 0 | 0 | 0 | 0 | 0 | 0 | 0 | 0 | 0 | 0 | 0 | 0 | 4747.5284
2025-01-03 | 8148.153 | 20.12 | 0 | 0 | 0 | 0 | 0 | 1 | 0 | 0 | 0 | 0 | 0 | 0 | 0 | 0 | 0 | 0 | 0 | 0 | 0 | 0 | 0 | 0 | 0 | 0 | 0 | 0 | 4731.4505
2025-01-03 | 7848.155 | 20.05 | 0 | 0 | 0 | 0 | 0 | 0 | 1 | 0 | 0 | 0 | 0 | 0 | 0 | 0 | 0 | 0 | 0 | 0 | 0 | 0 | 0 | 0 | 0 | 0 | 0 | 0 | 4869.804
2025-01-03 | 7520.981 | 19.85 | 0 | 0 | 0 | 0 | 0 | 0 | 0 | 1 | 0 | 0 | 0 | 0 | 0 | 0 | 0 | 0 | 0 | 0 | 0 | 0 | 0 | 0 | 0 | 0 | 0 | 0 | 5177.5651
2025-01-03 | 7505.701 | 19.84 | 0 | 0 | 0 | 0 | 0 | 0 | 0 | 0 | 1 | 0 | 0 | 0 | 0 | 0 | 0 | 0 | 0 | 0 | 0 | 0 | 0 | 0 | 0 | 0 | 0 | 0 | 5582.3126
2025-01-03 | 7261.87 | 19.64 | 0 | 0 | 0 | 0 | 0 | 0 | 0 | 0 | 0 | 1 | 0 | 0 | 0 | 0 | 0 | 0 | 0 | 0 | 0 | 0 | 0 | 0 | 0 | 0 | 0 | 0 | 5944.3395
2025-01-03 | 6984.329 | 19.65 | 0 | 0 | 0 | 0 | 0 | 0 | 0 | 0 | 0 | 0 | 1 | 0 | 0 | 0 | 0 | 0 | 0 | 0 | 0 | 0 | 0 | 0 | 0 | 0 | 0 | 0 | 6157.7166
2025-01-03 | 6869.528 | 19.21 | 0 | 0 | 0 | 0 | 0 | 0 | 0 | 0 | 0 | 0 | 0 | 1 | 0 | 0 | 0 | 0 | 0 | 0 | 0 | 0 | 0 | 0 | 0 | 0 | 0 | 0 | 6162.4318
2025-01-03 | 6990.446 | 18.65 | 0 | 0 | 0 | 0 | 0 | 0 | 0 | 0 | 0 | 0 | 0 | 0 | 1 | 0 | 0 | 0 | 0 | 0 | 0 | 0 | 0 | 0 | 0 | 0 | 0 | 0 | 6108.1731
2025-01-03 | 7853.748 | 18.32 | 0 | 0 | 0 | 0 | 0 | 0 | 0 | 0 | 0 | 0 | 0 | 0 | 0 | 1 | 0 | 0 | 0 | 0 | 0 | 0 | 0 | 0 | 0 | 0 | 0 | 0 | 6071.7122
2025-01-03 | 8824.946 | 18.12 | 0 | 0 | 0 | 0 | 0 | 0 | 0 | 0 | 0 | 0 | 0 | 0 | 0 | 0 | 1 | 0 | 0 | 0 | 0 | 0 | 0 | 0 | 0 | 0 | 0 | 0 | 5948.0936
2025-01-03 | 8787.693 | 18.15 | 0 | 0 | 0 | 0 | 0 | 0 | 0 | 0 | 0 | 0 | 0 | 0 | 0 | 0 | 0 | 1 | 0 | 0 | 0 | 0 | 0 | 0 | 0 | 0 | 0 | 0 | 5889.0491
2025-01-03 | 9097.78 | 18.06 | 0 | 0 | 0 | 0 | 0 | 0 | 0 | 0 | 0 | 0 | 0 | 0 | 0 | 0 | 0 | 0 | 1 | 0 | 0 | 0 | 0 | 0 | 0 | 0 | 0 | 0 | 5965.4385
2025-01-03 | 9548.902 | 18.2 | 0 | 0 | 0 | 0 | 0 | 0 | 0 | 0 | 0 | 0 | 0 | 0 | 0 | 0 | 0 | 0 | 0 | 1 | 0 | 0 | 0 | 0 | 0 | 0 | 0 | 0 | 6367.5093
2025-01-03 | 9266.866 | 18.59 | 0 | 0 | 0 | 0 | 0 | 0 | 0 | 0 | 0 | 0 | 0 | 0 | 0 | 0 | 0 | 0 | 0 | 0 | 1 | 0 | 0 | 0 | 0 | 0 | 0 | 0 | 6971.1287
2025-01-03 | 8299.514 | 18.91 | 0 | 0 | 0 | 0 | 0 | 0 | 0 | 0 | 0 | 0 | 0 | 0 | 0 | 0 | 0 | 0 | 0 | 0 | 0 | 1 | 0 | 0 | 0 | 0 | 0 | 0 | 7229.7834
2025-01-03 | 7141.368 | 19.05 | 0 | 0 | 0 | 0 | 0 | 0 | 0 | 0 | 0 | 0 | 0 | 0 | 0 | 0 | 0 | 0 | 0 | 0 | 0 | 0 | 1 | 0 | 0 | 0 | 0 | 0 | 7256.8901
2025-01-03 | 6421.708 | 19.3 | 0 | 0 | 0 | 0 | 0 | 0 | 0 | 0 | 0 | 0 | 0 | 0 | 0 | 0 | 0 | 0 | 0 | 0 | 0 | 0 | 0 | 1 | 0 | 0 | 0 | 0 | 7254.761
2025-01-03 | 5995.613 | 19.63 | 0 | 0 | 0 | 0 | 0 | 0 | 0 | 0 | 0 | 0 | 0 | 0 | 0 | 0 | 0 | 0 | 0 | 0 | 0 | 0 | 0 | 0 | 1 | 0 | 0 | 0 | 7056.1551
2025-01-03 | 5743.136 | 20.06 | 0 | 0 | 0 | 0 | 0 | 0 | 0 | 0 | 0 | 0 | 0 | 0 | 0 | 0 | 0 | 0 | 0 | 0 | 0 | 0 | 0 | 0 | 0 | 1 | 0 | 0 | 6568.019
2025-01-03 | 5712.36 | 20.33 | 0 | 0 | 0 | 0 | 0 | 0 | 0 | 0 | 0 | 0 | 0 | 0 | 0 | 0 | 0 | 0 | 0 | 0 | 0 | 0 | 0 | 0 | 0 | 0 | 1 | 0 | 5973.5218
2025-01-03 | 5875.687 | 20.4 | 0 | 0 | 0 | 0 | 0 | 0 | 0 | 0 | 0 | 0 | 0 | 0 | 0 | 0 | 0 | 0 | 0 | 0 | 0 | 0 | 0 | 0 | 0 | 0 | 0 | 1 | 5472.7626
2025-01-04 | 6385.784 | 20.42 | 0 | 1 | 1 | 0 | 0 | 0 | 0 | 0 | 0 | 0 | 0 | 0 | 0 | 0 | 0 | 0 | 0 | 0 | 0 | 0 | 0 | 0 | 0 | 0 | 0 | 0 | 5400.6818
2025-01-04 | 7387.114 | 20.51 | 0 | 1 | 0 | 1 | 0 | 0 | 0 | 0 | 0 | 0 | 0 | 0 | 0 | 0 | 0 | 0 | 0 | 0 | 0 | 0 | 0 | 0 | 0 | 0 | 0 | 0 | 5197.6139
2025-01-04 | 7951.781 | 20.58 | 0 | 1 | 0 | 0 | 1 | 0 | 0 | 0 | 0 | 0 | 0 | 0 | 0 | 0 | 0 | 0 | 0 | 0 | 0 | 0 | 0 | 0 | 0 | 0 | 0 | 0 | 5087.6046
2025-01-04 | 7684.679 | 20.67 | 0 | 1 | 0 | 0 | 0 | 1 | 0 | 0 | 0 | 0 | 0 | 0 | 0 | 0 | 0 | 0 | 0 | 0 | 0 | 0 | 0 | 0 | 0 | 0 | 0 | 0 | 5070.4267
2025-01-04 | 7300.32 | 20.93 | 0 | 1 | 0 | 0 | 0 | 0 | 1 | 0 | 0 | 0 | 0 | 0 | 0 | 0 | 0 | 0 | 0 | 0 | 0 | 0 | 0 | 0 | 0 | 0 | 0 | 0 | 5245.0812
2025-01-04 | 6963.538 | 21.44 | 0 | 1 | 0 | 0 | 0 | 0 | 0 | 1 | 0 | 0 | 0 | 0 | 0 | 0 | 0 | 0 | 0 | 0 | 0 | 0 | 0 | 0 | 0 | 0 | 0 | 0 | 5630.9445
2025-01-04 | 6900.253 | 21.7 | 0 | 1 | 0 | 0 | 0 | 0 | 0 | 0 | 1 | 0 | 0 | 0 | 0 | 0 | 0 | 0 | 0 | 0 | 0 | 0 | 0 | 0 | 0 | 0 | 0 | 0 | 6065.3929
2025-01-04 | 6814.329 | 21.74 | 0 | 1 | 0 | 0 | 0 | 0 | 0 | 0 | 0 | 1 | 0 | 0 | 0 | 0 | 0 | 0 | 0 | 0 | 0 | 0 | 0 | 0 | 0 | 0 | 0 | 0 | 6453.8205
2025-01-04 | 6715.507 | 22.02 | 0 | 1 | 0 | 0 | 0 | 0 | 0 | 0 | 0 | 0 | 1 | 0 | 0 | 0 | 0 | 0 | 0 | 0 | 0 | 0 | 0 | 0 | 0 | 0 | 0 | 0 | 6696.8985
2025-01-04 | 6454.351 | 21.9 | 0 | 1 | 0 | 0 | 0 | 0 | 0 | 0 | 0 | 0 | 0 | 1 | 0 | 0 | 0 | 0 | 0 | 0 | 0 | 0 | 0 | 0 | 0 | 0 | 0 | 0 | 6736.8147
2025-01-04 | 6661.269 | 21.25 | 0 | 1 | 0 | 0 | 0 | 0 | 0 | 0 | 0 | 0 | 0 | 0 | 1 | 0 | 0 | 0 | 0 | 0 | 0 | 0 | 0 | 0 | 0 | 0 | 0 | 0 | 6672.6557
2025-01-04 | 7457.204 | 20.76 | 0 | 1 | 0 | 0 | 0 | 0 | 0 | 0 | 0 | 0 | 0 | 0 | 0 | 1 | 0 | 0 | 0 | 0 | 0 | 0 | 0 | 0 | 0 | 0 | 0 | 0 | 6618.5942
2025-01-04 | 8338.307 | 20.41 | 0 | 1 | 0 | 0 | 0 | 0 | 0 | 0 | 0 | 0 | 0 | 0 | 0 | 0 | 1 | 0 | 0 | 0 | 0 | 0 | 0 | 0 | 0 | 0 | 0 | 0 | 6478.4753
2025-01-04 | 8492.256 | 20.05 | 0 | 1 | 0 | 0 | 0 | 0 | 0 | 0 | 0 | 0 | 0 | 0 | 0 | 0 | 0 | 1 | 0 | 0 | 0 | 0 | 0 | 0 | 0 | 0 | 0 | 0 | 6376.5295
2025-01-04 | 8879.28 | 19.96 | 0 | 1 | 0 | 0 | 0 | 0 | 0 | 0 | 0 | 0 | 0 | 0 | 0 | 0 | 0 | 0 | 1 | 0 | 0 | 0 | 0 | 0 | 0 | 0 | 0 | 0 | 6452.9189
2025-01-04 | 9499.513 | 20.01 | 0 | 1 | 0 | 0 | 0 | 0 | 0 | 0 | 0 | 0 | 0 | 0 | 0 | 0 | 0 | 0 | 0 | 1 | 0 | 0 | 0 | 0 | 0 | 0 | 0 | 0 | 6845.0894
2025-01-04 | 9108.149 | 20.41 | 0 | 1 | 0 | 0 | 0 | 0 | 0 | 0 | 0 | 0 | 0 | 0 | 0 | 0 | 0 | 0 | 0 | 0 | 1 | 0 | 0 | 0 | 0 | 0 | 0 | 0 | 7449.8089
2025-01-04 | 7905.719 | 21.23 | 0 | 1 | 0 | 0 | 0 | 0 | 0 | 0 | 0 | 0 | 0 | 0 | 0 | 0 | 0 | 0 | 0 | 0 | 0 | 1 | 0 | 0 | 0 | 0 | 0 | 0 | 7763.4651
2025-01-04 | 6765.029 | 21.63 | 0 | 1 | 0 | 0 | 0 | 0 | 0 | 0 | 0 | 0 | 0 | 0 | 0 | 0 | 0 | 0 | 0 | 0 | 0 | 0 | 1 | 0 | 0 | 0 | 0 | 0 | 7819.1726
2025-01-04 | 6014.031 | 21.79 | 0 | 1 | 0 | 0 | 0 | 0 | 0 | 0 | 0 | 0 | 0 | 0 | 0 | 0 | 0 | 0 | 0 | 0 | 0 | 0 | 0 | 1 | 0 | 0 | 0 | 0 | 7807.1433
2025-01-04 | 5589.028 | 22.05 | 0 | 1 | 0 | 0 | 0 | 0 | 0 | 0 | 0 | 0 | 0 | 0 | 0 | 0 | 0 | 0 | 0 | 0 | 0 | 0 | 0 | 0 | 1 | 0 | 0 | 0 | 7600.8371
2025-01-04 | 5292.695 | 22.23 | 0 | 1 | 0 | 0 | 0 | 0 | 0 | 0 | 0 | 0 | 0 | 0 | 0 | 0 | 0 | 0 | 0 | 0 | 0 | 0 | 0 | 0 | 0 | 1 | 0 | 0 | 7085.2003
2025-01-04 | 5159.706 | 22.41 | 0 | 1 | 0 | 0 | 0 | 0 | 0 | 0 | 0 | 0 | 0 | 0 | 0 | 0 | 0 | 0 | 0 | 0 | 0 | 0 | 0 | 0 | 0 | 0 | 1 | 0 | 6480.8027
2025-01-04 | 5306.604 | 22.61 | 0 | 1 | 0 | 0 | 0 | 0 | 0 | 0 | 0 | 0 | 0 | 0 | 0 | 0 | 0 | 0 | 0 | 0 | 0 | 0 | 0 | 0 | 0 | 0 | 0 | 1 | 5994.344
2025-01-05 | 5731.929 | 22.76 | 0 | 1 | 1 | 0 | 0 | 0 | 0 | 0 | 0 | 0 | 0 | 0 | 0 | 0 | 0 | 0 | 0 | 0 | 0 | 0 | 0 | 0 | 0 | 0 | 0 | 0 | 5658.0892
2025-01-05 | 6740.829 | 22.89 | 0 | 1 | 0 | 1 | 0 | 0 | 0 | 0 | 0 | 0 | 0 | 0 | 0 | 0 | 0 | 0 | 0 | 0 | 0 | 0 | 0 | 0 | 0 | 0 | 0 | 0 | 5459.4214
2025-01-05 | 7383.221 | 22.87 | 0 | 1 | 0 | 0 | 1 | 0 | 0 | 0 | 0 | 0 | 0 | 0 | 0 | 0 | 0 | 0 | 0 | 0 | 0 | 0 | 0 | 0 | 0 | 0 | 0 | 0 | 5339.5118
2025-01-05 | 7282.121 | 22.9 | 0 | 1 | 0 | 0 | 0 | 1 | 0 | 0 | 0 | 0 | 0 | 0 | 0 | 0 | 0 | 0 | 0 | 0 | 0 | 0 | 0 | 0 | 0 | 0 | 0 | 0 | 5315.7337
2025-01-05 | 6950.562 | 22.96 | 0 | 1 | 0 | 0 | 0 | 0 | 1 | 0 | 0 | 0 | 0 | 0 | 0 | 0 | 0 | 0 | 0 | 0 | 0 | 0 | 0 | 0 | 0 | 0 | 0 | 0 | 5468.3875
2025-01-05 | 6922.279 | 22.72 | 0 | 1 | 0 | 0 | 0 | 0 | 0 | 1 | 0 | 0 | 0 | 0 | 0 | 0 | 0 | 0 | 0 | 0 | 0 | 0 | 0 | 0 | 0 | 0 | 0 | 0 | 5771.7485
2025-01-05 | 6967.177 | 22.72 | 0 | 1 | 0 | 0 | 0 | 0 | 0 | 0 | 1 | 0 | 0 | 0 | 0 | 0 | 0 | 0 | 0 | 0 | 0 | 0 | 0 | 0 | 0 | 0 | 0 | 0 | 6177.5961
2025-01-05 | 6803.808 | 22.66 | 0 | 1 | 0 | 0 | 0 | 0 | 0 | 0 | 0 | 1 | 0 | 0 | 0 | 0 | 0 | 0 | 0 | 0 | 0 | 0 | 0 | 0 | 0 | 0 | 0 | 0 | 6555.0234
2025-01-05 | 6529.349 | 22.64 | 0 | 1 | 0 | 0 | 0 | 0 | 0 | 0 | 0 | 0 | 1 | 0 | 0 | 0 | 0 | 0 | 0 | 0 | 0 | 0 | 0 | 0 | 0 | 0 | 0 | 0 | 6765.1004
2025-01-05 | 6429.666 | 22.05 | 0 | 1 | 0 | 0 | 0 | 0 | 0 | 0 | 0 | 0 | 0 | 1 | 0 | 0 | 0 | 0 | 0 | 0 | 0 | 0 | 0 | 0 | 0 | 0 | 0 | 0 | 6753.3152
2025-01-05 | 6643.696 | 21.62 | 0 | 1 | 0 | 0 | 0 | 0 | 0 | 0 | 0 | 0 | 0 | 0 | 1 | 0 | 0 | 0 | 0 | 0 | 0 | 0 | 0 | 0 | 0 | 0 | 0 | 0 | 6713.3569
2025-01-05 | 7250.274 | 20.99 | 0 | 1 | 0 | 0 | 0 | 0 | 0 | 0 | 0 | 0 | 0 | 0 | 0 | 1 | 0 | 0 | 0 | 0 | 0 | 0 | 0 | 0 | 0 | 0 | 0 | 0 | 6643.895
2025-01-05 | 8126.002 | 20.44 | 0 | 1 | 0 | 0 | 0 | 0 | 0 | 0 | 0 | 0 | 0 | 0 | 0 | 0 | 1 | 0 | 0 | 0 | 0 | 0 | 0 | 0 | 0 | 0 | 0 | 0 | 6481.7754
2025-01-05 | 8239.31 | 19.92 | 0 | 1 | 0 | 0 | 0 | 0 | 0 | 0 | 0 | 0 | 0 | 0 | 0 | 0 | 0 | 1 | 0 | 0 | 0 | 0 | 0 | 0 | 0 | 0 | 0 | 0 | 6362.2291
2025-01-05 | 8529.136 | 19.77 | 0 | 1 | 0 | 0 | 0 | 0 | 0 | 0 | 0 | 0 | 0 | 0 | 0 | 0 | 0 | 0 | 1 | 0 | 0 | 0 | 0 | 0 | 0 | 0 | 0 | 0 | 6432.0183
2025-01-05 | 9172.779 | 19.76 | 0 | 1 | 0 | 0 | 0 | 0 | 0 | 0 | 0 | 0 | 0 | 0 | 0 | 0 | 0 | 0 | 0 | 1 | 0 | 0 | 0 | 0 | 0 | 0 | 0 | 0 | 6817.5886
2025-01-05 | 8837.52 | 20.07 | 0 | 1 | 0 | 0 | 0 | 0 | 0 | 0 | 0 | 0 | 0 | 0 | 0 | 0 | 0 | 0 | 0 | 0 | 1 | 0 | 0 | 0 | 0 | 0 | 0 | 0 | 7412.4078
2025-01-05 | 7738.926 | 20.57 | 0 | 1 | 0 | 0 | 0 | 0 | 0 | 0 | 0 | 0 | 0 | 0 | 0 | 0 | 0 | 0 | 0 | 0 | 0 | 1 | 0 | 0 | 0 | 0 | 0 | 0 | 7690.863
2025-01-05 | 6655.421 | 21.08 | 0 | 1 | 0 | 0 | 0 | 0 | 0 | 0 | 0 | 0 | 0 | 0 | 0 | 0 | 0 | 0 | 0 | 0 | 0 | 0 | 1 | 0 | 0 | 0 | 0 | 0 | 7758.6709
2025-01-05 | 5825.48 | 21.22 | 0 | 1 | 0 | 0 | 0 | 0 | 0 | 0 | 0 | 0 | 0 | 0 | 0 | 0 | 0 | 0 | 0 | 0 | 0 | 0 | 0 | 1 | 0 | 0 | 0 | 0 | 7744.4415
2025-01-05 | 5293.397 | 21.44 | 0 | 1 | 0 | 0 | 0 | 0 | 0 | 0 | 0 | 0 | 0 | 0 | 0 | 0 | 0 | 0 | 0 | 0 | 0 | 0 | 0 | 0 | 1 | 0 | 0 | 0 | 7533.7352
2025-01-05 | 5042.436 | 21.75 | 0 | 1 | 0 | 0 | 0 | 0 | 0 | 0 | 0 | 0 | 0 | 0 | 0 | 0 | 0 | 0 | 0 | 0 | 0 | 0 | 0 | 0 | 0 | 1 | 0 | 0 | 7032.3988
2025-01-05 | 4956.124 | 21.9 | 0 | 1 | 0 | 0 | 0 | 0 | 0 | 0 | 0 | 0 | 0 | 0 | 0 | 0 | 0 | 0 | 0 | 0 | 0 | 0 | 0 | 0 | 0 | 0 | 1 | 0 | 6424.7011
2025-01-05 | 5055.214 | 22.05 | 0 | 1 | 0 | 0 | 0 | 0 | 0 | 0 | 0 | 0 | 0 | 0 | 0 | 0 | 0 | 0 | 0 | 0 | 0 | 0 | 0 | 0 | 0 | 0 | 0 | 1 | 5932.7423
2025-01-06 | 5355.063 | 22.18 | 0 | 0 | 1 | 0 | 0 | 0 | 0 | 0 | 0 | 0 | 0 | 0 | 0 | 0 | 0 | 0 | 0 | 0 | 0 | 0 | 0 | 0 | 0 | 0 | 0 | 0 | 5315.8129
2025-01-06 | 6262.458 | 22.17 | 0 | 0 | 0 | 1 | 0 | 0 | 0 | 0 | 0 | 0 | 0 | 0 | 0 | 0 | 0 | 0 | 0 | 0 | 0 | 0 | 0 | 0 | 0 | 0 | 0 | 0 | 5101.7447
2025-01-06 | 7054.44 | 22.62 | 0 | 0 | 0 | 0 | 1 | 0 | 0 | 0 | 0 | 0 | 0 | 0 | 0 | 0 | 0 | 0 | 0 | 0 | 0 | 0 | 0 | 0 | 0 | 0 | 0 | 0 | 5033.5365
2025-01-06 | 7131.443 | 22.68 | 0 | 0 | 0 | 0 | 0 | 1 | 0 | 0 | 0 | 0 | 0 | 0 | 0 | 0 | 0 | 0 | 0 | 0 | 0 | 0 | 0 | 0 | 0 | 0 | 0 | 0 | 5013.0585
2025-01-06 | 6973.156 | 22.86 | 0 | 0 | 0 | 0 | 0 | 0 | 1 | 0 | 0 | 0 | 0 | 0 | 0 | 0 | 0 | 0 | 0 | 0 | 0 | 0 | 0 | 0 | 0 | 0 | 0 | 0 | 5178.9128
2025-01-06 | 6845.538 | 23.05 | 0 | 0 | 0 | 0 | 0 | 0 | 0 | 1 | 0 | 0 | 0 | 0 | 0 | 0 | 0 | 0 | 0 | 0 | 0 | 0 | 0 | 0 | 0 | 0 | 0 | 0 | 5529.5751
2025-01-06 | 6759.826 | 23.23 | 0 | 0 | 0 | 0 | 0 | 0 | 0 | 0 | 1 | 0 | 0 | 0 | 0 | 0 | 0 | 0 | 0 | 0 | 0 | 0 | 0 | 0 | 0 | 0 | 0 | 0 | 5955.2233
2025-01-06 | 6914.339 | 22.78 | 0 | 0 | 0 | 0 | 0 | 0 | 0 | 0 | 0 | 1 | 0 | 0 | 0 | 0 | 0 | 0 | 0 | 0 | 0 | 0 | 0 | 0 | 0 | 0 | 0 | 0 | 6289.7494
2025-01-06 | 6665.205 | 23.22 | 0 | 0 | 0 | 0 | 0 | 0 | 0 | 0 | 0 | 0 | 1 | 0 | 0 | 0 | 0 | 0 | 0 | 0 | 0 | 0 | 0 | 0 | 0 | 0 | 0 | 0 | 6550.4278
2025-01-06 | 6563.432 | 22.86 | 0 | 0 | 0 | 0 | 0 | 0 | 0 | 0 | 0 | 0 | 0 | 1 | 0 | 0 | 0 | 0 | 0 | 0 | 0 | 0 | 0 | 0 | 0 | 0 | 0 | 0 | 6563.9433
2025-01-06 | 7049.689 | 22.42 | 0 | 0 | 0 | 0 | 0 | 0 | 0 | 0 | 0 | 0 | 0 | 0 | 1 | 0 | 0 | 0 | 0 | 0 | 0 | 0 | 0 | 0 | 0 | 0 | 0 | 0 | 6522.8849
2025-01-06 | 7685.062 | 21.56 | 0 | 0 | 0 | 0 | 0 | 0 | 0 | 0 | 0 | 0 | 0 | 0 | 0 | 1 | 0 | 0 | 0 | 0 | 0 | 0 | 0 | 0 | 0 | 0 | 0 | 0 | 6428.1223
2025-01-06 | 8318.062 | 21 | 0 | 0 | 0 | 0 | 0 | 0 | 0 | 0 | 0 | 0 | 0 | 0 | 0 | 0 | 1 | 0 | 0 | 0 | 0 | 0 | 0 | 0 | 0 | 0 | 0 | 0 | 6264.9027
2025-01-06 | 8243.674 | 20.97 | 0 | 0 | 0 | 0 | 0 | 0 | 0 | 0 | 0 | 0 | 0 | 0 | 0 | 0 | 0 | 1 | 0 | 0 | 0 | 0 | 0 | 0 | 0 | 0 | 0 | 0 | 6199.2579
2025-01-06 | 8562.007 | 20.42 | 0 | 0 | 0 | 0 | 0 | 0 | 0 | 0 | 0 | 0 | 0 | 0 | 0 | 0 | 0 | 0 | 1 | 0 | 0 | 0 | 0 | 0 | 0 | 0 | 0 | 0 | 6225.0459
2025-01-06 | 9062.408 | 20.76 | 0 | 0 | 0 | 0 | 0 | 0 | 0 | 0 | 0 | 0 | 0 | 0 | 0 | 0 | 0 | 0 | 0 | 1 | 0 | 0 | 0 | 0 | 0 | 0 | 0 | 0 | 6649.1173
2025-01-06 | 8489.023 | 21.28 | 0 | 0 | 0 | 0 | 0 | 0 | 0 | 0 | 0 | 0 | 0 | 0 | 0 | 0 | 0 | 0 | 0 | 0 | 1 | 0 | 0 | 0 | 0 | 0 | 0 | 0 | 7267.0372
2025-01-06 | 7642.105 | 21.88 | 0 | 0 | 0 | 0 | 0 | 0 | 0 | 0 | 0 | 0 | 0 | 0 | 0 | 0 | 0 | 0 | 0 | 0 | 0 | 1 | 0 | 0 | 0 | 0 | 0 | 0 | 7556.4927
2025-01-06 | 6645.082 | 22.29 | 0 | 0 | 0 | 0 | 0 | 0 | 0 | 0 | 0 | 0 | 0 | 0 | 0 | 0 | 0 | 0 | 0 | 0 | 0 | 0 | 1 | 0 | 0 | 0 | 0 | 0 | 7613.3002
2025-01-06 | 5878.111 | 22.62 | 0 | 0 | 0 | 0 | 0 | 0 | 0 | 0 | 0 | 0 | 0 | 0 | 0 | 0 | 0 | 0 | 0 | 0 | 0 | 0 | 0 | 1 | 0 | 0 | 0 | 0 | 7619.9714
2025-01-06 | 5221.425 | 23.05 | 0 | 0 | 0 | 0 | 0 | 0 | 0 | 0 | 0 | 0 | 0 | 0 | 0 | 0 | 0 | 0 | 0 | 0 | 0 | 0 | 0 | 0 | 1 | 0 | 0 | 0 | 7432.3658
2025-01-06 | 4907.169 | 23.39 | 0 | 0 | 0 | 0 | 0 | 0 | 0 | 0 | 0 | 0 | 0 | 0 | 0 | 0 | 0 | 0 | 0 | 0 | 0 | 0 | 0 | 0 | 0 | 1 | 0 | 0 | 6934.3295
2025-01-06 | 4762.764 | 23.58 | 0 | 0 | 0 | 0 | 0 | 0 | 0 | 0 | 0 | 0 | 0 | 0 | 0 | 0 | 0 | 0 | 0 | 0 | 0 | 0 | 0 | 0 | 0 | 0 | 1 | 0 | 6331.0319
2025-01-06 | 4727.174 | 23.92 | 0 | 0 | 0 | 0 | 0 | 0 | 0 | 0 | 0 | 0 | 0 | 0 | 0 | 0 | 0 | 0 | 0 | 0 | 0 | 0 | 0 | 0 | 0 | 0 | 0 | 1 | 5859.9737
2025-01-07 | 4866.129 | 24.29 | 0 | 0 | 1 | 0 | 0 | 0 | 0 | 0 | 0 | 0 | 0 | 0 | 0 | 0 | 0 | 0 | 0 | 0 | 0 | 0 | 0 | 0 | 0 | 0 | 0 | 0 | 5547.9195
2025-01-07 | 5477.589 | 24.49 | 0 | 0 | 0 | 1 | 0 | 0 | 0 | 0 | 0 | 0 | 0 | 0 | 0 | 0 | 0 | 0 | 0 | 0 | 0 | 0 | 0 | 0 | 0 | 0 | 0 | 0 | 5356.952
2025-01-07 | 6524.191 | 24.52 | 0 | 0 | 0 | 0 | 1 | 0 | 0 | 0 | 0 | 0 | 0 | 0 | 0 | 0 | 0 | 0 | 0 | 0 | 0 | 0 | 0 | 0 | 0 | 0 | 0 | 0 | 5242.5425
2025-01-07 | 7623.429 | 24.73 | 0 | 0 | 0 | 0 | 0 | 1 | 0 | 0 | 0 | 0 | 0 | 0 | 0 | 0 | 0 | 0 | 0 | 0 | 0 | 0 | 0 | 0 | 0 | 0 | 0 | 0 | 5238.565
2025-01-07 | 8333.309 | 24.9 | 0 | 0 | 0 | 0 | 0 | 0 | 1 | 0 | 0 | 0 | 0 | 0 | 0 | 0 | 0 | 0 | 0 | 0 | 0 | 0 | 0 | 0 | 0 | 0 | 0 | 0 | 5403.3192
2025-01-07 | 8803.355 | 25.22 | 0 | 0 | 0 | 0 | 0 | 0 | 0 | 1 | 0 | 0 | 0 | 0 | 0 | 0 | 0 | 0 | 0 | 0 | 0 | 0 | 0 | 0 | 0 | 0 | 0 | 0 | 5768.2819
2025-01-07 | 9173.413 | 25.01 | 0 | 0 | 0 | 0 | 0 | 0 | 0 | 0 | 1 | 0 | 0 | 0 | 0 | 0 | 0 | 0 | 0 | 0 | 0 | 0 | 0 | 0 | 0 | 0 | 0 | 0 | 6151.0288
2025-01-07 | 9390.289 | 24.92 | 0 | 0 | 0 | 0 | 0 | 0 | 0 | 0 | 0 | 1 | 0 | 0 | 0 | 0 | 0 | 0 | 0 | 0 | 0 | 0 | 0 | 0 | 0 | 0 | 0 | 0 | 6525.1561
2025-01-07 | 9041.751 | 24.67 | 0 | 0 | 0 | 0 | 0 | 0 | 0 | 0 | 0 | 0 | 1 | 0 | 0 | 0 | 0 | 0 | 0 | 0 | 0 | 0 | 0 | 0 | 0 | 0 | 0 | 0 | 6709.9323
2025-01-07 | 8739.349 | 24.11 | 0 | 0 | 0 | 0 | 0 | 0 | 0 | 0 | 0 | 0 | 0 | 1 | 0 | 0 | 0 | 0 | 0 | 0 | 0 | 0 | 0 | 0 | 0 | 0 | 0 | 0 | 6701.4472
2025-01-07 | 8885.77 | 23.13 | 0 | 0 | 0 | 0 | 0 | 0 | 0 | 0 | 0 | 0 | 0 | 0 | 1 | 0 | 0 | 0 | 0 | 0 | 0 | 0 | 0 | 0 | 0 | 0 | 0 | 0 | 6600.9872
2025-01-07 | 9574.887 | 22.65 | 0 | 0 | 0 | 0 | 0 | 0 | 0 | 0 | 0 | 0 | 0 | 0 | 0 | 1 | 0 | 0 | 0 | 0 | 0 | 0 | 0 | 0 | 0 | 0 | 0 | 0 | 6548.0257
2025-01-07 | 10046.936 | 21.85 | 0 | 0 | 0 | 0 | 0 | 0 | 0 | 0 | 0 | 0 | 0 | 0 | 0 | 0 | 1 | 0 | 0 | 0 | 0 | 0 | 0 | 0 | 0 | 0 | 0 | 0 | 6358.4053
2025-01-07 | 9894.667 | 21.14 | 0 | 0 | 0 | 0 | 0 | 0 | 0 | 0 | 0 | 0 | 0 | 0 | 0 | 0 | 0 | 1 | 0 | 0 | 0 | 0 | 0 | 0 | 0 | 0 | 0 | 0 | 6217.9585
2025-01-07 | 9830.383 | 20.84 | 0 | 0 | 0 | 0 | 0 | 0 | 0 | 0 | 0 | 0 | 0 | 0 | 0 | 0 | 0 | 0 | 1 | 0 | 0 | 0 | 0 | 0 | 0 | 0 | 0 | 0 | 6271.2473
2025-01-07 | 9624.268 | 20.71 | 0 | 0 | 0 | 0 | 0 | 0 | 0 | 0 | 0 | 0 | 0 | 0 | 0 | 0 | 0 | 0 | 0 | 1 | 0 | 0 | 0 | 0 | 0 | 0 | 0 | 0 | 6643.6171
2025-01-07 | 9122.124 | 20.91 | 0 | 0 | 0 | 0 | 0 | 0 | 0 | 0 | 0 | 0 | 0 | 0 | 0 | 0 | 0 | 0 | 0 | 0 | 1 | 0 | 0 | 0 | 0 | 0 | 0 | 0 | 7226.336
2025-01-07 | 8397.205 | 21.67 | 0 | 0 | 0 | 0 | 0 | 0 | 0 | 0 | 0 | 0 | 0 | 0 | 0 | 0 | 0 | 0 | 0 | 0 | 0 | 1 | 0 | 0 | 0 | 0 | 0 | 0 | 7533.392
2025-01-07 | 7491.028 | 22.05 | 0 | 0 | 0 | 0 | 0 | 0 | 0 | 0 | 0 | 0 | 0 | 0 | 0 | 0 | 0 | 0 | 0 | 0 | 0 | 0 | 1 | 0 | 0 | 0 | 0 | 0 | 7586.8995
2025-01-07 | 6664.502 | 22.19 | 0 | 0 | 0 | 0 | 0 | 0 | 0 | 0 | 0 | 0 | 0 | 0 | 0 | 0 | 0 | 0 | 0 | 0 | 0 | 0 | 0 | 1 | 0 | 0 | 0 | 0 | 7572.6701
2025-01-07 | 6108.143 | 22.19 | 0 | 0 | 0 | 0 | 0 | 0 | 0 | 0 | 0 | 0 | 0 | 0 | 0 | 0 | 0 | 0 | 0 | 0 | 0 | 0 | 0 | 0 | 1 | 0 | 0 | 0 | 7337.7631
2025-01-07 | 5799.062 | 22.34 | 0 | 0 | 0 | 0 | 0 | 0 | 0 | 0 | 0 | 0 | 0 | 0 | 0 | 0 | 0 | 0 | 0 | 0 | 0 | 0 | 0 | 0 | 0 | 1 | 0 | 0 | 6818.8262
2025-01-07 | 5612.013 | 22.23 | 0 | 0 | 0 | 0 | 0 | 0 | 0 | 0 | 0 | 0 | 0 | 0 | 0 | 0 | 0 | 0 | 0 | 0 | 0 | 0 | 0 | 0 | 0 | 0 | 1 | 0 | 6182.5277
2025-01-07 | 5582.763 | 22.43 | 0 | 0 | 0 | 0 | 0 | 0 | 0 | 0 | 0 | 0 | 0 | 0 | 0 | 0 | 0 | 0 | 0 | 0 | 0 | 0 | 0 | 0 | 0 | 0 | 0 | 1 | 5696.069
2025-01-08 | 5790.483 | 22.51 | 0 | 0 | 1 | 0 | 0 | 0 | 0 | 0 | 0 | 0 | 0 | 0 | 0 | 0 | 0 | 0 | 0 | 0 | 0 | 0 | 0 | 0 | 0 | 0 | 0 | 0 | 5352.1139
2025-01-08 | 6345.721 | 22.5 | 0 | 0 | 0 | 1 | 0 | 0 | 0 | 0 | 0 | 0 | 0 | 0 | 0 | 0 | 0 | 0 | 0 | 0 | 0 | 0 | 0 | 0 | 0 | 0 | 0 | 0 | 5138.0457
2025-01-08 | 7214.371 | 22.65 | 0 | 0 | 0 | 0 | 1 | 0 | 0 | 0 | 0 | 0 | 0 | 0 | 0 | 0 | 0 | 0 | 0 | 0 | 0 | 0 | 0 | 0 | 0 | 0 | 0 | 0 | 5036.8366
2025-01-08 | 7983.086 | 22.65 | 0 | 0 | 0 | 0 | 0 | 1 | 0 | 0 | 0 | 0 | 0 | 0 | 0 | 0 | 0 | 0 | 0 | 0 | 0 | 0 | 0 | 0 | 0 | 0 | 0 | 0 | 5009.7584
2025-01-08 | 8515.627 | 22.78 | 0 | 0 | 0 | 0 | 0 | 0 | 1 | 0 | 0 | 0 | 0 | 0 | 0 | 0 | 0 | 0 | 0 | 0 | 0 | 0 | 0 | 0 | 0 | 0 | 0 | 0 | 5170.1125
2025-01-08 | 8823.647 | 23.33 | 0 | 0 | 0 | 0 | 0 | 0 | 0 | 1 | 0 | 0 | 0 | 0 | 0 | 0 | 0 | 0 | 0 | 0 | 0 | 0 | 0 | 0 | 0 | 0 | 0 | 0 | 5560.376
2025-01-08 | 8867.888 | 23.61 | 0 | 0 | 0 | 0 | 0 | 0 | 0 | 0 | 1 | 0 | 0 | 0 | 0 | 0 | 0 | 0 | 0 | 0 | 0 | 0 | 0 | 0 | 0 | 0 | 0 | 0 | 5997.0245
2025-01-08 | 8769.491 | 23.44 | 0 | 0 | 0 | 0 | 0 | 0 | 0 | 0 | 0 | 1 | 0 | 0 | 0 | 0 | 0 | 0 | 0 | 0 | 0 | 0 | 0 | 0 | 0 | 0 | 0 | 0 | 6362.3514
2025-01-08 | 8424.957 | 23.38 | 0 | 0 | 0 | 0 | 0 | 0 | 0 | 0 | 0 | 0 | 1 | 0 | 0 | 0 | 0 | 0 | 0 | 0 | 0 | 0 | 0 | 0 | 0 | 0 | 0 | 0 | 6568.0283
2025-01-08 | 8060.145 | 22.83 | 0 | 0 | 0 | 0 | 0 | 0 | 0 | 0 | 0 | 0 | 0 | 1 | 0 | 0 | 0 | 0 | 0 | 0 | 0 | 0 | 0 | 0 | 0 | 0 | 0 | 0 | 6560.6432
2025-01-08 | 8050.396 | 21.98 | 0 | 0 | 0 | 0 | 0 | 0 | 0 | 0 | 0 | 0 | 0 | 0 | 1 | 0 | 0 | 0 | 0 | 0 | 0 | 0 | 0 | 0 | 0 | 0 | 0 | 0 | 6474.4836
2025-01-08 | 8773.133 | 21.12 | 0 | 0 | 0 | 0 | 0 | 0 | 0 | 0 | 0 | 0 | 0 | 0 | 0 | 1 | 0 | 0 | 0 | 0 | 0 | 0 | 0 | 0 | 0 | 0 | 0 | 0 | 6379.7209
2025-01-08 | 9576.37 | 20.53 | 0 | 0 | 0 | 0 | 0 | 0 | 0 | 0 | 0 | 0 | 0 | 0 | 0 | 0 | 1 | 0 | 0 | 0 | 0 | 0 | 0 | 0 | 0 | 0 | 0 | 0 | 6213.2012
2025-01-08 | 9519.082 | 20.23 | 0 | 0 | 0 | 0 | 0 | 0 | 0 | 0 | 0 | 0 | 0 | 0 | 0 | 0 | 0 | 1 | 0 | 0 | 0 | 0 | 0 | 0 | 0 | 0 | 0 | 0 | 6117.8556
2025-01-08 | 9383.677 | 19.95 | 0 | 0 | 0 | 0 | 0 | 0 | 0 | 0 | 0 | 0 | 0 | 0 | 0 | 0 | 0 | 0 | 1 | 0 | 0 | 0 | 0 | 0 | 0 | 0 | 0 | 0 | 6173.3445
2025-01-08 | 9581.058 | 19.93 | 0 | 0 | 0 | 0 | 0 | 0 | 0 | 0 | 0 | 0 | 0 | 0 | 0 | 0 | 0 | 0 | 0 | 1 | 0 | 0 | 0 | 0 | 0 | 0 | 0 | 0 | 6557.8147
2025-01-08 | 9034.682 | 20.1 | 0 | 0 | 0 | 0 | 0 | 0 | 0 | 0 | 0 | 0 | 0 | 0 | 0 | 0 | 0 | 0 | 0 | 0 | 1 | 0 | 0 | 0 | 0 | 0 | 0 | 0 | 7137.2335
2025-01-08 | 7684.125 | 20.4 | 0 | 0 | 0 | 0 | 0 | 0 | 0 | 0 | 0 | 0 | 0 | 0 | 0 | 0 | 0 | 0 | 0 | 0 | 0 | 1 | 0 | 0 | 0 | 0 | 0 | 0 | 7393.688
2025-01-08 | 6495.573 | 20.53 | 0 | 0 | 0 | 0 | 0 | 0 | 0 | 0 | 0 | 0 | 0 | 0 | 0 | 0 | 0 | 0 | 0 | 0 | 0 | 0 | 1 | 0 | 0 | 0 | 0 | 0 | 7419.6947
2025-01-08 | 5694.628 | 20.64 | 0 | 0 | 0 | 0 | 0 | 0 | 0 | 0 | 0 | 0 | 0 | 0 | 0 | 0 | 0 | 0 | 0 | 0 | 0 | 0 | 0 | 1 | 0 | 0 | 0 | 0 | 7402.1652
2025-01-08 | 5176.849 | 20.58 | 0 | 0 | 0 | 0 | 0 | 0 | 0 | 0 | 0 | 0 | 0 | 0 | 0 | 0 | 0 | 0 | 0 | 0 | 0 | 0 | 0 | 0 | 1 | 0 | 0 | 0 | 7160.6581
2025-01-08 | 4945.533 | 20.71 | 0 | 0 | 0 | 0 | 0 | 0 | 0 | 0 | 0 | 0 | 0 | 0 | 0 | 0 | 0 | 0 | 0 | 0 | 0 | 0 | 0 | 0 | 0 | 1 | 0 | 0 | 6639.5211
2025-01-08 | 4867.042 | 20.65 | 0 | 0 | 0 | 0 | 0 | 0 | 0 | 0 | 0 | 0 | 0 | 0 | 0 | 0 | 0 | 0 | 0 | 0 | 0 | 0 | 0 | 0 | 0 | 0 | 1 | 0 | 6008.7228
2025-01-08 | 5047.315 | 20.68 | 0 | 0 | 0 | 0 | 0 | 0 | 0 | 0 | 0 | 0 | 0 | 0 | 0 | 0 | 0 | 0 | 0 | 0 | 0 | 0 | 0 | 0 | 0 | 0 | 0 | 1 | 5503.5635
2025-01-09 | 5581.693 | 20.77 | 0 | 0 | 1 | 0 | 0 | 0 | 0 | 0 | 0 | 0 | 0 | 0 | 0 | 0 | 0 | 0 | 0 | 0 | 0 | 0 | 0 | 0 | 0 | 0 | 0 | 0 | 5160.7085
2025-01-09 | 6538.685 | 20.7 | 0 | 0 | 0 | 1 | 0 | 0 | 0 | 0 | 0 | 0 | 0 | 0 | 0 | 0 | 0 | 0 | 0 | 0 | 0 | 0 | 0 | 0 | 0 | 0 | 0 | 0 | 4940.0401
2025-01-09 | 7365.415 | 20.76 | 0 | 0 | 0 | 0 | 1 | 0 | 0 | 0 | 0 | 0 | 0 | 0 | 0 | 0 | 0 | 0 | 0 | 0 | 0 | 0 | 0 | 0 | 0 | 0 | 0 | 0 | 4828.9307
2025-01-09 | 7366.015 | 20.77 | 0 | 0 | 0 | 0 | 0 | 1 | 0 | 0 | 0 | 0 | 0 | 0 | 0 | 0 | 0 | 0 | 0 | 0 | 0 | 0 | 0 | 0 | 0 | 0 | 0 | 0 | 4802.9525
2025-01-09 | 6982.637 | 20.83 | 0 | 0 | 0 | 0 | 0 | 0 | 1 | 0 | 0 | 0 | 0 | 0 | 0 | 0 | 0 | 0 | 0 | 0 | 0 | 0 | 0 | 0 | 0 | 0 | 0 | 0 | 4955.6064
2025-01-09 | 6682.561 | 20.99 | 0 | 0 | 0 | 0 | 0 | 0 | 0 | 1 | 0 | 0 | 0 | 0 | 0 | 0 | 0 | 0 | 0 | 0 | 0 | 0 | 0 | 0 | 0 | 0 | 0 | 0 | 5302.9686
2025-01-09 | 6608.61 | 20.98 | 0 | 0 | 0 | 0 | 0 | 0 | 0 | 0 | 1 | 0 | 0 | 0 | 0 | 0 | 0 | 0 | 0 | 0 | 0 | 0 | 0 | 0 | 0 | 0 | 0 | 0 | 5707.7162
2025-01-09 | 6537.407 | 20.95 | 0 | 0 | 0 | 0 | 0 | 0 | 0 | 0 | 0 | 1 | 0 | 0 | 0 | 0 | 0 | 0 | 0 | 0 | 0 | 0 | 0 | 0 | 0 | 0 | 0 | 0 | 6088.4436
2025-01-09 | 6332.837 | 20.79 | 0 | 0 | 0 | 0 | 0 | 0 | 0 | 0 | 0 | 0 | 1 | 0 | 0 | 0 | 0 | 0 | 0 | 0 | 0 | 0 | 0 | 0 | 0 | 0 | 0 | 0 | 6283.1202
2025-01-09 | 6225.975 | 20.34 | 0 | 0 | 0 | 0 | 0 | 0 | 0 | 0 | 0 | 0 | 0 | 1 | 0 | 0 | 0 | 0 | 0 | 0 | 0 | 0 | 0 | 0 | 0 | 0 | 0 | 0 | 6286.7354
2025-01-09 | 6320.295 | 19.7 | 0 | 0 | 0 | 0 | 0 | 0 | 0 | 0 | 0 | 0 | 0 | 0 | 1 | 0 | 0 | 0 | 0 | 0 | 0 | 0 | 0 | 0 | 0 | 0 | 0 | 0 | 6223.6764
2025-01-09 | 7193.778 | 19.04 | 0 | 0 | 0 | 0 | 0 | 0 | 0 | 0 | 0 | 0 | 0 | 0 | 0 | 1 | 0 | 0 | 0 | 0 | 0 | 0 | 0 | 0 | 0 | 0 | 0 | 0 | 6150.9144
2025-01-09 | 8285.66 | 18.45 | 0 | 0 | 0 | 0 | 0 | 0 | 0 | 0 | 0 | 0 | 0 | 0 | 0 | 0 | 1 | 0 | 0 | 0 | 0 | 0 | 0 | 0 | 0 | 0 | 0 | 0 | 5984.3947
2025-01-09 | 8329.35 | 18.13 | 0 | 0 | 0 | 0 | 0 | 0 | 0 | 0 | 0 | 0 | 0 | 0 | 0 | 0 | 0 | 1 | 0 | 0 | 0 | 0 | 0 | 0 | 0 | 0 | 0 | 0 | 5886.849
2025-01-09 | 8503.732 | 17.91 | 0 | 0 | 0 | 0 | 0 | 0 | 0 | 0 | 0 | 0 | 0 | 0 | 0 | 0 | 0 | 0 | 1 | 0 | 0 | 0 | 0 | 0 | 0 | 0 | 0 | 0 | 5948.9381
2025-01-09 | 8890.911 | 17.8 | 0 | 0 | 0 | 0 | 0 | 0 | 0 | 0 | 0 | 0 | 0 | 0 | 0 | 0 | 0 | 0 | 0 | 1 | 0 | 0 | 0 | 0 | 0 | 0 | 0 | 0 | 6323.508
2025-01-09 | 8483.644 | 18.12 | 0 | 0 | 0 | 0 | 0 | 0 | 0 | 0 | 0 | 0 | 0 | 0 | 0 | 0 | 0 | 0 | 0 | 0 | 1 | 0 | 0 | 0 | 0 | 0 | 0 | 0 | 6919.4273
2025-01-09 | 7526.073 | 18.9 | 0 | 0 | 0 | 0 | 0 | 0 | 0 | 0 | 0 | 0 | 0 | 0 | 0 | 0 | 0 | 0 | 0 | 0 | 0 | 1 | 0 | 0 | 0 | 0 | 0 | 0 | 7228.6833
2025-01-09 | 6479.52 | 19.07 | 0 | 0 | 0 | 0 | 0 | 0 | 0 | 0 | 0 | 0 | 0 | 0 | 0 | 0 | 0 | 0 | 0 | 0 | 0 | 0 | 1 | 0 | 0 | 0 | 0 | 0 | 7259.0901
2025-01-09 | 5711.949 | 19.41 | 0 | 0 | 0 | 0 | 0 | 0 | 0 | 0 | 0 | 0 | 0 | 0 | 0 | 0 | 0 | 0 | 0 | 0 | 0 | 0 | 0 | 1 | 0 | 0 | 0 | 0 | 7266.8614
2025-01-09 | 5255.908 | 19.5 | 0 | 0 | 0 | 0 | 0 | 0 | 0 | 0 | 0 | 0 | 0 | 0 | 0 | 0 | 0 | 0 | 0 | 0 | 0 | 0 | 0 | 0 | 1 | 0 | 0 | 0 | 7041.8547
2025-01-09 | 4995.148 | 19.48 | 0 | 0 | 0 | 0 | 0 | 0 | 0 | 0 | 0 | 0 | 0 | 0 | 0 | 0 | 0 | 0 | 0 | 0 | 0 | 0 | 0 | 0 | 0 | 1 | 0 | 0 | 6504.2172
2025-01-09 | 4792.005 | 19.53 | 0 | 0 | 0 | 0 | 0 | 0 | 0 | 0 | 0 | 0 | 0 | 0 | 0 | 0 | 0 | 0 | 0 | 0 | 0 | 0 | 0 | 0 | 0 | 0 | 1 | 0 | 5885.5193
2025-01-09 | 4952.778 | 19.55 | 0 | 0 | 0 | 0 | 0 | 0 | 0 | 0 | 0 | 0 | 0 | 0 | 0 | 0 | 0 | 0 | 0 | 0 | 0 | 0 | 0 | 0 | 0 | 0 | 0 | 1 | 5379.26
2025-01-10 | 5366.836 | 19.44 | 0 | 0 | 1 | 0 | 0 | 0 | 0 | 0 | 0 | 0 | 0 | 0 | 0 | 0 | 0 | 0 | 0 | 0 | 0 | 0 | 0 | 0 | 0 | 0 | 0 | 0 | 5014.4043
2025-01-10 | 6176.73 | 19.73 | 0 | 0 | 0 | 1 | 0 | 0 | 0 | 0 | 0 | 0 | 0 | 0 | 0 | 0 | 0 | 0 | 0 | 0 | 0 | 0 | 0 | 0 | 0 | 0 | 0 | 0 | 4833.337
2025-01-10 | 6827.894 | 19.93 | 0 | 0 | 0 | 0 | 1 | 0 | 0 | 0 | 0 | 0 | 0 | 0 | 0 | 0 | 0 | 0 | 0 | 0 | 0 | 0 | 0 | 0 | 0 | 0 | 0 | 0 | 4737.6281
2025-01-10 | 6758.684 | 20.17 | 0 | 0 | 0 | 0 | 0 | 1 | 0 | 0 | 0 | 0 | 0 | 0 | 0 | 0 | 0 | 0 | 0 | 0 | 0 | 0 | 0 | 0 | 0 | 0 | 0 | 0 | 4736.9507
2025-01-10 | 6620.122 | 20.06 | 0 | 0 | 0 | 0 | 0 | 0 | 1 | 0 | 0 | 0 | 0 | 0 | 0 | 0 | 0 | 0 | 0 | 0 | 0 | 0 | 0 | 0 | 0 | 0 | 0 | 0 | 4870.904
2025-01-10 | 6302.648 | 20.28 | 0 | 0 | 0 | 0 | 0 | 0 | 0 | 1 | 0 | 0 | 0 | 0 | 0 | 0 | 0 | 0 | 0 | 0 | 0 | 0 | 0 | 0 | 0 | 0 | 0 | 0 | 5224.8664
2025-01-10 | 6411.568 | 20.13 | 0 | 0 | 0 | 0 | 0 | 0 | 0 | 0 | 1 | 0 | 0 | 0 | 0 | 0 | 0 | 0 | 0 | 0 | 0 | 0 | 0 | 0 | 0 | 0 | 0 | 0 | 5614.2136
2025-01-10 | 6408.884 | 19.93 | 0 | 0 | 0 | 0 | 0 | 0 | 0 | 0 | 0 | 1 | 0 | 0 | 0 | 0 | 0 | 0 | 0 | 0 | 0 | 0 | 0 | 0 | 0 | 0 | 0 | 0 | 5976.2404
2025-01-10 | 6375.522 | 20.01 | 0 | 0 | 0 | 0 | 0 | 0 | 0 | 0 | 0 | 0 | 1 | 0 | 0 | 0 | 0 | 0 | 0 | 0 | 0 | 0 | 0 | 0 | 0 | 0 | 0 | 0 | 6197.3177
2025-01-10 | 6307.24 | 19.49 | 0 | 0 | 0 | 0 | 0 | 0 | 0 | 0 | 0 | 0 | 0 | 1 | 0 | 0 | 0 | 0 | 0 | 0 | 0 | 0 | 0 | 0 | 0 | 0 | 0 | 0 | 6193.2327
2025-01-10 | 6541.322 | 19.14 | 0 | 0 | 0 | 0 | 0 | 0 | 0 | 0 | 0 | 0 | 0 | 0 | 1 | 0 | 0 | 0 | 0 | 0 | 0 | 0 | 0 | 0 | 0 | 0 | 0 | 0 | 6162.0747
2025-01-10 | 7642.933 | 18.59 | 0 | 0 | 0 | 0 | 0 | 0 | 0 | 0 | 0 | 0 | 0 | 0 | 0 | 1 | 0 | 0 | 0 | 0 | 0 | 0 | 0 | 0 | 0 | 0 | 0 | 0 | 6101.413
2025-01-10 | 8603.415 | 18.36 | 0 | 0 | 0 | 0 | 0 | 0 | 0 | 0 | 0 | 0 | 0 | 0 | 0 | 0 | 1 | 0 | 0 | 0 | 0 | 0 | 0 | 0 | 0 | 0 | 0 | 0 | 5974.4944
2025-01-10 | 8768.261 | 18.2 | 0 | 0 | 0 | 0 | 0 | 0 | 0 | 0 | 0 | 0 | 0 | 0 | 0 | 0 | 0 | 1 | 0 | 0 | 0 | 0 | 0 | 0 | 0 | 0 | 0 | 0 | 5894.5493
2025-01-10 | 8781.693 | 18.2 | 0 | 0 | 0 | 0 | 0 | 0 | 0 | 0 | 0 | 0 | 0 | 0 | 0 | 0 | 0 | 0 | 1 | 0 | 0 | 0 | 0 | 0 | 0 | 0 | 0 | 0 | 5980.839
2025-01-10 | 8691.166 | 18.71 | 0 | 0 | 0 | 0 | 0 | 0 | 0 | 0 | 0 | 0 | 0 | 0 | 0 | 0 | 0 | 0 | 0 | 1 | 0 | 0 | 0 | 0 | 0 | 0 | 0 | 0 | 6423.6109
2025-01-10 | 8486.22 | 19.1 | 0 | 0 | 0 | 0 | 0 | 0 | 0 | 0 | 0 | 0 | 0 | 0 | 0 | 0 | 0 | 0 | 0 | 0 | 1 | 0 | 0 | 0 | 0 | 0 | 0 | 0 | 7027.2303
2025-01-10 | 7553.628 | 19.48 | 0 | 0 | 0 | 0 | 0 | 0 | 0 | 0 | 0 | 0 | 0 | 0 | 0 | 0 | 0 | 0 | 0 | 0 | 0 | 1 | 0 | 0 | 0 | 0 | 0 | 0 | 7292.4851
2025-01-10 | 6445.041 | 19.61 | 0 | 0 | 0 | 0 | 0 | 0 | 0 | 0 | 0 | 0 | 0 | 0 | 0 | 0 | 0 | 0 | 0 | 0 | 0 | 0 | 1 | 0 | 0 | 0 | 0 | 0 | 7318.4918
2025-01-10 | 5686.406 | 19.56 | 0 | 0 | 0 | 0 | 0 | 0 | 0 | 0 | 0 | 0 | 0 | 0 | 0 | 0 | 0 | 0 | 0 | 0 | 0 | 0 | 0 | 1 | 0 | 0 | 0 | 0 | 7283.3618
2025-01-10 | 5246.953 | 19.91 | 0 | 0 | 0 | 0 | 0 | 0 | 0 | 0 | 0 | 0 | 0 | 0 | 0 | 0 | 0 | 0 | 0 | 0 | 0 | 0 | 0 | 0 | 1 | 0 | 0 | 0 | 7086.956
2025-01-10 | 5033.538 | 19.94 | 0 | 0 | 0 | 0 | 0 | 0 | 0 | 0 | 0 | 0 | 0 | 0 | 0 | 0 | 0 | 0 | 0 | 0 | 0 | 0 | 0 | 0 | 0 | 1 | 0 | 0 | 6554.8187
2025-01-10 | 5016.745 | 20.02 | 0 | 0 | 0 | 0 | 0 | 0 | 0 | 0 | 0 | 0 | 0 | 0 | 0 | 0 | 0 | 0 | 0 | 0 | 0 | 0 | 0 | 0 | 0 | 0 | 1 | 0 | 5939.4208
2025-01-10 | 5205.887 | 20.29 | 0 | 0 | 0 | 0 | 0 | 0 | 0 | 0 | 0 | 0 | 0 | 0 | 0 | 0 | 0 | 0 | 0 | 0 | 0 | 0 | 0 | 0 | 0 | 0 | 0 | 1 | 5460.6623
2025-01-11 | 5695.494 | 20.69 | 0 | 1 | 1 | 0 | 0 | 0 | 0 | 0 | 0 | 0 | 0 | 0 | 0 | 0 | 0 | 0 | 0 | 0 | 0 | 0 | 0 | 0 | 0 | 0 | 0 | 0 | 5430.3827
2025-01-11 | 6773.484 | 20.8 | 0 | 1 | 0 | 1 | 0 | 0 | 0 | 0 | 0 | 0 | 0 | 0 | 0 | 0 | 0 | 0 | 0 | 0 | 0 | 0 | 0 | 0 | 0 | 0 | 0 | 0 | 5229.5148
2025-01-11 | 7518.986 | 21.66 | 0 | 1 | 0 | 0 | 1 | 0 | 0 | 0 | 0 | 0 | 0 | 0 | 0 | 0 | 0 | 0 | 0 | 0 | 0 | 0 | 0 | 0 | 0 | 0 | 0 | 0 | 5206.408
2025-01-11 | 7548.854 | 21.73 | 0 | 1 | 0 | 0 | 0 | 1 | 0 | 0 | 0 | 0 | 0 | 0 | 0 | 0 | 0 | 0 | 0 | 0 | 0 | 0 | 0 | 0 | 0 | 0 | 0 | 0 | 5187.03
2025-01-11 | 7085.885 | 22.09 | 0 | 1 | 0 | 0 | 0 | 0 | 1 | 0 | 0 | 0 | 0 | 0 | 0 | 0 | 0 | 0 | 0 | 0 | 0 | 0 | 0 | 0 | 0 | 0 | 0 | 0 | 5372.6848
2025-01-11 | 6870.222 | 22.14 | 0 | 1 | 0 | 0 | 0 | 0 | 0 | 1 | 0 | 0 | 0 | 0 | 0 | 0 | 0 | 0 | 0 | 0 | 0 | 0 | 0 | 0 | 0 | 0 | 0 | 0 | 5707.9467
2025-01-11 | 6911.632 | 22.01 | 0 | 1 | 0 | 0 | 0 | 0 | 0 | 0 | 1 | 0 | 0 | 0 | 0 | 0 | 0 | 0 | 0 | 0 | 0 | 0 | 0 | 0 | 0 | 0 | 0 | 0 | 6099.4939
2025-01-11 | 6821.138 | 21.77 | 0 | 1 | 0 | 0 | 0 | 0 | 0 | 0 | 0 | 1 | 0 | 0 | 0 | 0 | 0 | 0 | 0 | 0 | 0 | 0 | 0 | 0 | 0 | 0 | 0 | 0 | 6457.1206
2025-01-11 | 6768.033 | 21.69 | 0 | 1 | 0 | 0 | 0 | 0 | 0 | 0 | 0 | 0 | 1 | 0 | 0 | 0 | 0 | 0 | 0 | 0 | 0 | 0 | 0 | 0 | 0 | 0 | 0 | 0 | 6660.5974
2025-01-11 | 6600.997 | 21.27 | 0 | 1 | 0 | 0 | 0 | 0 | 0 | 0 | 0 | 0 | 0 | 1 | 0 | 0 | 0 | 0 | 0 | 0 | 0 | 0 | 0 | 0 | 0 | 0 | 0 | 0 | 6667.5127
2025-01-11 | 6814.499 | 20.46 | 0 | 1 | 0 | 0 | 0 | 0 | 0 | 0 | 0 | 0 | 0 | 0 | 1 | 0 | 0 | 0 | 0 | 0 | 0 | 0 | 0 | 0 | 0 | 0 | 0 | 0 | 6585.7532
2025-01-11 | 7600.763 | 19.76 | 0 | 1 | 0 | 0 | 0 | 0 | 0 | 0 | 0 | 0 | 0 | 0 | 0 | 1 | 0 | 0 | 0 | 0 | 0 | 0 | 0 | 0 | 0 | 0 | 0 | 0 | 6508.5911
2025-01-11 | 8581.628 | 18.99 | 0 | 1 | 0 | 0 | 0 | 0 | 0 | 0 | 0 | 0 | 0 | 0 | 0 | 0 | 1 | 0 | 0 | 0 | 0 | 0 | 0 | 0 | 0 | 0 | 0 | 0 | 6322.2708
2025-01-11 | 8549.904 | 19.4 | 0 | 1 | 0 | 0 | 0 | 0 | 0 | 0 | 0 | 0 | 0 | 0 | 0 | 0 | 0 | 1 | 0 | 0 | 0 | 0 | 0 | 0 | 0 | 0 | 0 | 0 | 6305.0275
2025-01-11 | 8957.618 | 18.82 | 0 | 1 | 0 | 0 | 0 | 0 | 0 | 0 | 0 | 0 | 0 | 0 | 0 | 0 | 0 | 0 | 1 | 0 | 0 | 0 | 0 | 0 | 0 | 0 | 0 | 0 | 6327.5154
2025-01-11 | 9564.133 | 18.4 | 0 | 1 | 0 | 0 | 0 | 0 | 0 | 0 | 0 | 0 | 0 | 0 | 0 | 0 | 0 | 0 | 0 | 1 | 0 | 0 | 0 | 0 | 0 | 0 | 0 | 0 | 6667.9843
2025-01-11 | 9218.656 | 18.47 | 0 | 1 | 0 | 0 | 0 | 0 | 0 | 0 | 0 | 0 | 0 | 0 | 0 | 0 | 0 | 0 | 0 | 0 | 1 | 0 | 0 | 0 | 0 | 0 | 0 | 0 | 7236.4028
2025-01-11 | 8053.191 | 18.96 | 0 | 1 | 0 | 0 | 0 | 0 | 0 | 0 | 0 | 0 | 0 | 0 | 0 | 0 | 0 | 0 | 0 | 0 | 0 | 1 | 0 | 0 | 0 | 0 | 0 | 0 | 7513.758
2025-01-11 | 6842.071 | 18.97 | 0 | 1 | 0 | 0 | 0 | 0 | 0 | 0 | 0 | 0 | 0 | 0 | 0 | 0 | 0 | 0 | 0 | 0 | 0 | 0 | 1 | 0 | 0 | 0 | 0 | 0 | 7526.5642
2025-01-11 | 6102.736 | 18.97 | 0 | 1 | 0 | 0 | 0 | 0 | 0 | 0 | 0 | 0 | 0 | 0 | 0 | 0 | 0 | 0 | 0 | 0 | 0 | 0 | 0 | 1 | 0 | 0 | 0 | 0 | 7496.9344
2025-01-11 | 5767.846 | 19.02 | 0 | 1 | 0 | 0 | 0 | 0 | 0 | 0 | 0 | 0 | 0 | 0 | 0 | 0 | 0 | 0 | 0 | 0 | 0 | 0 | 0 | 0 | 1 | 0 | 0 | 0 | 7267.5276
2025-01-11 | 5508.07 | 18.81 | 0 | 1 | 0 | 0 | 0 | 0 | 0 | 0 | 0 | 0 | 0 | 0 | 0 | 0 | 0 | 0 | 0 | 0 | 0 | 0 | 0 | 0 | 0 | 1 | 0 | 0 | 6708.9896
2025-01-11 | 5363.069 | 18.66 | 0 | 1 | 0 | 0 | 0 | 0 | 0 | 0 | 0 | 0 | 0 | 0 | 0 | 0 | 0 | 0 | 0 | 0 | 0 | 0 | 0 | 0 | 0 | 0 | 1 | 0 | 6068.291
2025-01-11 | 5451.595 | 18.65 | 0 | 1 | 0 | 0 | 0 | 0 | 0 | 0 | 0 | 0 | 0 | 0 | 0 | 0 | 0 | 0 | 0 | 0 | 0 | 0 | 0 | 0 | 0 | 0 | 0 | 1 | 5558.7316
2025-01-12 | 6039.96 | 18.46 | 0 | 1 | 1 | 0 | 0 | 0 | 0 | 0 | 0 | 0 | 0 | 0 | 0 | 0 | 0 | 0 | 0 | 0 | 0 | 0 | 0 | 0 | 0 | 0 | 0 | 0 | 5185.0757
2025-01-12 | 6972.882 | 18.51 | 0 | 1 | 0 | 1 | 0 | 0 | 0 | 0 | 0 | 0 | 0 | 0 | 0 | 0 | 0 | 0 | 0 | 0 | 0 | 0 | 0 | 0 | 0 | 0 | 0 | 0 | 4977.6077
2025-01-12 | 7523.14 | 18.38 | 0 | 1 | 0 | 0 | 1 | 0 | 0 | 0 | 0 | 0 | 0 | 0 | 0 | 0 | 0 | 0 | 0 | 0 | 0 | 0 | 0 | 0 | 0 | 0 | 0 | 0 | 4845.5977
2025-01-12 | 7434.658 | 18.55 | 0 | 1 | 0 | 0 | 0 | 1 | 0 | 0 | 0 | 0 | 0 | 0 | 0 | 0 | 0 | 0 | 0 | 0 | 0 | 0 | 0 | 0 | 0 | 0 | 0 | 0 | 4837.22
2025-01-12 | 7043.208 | 18.16 | 0 | 1 | 0 | 0 | 0 | 0 | 1 | 0 | 0 | 0 | 0 | 0 | 0 | 0 | 0 | 0 | 0 | 0 | 0 | 0 | 0 | 0 | 0 | 0 | 0 | 0 | 4940.3725
2025-01-12 | 6786.365 | 17.76 | 0 | 1 | 0 | 0 | 0 | 0 | 0 | 1 | 0 | 0 | 0 | 0 | 0 | 0 | 0 | 0 | 0 | 0 | 0 | 0 | 0 | 0 | 0 | 0 | 0 | 0 | 5226.1329
2025-01-12 | 6652.545 | 18.13 | 0 | 1 | 0 | 0 | 0 | 0 | 0 | 0 | 1 | 0 | 0 | 0 | 0 | 0 | 0 | 0 | 0 | 0 | 0 | 0 | 0 | 0 | 0 | 0 | 0 | 0 | 5672.6817
2025-01-12 | 6693.911 | 18.38 | 0 | 1 | 0 | 0 | 0 | 0 | 0 | 0 | 0 | 1 | 0 | 0 | 0 | 0 | 0 | 0 | 0 | 0 | 0 | 0 | 0 | 0 | 0 | 0 | 0 | 0 | 6084.21
2025-01-12 | 6560.333 | 18.45 | 0 | 1 | 0 | 0 | 0 | 0 | 0 | 0 | 0 | 0 | 1 | 0 | 0 | 0 | 0 | 0 | 0 | 0 | 0 | 0 | 0 | 0 | 0 | 0 | 0 | 0 | 6304.1873
2025-01-12 | 6760.47 | 18.82 | 0 | 1 | 0 | 0 | 0 | 0 | 0 | 0 | 0 | 0 | 0 | 1 | 0 | 0 | 0 | 0 | 0 | 0 | 0 | 0 | 0 | 0 | 0 | 0 | 0 | 0 | 6398.0051
2025-01-12 | 7234.71 | 18.84 | 0 | 1 | 0 | 0 | 0 | 0 | 0 | 0 | 0 | 0 | 0 | 0 | 1 | 0 | 0 | 0 | 0 | 0 | 0 | 0 | 0 | 0 | 0 | 0 | 0 | 0 | 6407.5482
2025-01-12 | 8200.677 | 18.41 | 0 | 1 | 0 | 0 | 0 | 0 | 0 | 0 | 0 | 0 | 0 | 0 | 0 | 1 | 0 | 0 | 0 | 0 | 0 | 0 | 0 | 0 | 0 | 0 | 0 | 0 | 6360.0869
2025-01-12 | 9518.357 | 18.41 | 0 | 1 | 0 | 0 | 0 | 0 | 0 | 0 | 0 | 0 | 0 | 0 | 0 | 0 | 1 | 0 | 0 | 0 | 0 | 0 | 0 | 0 | 0 | 0 | 0 | 0 | 6258.469
2025-01-12 | 9611.302 | 18.74 | 0 | 1 | 0 | 0 | 0 | 0 | 0 | 0 | 0 | 0 | 0 | 0 | 0 | 0 | 0 | 1 | 0 | 0 | 0 | 0 | 0 | 0 | 0 | 0 | 0 | 0 | 6232.4254
2025-01-12 | 9789.447 | 19.2 | 0 | 1 | 0 | 0 | 0 | 0 | 0 | 0 | 0 | 0 | 0 | 0 | 0 | 0 | 0 | 0 | 1 | 0 | 0 | 0 | 0 | 0 | 0 | 0 | 0 | 0 | 6369.3166
2025-01-12 | 9712.824 | 19.42 | 0 | 1 | 0 | 0 | 0 | 0 | 0 | 0 | 0 | 0 | 0 | 0 | 0 | 0 | 0 | 0 | 0 | 1 | 0 | 0 | 0 | 0 | 0 | 0 | 0 | 0 | 6780.1875
2025-01-12 | 9006.931 | 19.79 | 0 | 1 | 0 | 0 | 0 | 0 | 0 | 0 | 0 | 0 | 0 | 0 | 0 | 0 | 0 | 0 | 0 | 0 | 1 | 0 | 0 | 0 | 0 | 0 | 0 | 0 | 7381.6069
2025-01-12 | 7947.995 | 20.34 | 0 | 1 | 0 | 0 | 0 | 0 | 0 | 0 | 0 | 0 | 0 | 0 | 0 | 0 | 0 | 0 | 0 | 0 | 0 | 1 | 0 | 0 | 0 | 0 | 0 | 0 | 7665.5623
2025-01-12 | 6894.582 | 20.57 | 0 | 1 | 0 | 0 | 0 | 0 | 0 | 0 | 0 | 0 | 0 | 0 | 0 | 0 | 0 | 0 | 0 | 0 | 0 | 0 | 1 | 0 | 0 | 0 | 0 | 0 | 7702.5693
2025-01-12 | 5991.942 | 20.49 | 0 | 1 | 0 | 0 | 0 | 0 | 0 | 0 | 0 | 0 | 0 | 0 | 0 | 0 | 0 | 0 | 0 | 0 | 0 | 0 | 0 | 1 | 0 | 0 | 0 | 0 | 7664.1392
2025-01-12 | 5525.661 | 20.78 | 0 | 1 | 0 | 0 | 0 | 0 | 0 | 0 | 0 | 0 | 0 | 0 | 0 | 0 | 0 | 0 | 0 | 0 | 0 | 0 | 0 | 0 | 1 | 0 | 0 | 0 | 7461.1331
2025-01-12 | 5266.192 | 21.12 | 0 | 1 | 0 | 0 | 0 | 0 | 0 | 0 | 0 | 0 | 0 | 0 | 0 | 0 | 0 | 0 | 0 | 0 | 0 | 0 | 0 | 0 | 0 | 1 | 0 | 0 | 6963.0968
2025-01-12 | 5025.489 | 21.27 | 0 | 1 | 0 | 0 | 0 | 0 | 0 | 0 | 0 | 0 | 0 | 0 | 0 | 0 | 0 | 0 | 0 | 0 | 0 | 0 | 0 | 0 | 0 | 0 | 1 | 0 | 6355.3992
2025-01-12 | 5097.172 | 21.52 | 0 | 1 | 0 | 0 | 0 | 0 | 0 | 0 | 0 | 0 | 0 | 0 | 0 | 0 | 0 | 0 | 0 | 0 | 0 | 0 | 0 | 0 | 0 | 0 | 0 | 1 | 5874.4406
2025-01-13 | 5529.885 | 21.41 | 0 | 0 | 1 | 0 | 0 | 0 | 0 | 0 | 0 | 0 | 0 | 0 | 0 | 0 | 0 | 0 | 0 | 0 | 0 | 0 | 0 | 0 | 0 | 0 | 0 | 0 | 5231.1105
2025-01-13 | 6419.113 | 21.53 | 0 | 0 | 0 | 1 | 0 | 0 | 0 | 0 | 0 | 0 | 0 | 0 | 0 | 0 | 0 | 0 | 0 | 0 | 0 | 0 | 0 | 0 | 0 | 0 | 0 | 0 | 5031.3427
2025-01-13 | 7224.881 | 21.66 | 0 | 0 | 0 | 0 | 1 | 0 | 0 | 0 | 0 | 0 | 0 | 0 | 0 | 0 | 0 | 0 | 0 | 0 | 0 | 0 | 0 | 0 | 0 | 0 | 0 | 0 | 4927.9335
2025-01-13 | 7376.914 | 21.69 | 0 | 0 | 0 | 0 | 0 | 1 | 0 | 0 | 0 | 0 | 0 | 0 | 0 | 0 | 0 | 0 | 0 | 0 | 0 | 0 | 0 | 0 | 0 | 0 | 0 | 0 | 4904.1554
2025-01-13 | 7088.702 | 21.87 | 0 | 0 | 0 | 0 | 0 | 0 | 1 | 0 | 0 | 0 | 0 | 0 | 0 | 0 | 0 | 0 | 0 | 0 | 0 | 0 | 0 | 0 | 0 | 0 | 0 | 0 | 5070.0097
2025-01-13 | 6936.662 | 22.17 | 0 | 0 | 0 | 0 | 0 | 0 | 0 | 1 | 0 | 0 | 0 | 0 | 0 | 0 | 0 | 0 | 0 | 0 | 0 | 0 | 0 | 0 | 0 | 0 | 0 | 0 | 5432.7723
2025-01-13 | 6972.866 | 22.04 | 0 | 0 | 0 | 0 | 0 | 0 | 0 | 0 | 1 | 0 | 0 | 0 | 0 | 0 | 0 | 0 | 0 | 0 | 0 | 0 | 0 | 0 | 0 | 0 | 0 | 0 | 5824.3195
2025-01-13 | 6943.208 | 22.42 | 0 | 0 | 0 | 0 | 0 | 0 | 0 | 0 | 0 | 1 | 0 | 0 | 0 | 0 | 0 | 0 | 0 | 0 | 0 | 0 | 0 | 0 | 0 | 0 | 0 | 0 | 6250.1482
2025-01-13 | 6529.283 | 22.56 | 0 | 0 | 0 | 0 | 0 | 0 | 0 | 0 | 0 | 0 | 1 | 0 | 0 | 0 | 0 | 0 | 0 | 0 | 0 | 0 | 0 | 0 | 0 | 0 | 0 | 0 | 6477.8257
2025-01-13 | 6400.288 | 22.51 | 0 | 0 | 0 | 0 | 0 | 0 | 0 | 0 | 0 | 0 | 0 | 1 | 0 | 0 | 0 | 0 | 0 | 0 | 0 | 0 | 0 | 0 | 0 | 0 | 0 | 0 | 6525.4422
2025-01-13 | 6556.345 | 21.99 | 0 | 0 | 0 | 0 | 0 | 0 | 0 | 0 | 0 | 0 | 0 | 0 | 1 | 0 | 0 | 0 | 0 | 0 | 0 | 0 | 0 | 0 | 0 | 0 | 0 | 0 | 6475.5836
2025-01-13 | 7119.539 | 21.69 | 0 | 0 | 0 | 0 | 0 | 0 | 0 | 0 | 0 | 0 | 0 | 0 | 0 | 1 | 0 | 0 | 0 | 0 | 0 | 0 | 0 | 0 | 0 | 0 | 0 | 0 | 6442.4227
2025-01-13 | 7910.723 | 21.54 | 0 | 0 | 0 | 0 | 0 | 0 | 0 | 0 | 0 | 0 | 0 | 0 | 0 | 0 | 1 | 0 | 0 | 0 | 0 | 0 | 0 | 0 | 0 | 0 | 0 | 0 | 6324.3044
2025-01-13 | 7900.855 | 21.45 | 0 | 0 | 0 | 0 | 0 | 0 | 0 | 0 | 0 | 0 | 0 | 0 | 0 | 0 | 0 | 1 | 0 | 0 | 0 | 0 | 0 | 0 | 0 | 0 | 0 | 0 | 6252.0594
2025-01-13 | 8242.656 | 21.25 | 0 | 0 | 0 | 0 | 0 | 0 | 0 | 0 | 0 | 0 | 0 | 0 | 0 | 0 | 0 | 0 | 1 | 0 | 0 | 0 | 0 | 0 | 0 | 0 | 0 | 0 | 6316.3485
2025-01-13 | 8599.734 | 21.33 | 0 | 0 | 0 | 0 | 0 | 0 | 0 | 0 | 0 | 0 | 0 | 0 | 0 | 0 | 0 | 0 | 0 | 1 | 0 | 0 | 0 | 0 | 0 | 0 | 0 | 0 | 6711.8191
2025-01-13 | 8437.357 | 21.57 | 0 | 0 | 0 | 0 | 0 | 0 | 0 | 0 | 0 | 0 | 0 | 0 | 0 | 0 | 0 | 0 | 0 | 0 | 1 | 0 | 0 | 0 | 0 | 0 | 0 | 0 | 7298.9381
2025-01-13 | 7515.675 | 22.08 | 0 | 0 | 0 | 0 | 0 | 0 | 0 | 0 | 0 | 0 | 0 | 0 | 0 | 0 | 0 | 0 | 0 | 0 | 0 | 1 | 0 | 0 | 0 | 0 | 0 | 0 | 7578.4933
2025-01-13 | 6545.913 | 22.3 | 0 | 0 | 0 | 0 | 0 | 0 | 0 | 0 | 0 | 0 | 0 | 0 | 0 | 0 | 0 | 0 | 0 | 0 | 0 | 0 | 1 | 0 | 0 | 0 | 0 | 0 | 7614.4002
2025-01-13 | 5813.509 | 22.56 | 0 | 0 | 0 | 0 | 0 | 0 | 0 | 0 | 0 | 0 | 0 | 0 | 0 | 0 | 0 | 0 | 0 | 0 | 0 | 0 | 0 | 1 | 0 | 0 | 0 | 0 | 7613.3712
2025-01-13 | 5271.327 | 22.81 | 0 | 0 | 0 | 0 | 0 | 0 | 0 | 0 | 0 | 0 | 0 | 0 | 0 | 0 | 0 | 0 | 0 | 0 | 0 | 0 | 0 | 0 | 1 | 0 | 0 | 0 | 7405.9651
2025-01-13 | 4939.536 | 23.05 | 0 | 0 | 0 | 0 | 0 | 0 | 0 | 0 | 0 | 0 | 0 | 0 | 0 | 0 | 0 | 0 | 0 | 0 | 0 | 0 | 0 | 0 | 0 | 1 | 0 | 0 | 6896.9284
2025-01-13 | 4805.685 | 23.59 | 0 | 0 | 0 | 0 | 0 | 0 | 0 | 0 | 0 | 0 | 0 | 0 | 0 | 0 | 0 | 0 | 0 | 0 | 0 | 0 | 0 | 0 | 0 | 0 | 1 | 0 | 6332.132
2025-01-13 | 4860.806 | 23.81 | 0 | 0 | 0 | 0 | 0 | 0 | 0 | 0 | 0 | 0 | 0 | 0 | 0 | 0 | 0 | 0 | 0 | 0 | 0 | 0 | 0 | 0 | 0 | 0 | 0 | 1 | 5847.8733
2025-01-14 | 5033.103 | 24.06 | 0 | 0 | 1 | 0 | 0 | 0 | 0 | 0 | 0 | 0 | 0 | 0 | 0 | 0 | 0 | 0 | 0 | 0 | 0 | 0 | 0 | 0 | 0 | 0 | 0 | 0 | 5522.6188
2025-01-14 | 5696.332 | 24.31 | 0 | 0 | 0 | 1 | 0 | 0 | 0 | 0 | 0 | 0 | 0 | 0 | 0 | 0 | 0 | 0 | 0 | 0 | 0 | 0 | 0 | 0 | 0 | 0 | 0 | 0 | 5337.1514
2025-01-14 | 6657.532 | 24.53 | 0 | 0 | 0 | 0 | 1 | 0 | 0 | 0 | 0 | 0 | 0 | 0 | 0 | 0 | 0 | 0 | 0 | 0 | 0 | 0 | 0 | 0 | 0 | 0 | 0 | 0 | 5243.6425
2025-01-14 | 7864.571 | 24.58 | 0 | 0 | 0 | 0 | 0 | 1 | 0 | 0 | 0 | 0 | 0 | 0 | 0 | 0 | 0 | 0 | 0 | 0 | 0 | 0 | 0 | 0 | 0 | 0 | 0 | 0 | 5222.0645
2025-01-14 | 8597.026 | 24.64 | 0 | 0 | 0 | 0 | 0 | 0 | 1 | 0 | 0 | 0 | 0 | 0 | 0 | 0 | 0 | 0 | 0 | 0 | 0 | 0 | 0 | 0 | 0 | 0 | 0 | 0 | 5374.7183
2025-01-14 | 8871.331 | 24.79 | 0 | 0 | 0 | 0 | 0 | 0 | 0 | 1 | 0 | 0 | 0 | 0 | 0 | 0 | 0 | 0 | 0 | 0 | 0 | 0 | 0 | 0 | 0 | 0 | 0 | 0 | 5720.9805
2025-01-14 | 9102.158 | 24.68 | 0 | 0 | 0 | 0 | 0 | 0 | 0 | 0 | 1 | 0 | 0 | 0 | 0 | 0 | 0 | 0 | 0 | 0 | 0 | 0 | 0 | 0 | 0 | 0 | 0 | 0 | 6114.7278
2025-01-14 | 9047.912 | 24.77 | 0 | 0 | 0 | 0 | 0 | 0 | 0 | 0 | 0 | 1 | 0 | 0 | 0 | 0 | 0 | 0 | 0 | 0 | 0 | 0 | 0 | 0 | 0 | 0 | 0 | 0 | 6508.6556
2025-01-14 | 8691.637 | 24.66 | 0 | 0 | 0 | 0 | 0 | 0 | 0 | 0 | 0 | 0 | 1 | 0 | 0 | 0 | 0 | 0 | 0 | 0 | 0 | 0 | 0 | 0 | 0 | 0 | 0 | 0 | 6708.8323
2025-01-14 | 8526.363 | 24.35 | 0 | 0 | 0 | 0 | 0 | 0 | 0 | 0 | 0 | 0 | 0 | 1 | 0 | 0 | 0 | 0 | 0 | 0 | 0 | 0 | 0 | 0 | 0 | 0 | 0 | 0 | 6727.8479
2025-01-14 | 8537.27 | 23.77 | 0 | 0 | 0 | 0 | 0 | 0 | 0 | 0 | 0 | 0 | 0 | 0 | 1 | 0 | 0 | 0 | 0 | 0 | 0 | 0 | 0 | 0 | 0 | 0 | 0 | 0 | 6671.3892
2025-01-14 | 9041.459 | 23.22 | 0 | 0 | 0 | 0 | 0 | 0 | 0 | 0 | 0 | 0 | 0 | 0 | 0 | 1 | 0 | 0 | 0 | 0 | 0 | 0 | 0 | 0 | 0 | 0 | 0 | 0 | 6610.7275
2025-01-14 | 9583.862 | 22.29 | 0 | 0 | 0 | 0 | 0 | 0 | 0 | 0 | 0 | 0 | 0 | 0 | 0 | 0 | 1 | 0 | 0 | 0 | 0 | 0 | 0 | 0 | 0 | 0 | 0 | 0 | 6406.8067
2025-01-14 | 9395.234 | 21.89 | 0 | 0 | 0 | 0 | 0 | 0 | 0 | 0 | 0 | 0 | 0 | 0 | 0 | 0 | 0 | 1 | 0 | 0 | 0 | 0 | 0 | 0 | 0 | 0 | 0 | 0 | 6300.4608
2025-01-14 | 9024.971 | 21.55 | 0 | 0 | 0 | 0 | 0 | 0 | 0 | 0 | 0 | 0 | 0 | 0 | 0 | 0 | 0 | 0 | 1 | 0 | 0 | 0 | 0 | 0 | 0 | 0 | 0 | 0 | 6349.3495
2025-01-14 | 9213.966 | 21.51 | 0 | 0 | 0 | 0 | 0 | 0 | 0 | 0 | 0 | 0 | 0 | 0 | 0 | 0 | 0 | 0 | 0 | 1 | 0 | 0 | 0 | 0 | 0 | 0 | 0 | 0 | 6731.6196
2025-01-14 | 8775.127 | 21.99 | 0 | 0 | 0 | 0 | 0 | 0 | 0 | 0 | 0 | 0 | 0 | 0 | 0 | 0 | 0 | 0 | 0 | 0 | 1 | 0 | 0 | 0 | 0 | 0 | 0 | 0 | 7345.1394
2025-01-14 | 7939.913 | 22.62 | 0 | 0 | 0 | 0 | 0 | 0 | 0 | 0 | 0 | 0 | 0 | 0 | 0 | 0 | 0 | 0 | 0 | 0 | 0 | 1 | 0 | 0 | 0 | 0 | 0 | 0 | 7637.895
2025-01-14 | 7068.785 | 23.12 | 0 | 0 | 0 | 0 | 0 | 0 | 0 | 0 | 0 | 0 | 0 | 0 | 0 | 0 | 0 | 0 | 0 | 0 | 0 | 0 | 1 | 0 | 0 | 0 | 0 | 0 | 7704.6028
2025-01-14 | 6230.794 | 23.31 | 0 | 0 | 0 | 0 | 0 | 0 | 0 | 0 | 0 | 0 | 0 | 0 | 0 | 0 | 0 | 0 | 0 | 0 | 0 | 0 | 0 | 1 | 0 | 0 | 0 | 0 | 7695.8736
2025-01-14 | 5713.568 | 23.5 | 0 | 0 | 0 | 0 | 0 | 0 | 0 | 0 | 0 | 0 | 0 | 0 | 0 | 0 | 0 | 0 | 0 | 0 | 0 | 0 | 0 | 0 | 1 | 0 | 0 | 0 | 7481.8672
2025-01-14 | 5364.643 | 23.61 | 0 | 0 | 0 | 0 | 0 | 0 | 0 | 0 | 0 | 0 | 0 | 0 | 0 | 0 | 0 | 0 | 0 | 0 | 0 | 0 | 0 | 0 | 0 | 1 | 0 | 0 | 6958.5302
2025-01-14 | 5160.411 | 23.75 | 0 | 0 | 0 | 0 | 0 | 0 | 0 | 0 | 0 | 0 | 0 | 0 | 0 | 0 | 0 | 0 | 0 | 0 | 0 | 0 | 0 | 0 | 0 | 0 | 1 | 0 | 6349.7325
2025-01-14 | 5117.48 | 23.9 | 0 | 0 | 0 | 0 | 0 | 0 | 0 | 0 | 0 | 0 | 0 | 0 | 0 | 0 | 0 | 0 | 0 | 0 | 0 | 0 | 0 | 0 | 0 | 0 | 0 | 1 | 5857.7736
2025-01-15 | 5319.743 | 24.3 | 0 | 0 | 1 | 0 | 0 | 0 | 0 | 0 | 0 | 0 | 0 | 0 | 0 | 0 | 0 | 0 | 0 | 0 | 0 | 0 | 0 | 0 | 0 | 0 | 0 | 0 | 5549.0196
2025-01-15 | 5837.535 | 24.42 | 0 | 0 | 0 | 1 | 0 | 0 | 0 | 0 | 0 | 0 | 0 | 0 | 0 | 0 | 0 | 0 | 0 | 0 | 0 | 0 | 0 | 0 | 0 | 0 | 0 | 0 | 5349.2517
2025-01-15 | 6733.772 | 24.58 | 0 | 0 | 0 | 0 | 1 | 0 | 0 | 0 | 0 | 0 | 0 | 0 | 0 | 0 | 0 | 0 | 0 | 0 | 0 | 0 | 0 | 0 | 0 | 0 | 0 | 0 | 5249.1427
2025-01-15 | 7649.059 | 24.85 | 0 | 0 | 0 | 0 | 0 | 1 | 0 | 0 | 0 | 0 | 0 | 0 | 0 | 0 | 0 | 0 | 0 | 0 | 0 | 0 | 0 | 0 | 0 | 0 | 0 | 0 | 5251.7653
2025-01-15 | 8414.639 | 24.9 | 0 | 0 | 0 | 0 | 0 | 0 | 1 | 0 | 0 | 0 | 0 | 0 | 0 | 0 | 0 | 0 | 0 | 0 | 0 | 0 | 0 | 0 | 0 | 0 | 0 | 0 | 5403.3192
2025-01-15 | 8682.753 | 24.73 | 0 | 0 | 0 | 0 | 0 | 0 | 0 | 1 | 0 | 0 | 0 | 0 | 0 | 0 | 0 | 0 | 0 | 0 | 0 | 0 | 0 | 0 | 0 | 0 | 0 | 0 | 5714.3803
2025-01-15 | 8813.946 | 24.66 | 0 | 0 | 0 | 0 | 0 | 0 | 0 | 0 | 1 | 0 | 0 | 0 | 0 | 0 | 0 | 0 | 0 | 0 | 0 | 0 | 0 | 0 | 0 | 0 | 0 | 0 | 6112.5277
2025-01-15 | 8652.246 | 24.33 | 0 | 0 | 0 | 0 | 0 | 0 | 0 | 0 | 0 | 1 | 0 | 0 | 0 | 0 | 0 | 0 | 0 | 0 | 0 | 0 | 0 | 0 | 0 | 0 | 0 | 0 | 6460.2542
2025-01-15 | 8392.297 | 24.33 | 0 | 0 | 0 | 0 | 0 | 0 | 0 | 0 | 0 | 0 | 1 | 0 | 0 | 0 | 0 | 0 | 0 | 0 | 0 | 0 | 0 | 0 | 0 | 0 | 0 | 0 | 6672.5313
2025-01-15 | 8345.025 | 23.43 | 0 | 0 | 0 | 0 | 0 | 0 | 0 | 0 | 0 | 0 | 0 | 1 | 0 | 0 | 0 | 0 | 0 | 0 | 0 | 0 | 0 | 0 | 0 | 0 | 0 | 0 | 6626.6451
2025-01-15 | 8486.06 | 22.62 | 0 | 0 | 0 | 0 | 0 | 0 | 0 | 0 | 0 | 0 | 0 | 0 | 1 | 0 | 0 | 0 | 0 | 0 | 0 | 0 | 0 | 0 | 0 | 0 | 0 | 0 | 6544.8856
2025-01-15 | 9215.37 | 21.91 | 0 | 0 | 0 | 0 | 0 | 0 | 0 | 0 | 0 | 0 | 0 | 0 | 0 | 1 | 0 | 0 | 0 | 0 | 0 | 0 | 0 | 0 | 0 | 0 | 0 | 0 | 6466.6234
2025-01-15 | 10062.281 | 21.31 | 0 | 0 | 0 | 0 | 0 | 0 | 0 | 0 | 0 | 0 | 0 | 0 | 0 | 0 | 1 | 0 | 0 | 0 | 0 | 0 | 0 | 0 | 0 | 0 | 0 | 0 | 6299.0036
2025-01-15 | 10067.833 | 20.86 | 0 | 0 | 0 | 0 | 0 | 0 | 0 | 0 | 0 | 0 | 0 | 0 | 0 | 0 | 0 | 1 | 0 | 0 | 0 | 0 | 0 | 0 | 0 | 0 | 0 | 0 | 6187.1576
2025-01-15 | 9941.647 | 20.66 | 0 | 0 | 0 | 0 | 0 | 0 | 0 | 0 | 0 | 0 | 0 | 0 | 0 | 0 | 0 | 0 | 1 | 0 | 0 | 0 | 0 | 0 | 0 | 0 | 0 | 0 | 6251.4467
2025-01-15 | 9619.19 | 20.82 | 0 | 0 | 0 | 0 | 0 | 0 | 0 | 0 | 0 | 0 | 0 | 0 | 0 | 0 | 0 | 0 | 0 | 1 | 0 | 0 | 0 | 0 | 0 | 0 | 0 | 0 | 6655.7175
2025-01-15 | 8925.058 | 20.94 | 0 | 0 | 0 | 0 | 0 | 0 | 0 | 0 | 0 | 0 | 0 | 0 | 0 | 0 | 0 | 0 | 0 | 0 | 1 | 0 | 0 | 0 | 0 | 0 | 0 | 0 | 7229.6361
2025-01-15 | 7628.047 | 21.31 | 0 | 0 | 0 | 0 | 0 | 0 | 0 | 0 | 0 | 0 | 0 | 0 | 0 | 0 | 0 | 0 | 0 | 0 | 0 | 1 | 0 | 0 | 0 | 0 | 0 | 0 | 7493.7909
2025-01-15 | 6415.021 | 21.62 | 0 | 0 | 0 | 0 | 0 | 0 | 0 | 0 | 0 | 0 | 0 | 0 | 0 | 0 | 0 | 0 | 0 | 0 | 0 | 0 | 1 | 0 | 0 | 0 | 0 | 0 | 7539.5981
2025-01-15 | 5554.173 | 21.96 | 0 | 0 | 0 | 0 | 0 | 0 | 0 | 0 | 0 | 0 | 0 | 0 | 0 | 0 | 0 | 0 | 0 | 0 | 0 | 0 | 0 | 1 | 0 | 0 | 0 | 0 | 7547.3694
2025-01-15 | 5089.14 | 22.16 | 0 | 0 | 0 | 0 | 0 | 0 | 0 | 0 | 0 | 0 | 0 | 0 | 0 | 0 | 0 | 0 | 0 | 0 | 0 | 0 | 0 | 0 | 1 | 0 | 0 | 0 | 7334.463
2025-01-15 | 4821.818 | 22.41 | 0 | 0 | 0 | 0 | 0 | 0 | 0 | 0 | 0 | 0 | 0 | 0 | 0 | 0 | 0 | 0 | 0 | 0 | 0 | 0 | 0 | 0 | 0 | 1 | 0 | 0 | 6826.5264
2025-01-15 | 4663.254 | 22.26 | 0 | 0 | 0 | 0 | 0 | 0 | 0 | 0 | 0 | 0 | 0 | 0 | 0 | 0 | 0 | 0 | 0 | 0 | 0 | 0 | 0 | 0 | 0 | 0 | 1 | 0 | 6185.8278
2025-01-15 | 4792.305 | 22.33 | 0 | 0 | 0 | 0 | 0 | 0 | 0 | 0 | 0 | 0 | 0 | 0 | 0 | 0 | 0 | 0 | 0 | 0 | 0 | 0 | 0 | 0 | 0 | 0 | 0 | 1 | 5685.0687
2025-01-16 | 5145.105 | 22.73 | 0 | 0 | 1 | 0 | 0 | 0 | 0 | 0 | 0 | 0 | 0 | 0 | 0 | 0 | 0 | 0 | 0 | 0 | 0 | 0 | 0 | 0 | 0 | 0 | 0 | 0 | 5376.3146
2025-01-16 | 6010.057 | 22.87 | 0 | 0 | 0 | 1 | 0 | 0 | 0 | 0 | 0 | 0 | 0 | 0 | 0 | 0 | 0 | 0 | 0 | 0 | 0 | 0 | 0 | 0 | 0 | 0 | 0 | 0 | 5178.7469
2025-01-16 | 6774.311 | 23.02 | 0 | 0 | 0 | 0 | 1 | 0 | 0 | 0 | 0 | 0 | 0 | 0 | 0 | 0 | 0 | 0 | 0 | 0 | 0 | 0 | 0 | 0 | 0 | 0 | 0 | 0 | 5077.5378
2025-01-16 | 6867.312 | 23 | 0 | 0 | 0 | 0 | 0 | 1 | 0 | 0 | 0 | 0 | 0 | 0 | 0 | 0 | 0 | 0 | 0 | 0 | 0 | 0 | 0 | 0 | 0 | 0 | 0 | 0 | 5048.2595
2025-01-16 | 6593.227 | 23.05 | 0 | 0 | 0 | 0 | 0 | 0 | 1 | 0 | 0 | 0 | 0 | 0 | 0 | 0 | 0 | 0 | 0 | 0 | 0 | 0 | 0 | 0 | 0 | 0 | 0 | 0 | 5199.8134
2025-01-16 | 6493.971 | 23.04 | 0 | 0 | 0 | 0 | 0 | 0 | 0 | 1 | 0 | 0 | 0 | 0 | 0 | 0 | 0 | 0 | 0 | 0 | 0 | 0 | 0 | 0 | 0 | 0 | 0 | 0 | 5528.475
2025-01-16 | 6589.94 | 23.24 | 0 | 0 | 0 | 0 | 0 | 0 | 0 | 0 | 1 | 0 | 0 | 0 | 0 | 0 | 0 | 0 | 0 | 0 | 0 | 0 | 0 | 0 | 0 | 0 | 0 | 0 | 5956.3233
2025-01-16 | 6651.37 | 23.01 | 0 | 0 | 0 | 0 | 0 | 0 | 0 | 0 | 0 | 1 | 0 | 0 | 0 | 0 | 0 | 0 | 0 | 0 | 0 | 0 | 0 | 0 | 0 | 0 | 0 | 0 | 6315.0501
2025-01-16 | 6452.747 | 23.35 | 0 | 0 | 0 | 0 | 0 | 0 | 0 | 0 | 0 | 0 | 1 | 0 | 0 | 0 | 0 | 0 | 0 | 0 | 0 | 0 | 0 | 0 | 0 | 0 | 0 | 0 | 6564.7282
2025-01-16 | 6303.577 | 22.69 | 0 | 0 | 0 | 0 | 0 | 0 | 0 | 0 | 0 | 0 | 0 | 1 | 0 | 0 | 0 | 0 | 0 | 0 | 0 | 0 | 0 | 0 | 0 | 0 | 0 | 0 | 6545.2427
2025-01-16 | 6564.582 | 21.86 | 0 | 0 | 0 | 0 | 0 | 0 | 0 | 0 | 0 | 0 | 0 | 0 | 1 | 0 | 0 | 0 | 0 | 0 | 0 | 0 | 0 | 0 | 0 | 0 | 0 | 0 | 6461.2832
2025-01-16 | 7585.667 | 20.76 | 0 | 0 | 0 | 0 | 0 | 0 | 0 | 0 | 0 | 0 | 0 | 0 | 0 | 1 | 0 | 0 | 0 | 0 | 0 | 0 | 0 | 0 | 0 | 0 | 0 | 0 | 6340.1198
2025-01-16 | 8559.258 | 20 | 0 | 0 | 0 | 0 | 0 | 0 | 0 | 0 | 0 | 0 | 0 | 0 | 0 | 0 | 1 | 0 | 0 | 0 | 0 | 0 | 0 | 0 | 0 | 0 | 0 | 0 | 6154.8995
2025-01-16 | 8747.707 | 19.69 | 0 | 0 | 0 | 0 | 0 | 0 | 0 | 0 | 0 | 0 | 0 | 0 | 0 | 0 | 0 | 1 | 0 | 0 | 0 | 0 | 0 | 0 | 0 | 0 | 0 | 0 | 6058.4539
2025-01-16 | 8959.219 | 19.72 | 0 | 0 | 0 | 0 | 0 | 0 | 0 | 0 | 0 | 0 | 0 | 0 | 0 | 0 | 0 | 0 | 1 | 0 | 0 | 0 | 0 | 0 | 0 | 0 | 0 | 0 | 6148.0437
2025-01-16 | 9068.21 | 20.15 | 0 | 0 | 0 | 0 | 0 | 0 | 0 | 0 | 0 | 0 | 0 | 0 | 0 | 0 | 0 | 0 | 0 | 1 | 0 | 0 | 0 | 0 | 0 | 0 | 0 | 0 | 6582.0154
2025-01-16 | 8465.417 | 20.77 | 0 | 0 | 0 | 0 | 0 | 0 | 0 | 0 | 0 | 0 | 0 | 0 | 0 | 0 | 0 | 0 | 0 | 0 | 1 | 0 | 0 | 0 | 0 | 0 | 0 | 0 | 7210.9356
2025-01-16 | 7438.782 | 21.46 | 0 | 0 | 0 | 0 | 0 | 0 | 0 | 0 | 0 | 0 | 0 | 0 | 0 | 0 | 0 | 0 | 0 | 0 | 0 | 1 | 0 | 0 | 0 | 0 | 0 | 0 | 7510.2913
2025-01-16 | 6367.952 | 21.8 | 0 | 0 | 0 | 0 | 0 | 0 | 0 | 0 | 0 | 0 | 0 | 0 | 0 | 0 | 0 | 0 | 0 | 0 | 0 | 0 | 1 | 0 | 0 | 0 | 0 | 0 | 7559.3987
2025-01-16 | 5524.359 | 22.32 | 0 | 0 | 0 | 0 | 0 | 0 | 0 | 0 | 0 | 0 | 0 | 0 | 0 | 0 | 0 | 0 | 0 | 0 | 0 | 0 | 0 | 1 | 0 | 0 | 0 | 0 | 7586.9705
2025-01-16 | 4962.932 | 22.65 | 0 | 0 | 0 | 0 | 0 | 0 | 0 | 0 | 0 | 0 | 0 | 0 | 0 | 0 | 0 | 0 | 0 | 0 | 0 | 0 | 0 | 0 | 1 | 0 | 0 | 0 | 7388.3646
2025-01-16 | 4706.559 | 22.83 | 0 | 0 | 0 | 0 | 0 | 0 | 0 | 0 | 0 | 0 | 0 | 0 | 0 | 0 | 0 | 0 | 0 | 0 | 0 | 0 | 0 | 0 | 0 | 1 | 0 | 0 | 6872.7277
2025-01-16 | 4620.259 | 23 | 0 | 0 | 0 | 0 | 0 | 0 | 0 | 0 | 0 | 0 | 0 | 0 | 0 | 0 | 0 | 0 | 0 | 0 | 0 | 0 | 0 | 0 | 0 | 0 | 1 | 0 | 6267.2301
2025-01-16 | 4651.852 | 23.09 | 0 | 0 | 0 | 0 | 0 | 0 | 0 | 0 | 0 | 0 | 0 | 0 | 0 | 0 | 0 | 0 | 0 | 0 | 0 | 0 | 0 | 0 | 0 | 0 | 0 | 1 | 5768.6711
2025-01-17 | 5010.184 | 23.2 | 0 | 0 | 1 | 0 | 0 | 0 | 0 | 0 | 0 | 0 | 0 | 0 | 0 | 0 | 0 | 0 | 0 | 0 | 0 | 0 | 0 | 0 | 0 | 0 | 0 | 0 | 5428.0161
2025-01-17 | 5843.674 | 23.25 | 0 | 0 | 0 | 1 | 0 | 0 | 0 | 0 | 0 | 0 | 0 | 0 | 0 | 0 | 0 | 0 | 0 | 0 | 0 | 0 | 0 | 0 | 0 | 0 | 0 | 0 | 5220.5481
2025-01-17 | 6649.199 | 23.44 | 0 | 0 | 0 | 0 | 1 | 0 | 0 | 0 | 0 | 0 | 0 | 0 | 0 | 0 | 0 | 0 | 0 | 0 | 0 | 0 | 0 | 0 | 0 | 0 | 0 | 0 | 5123.7391
2025-01-17 | 6890.151 | 23.39 | 0 | 0 | 0 | 0 | 0 | 1 | 0 | 0 | 0 | 0 | 0 | 0 | 0 | 0 | 0 | 0 | 0 | 0 | 0 | 0 | 0 | 0 | 0 | 0 | 0 | 0 | 5091.1608
2025-01-17 | 6860.585 | 23.6 | 0 | 0 | 0 | 0 | 0 | 0 | 1 | 0 | 0 | 0 | 0 | 0 | 0 | 0 | 0 | 0 | 0 | 0 | 0 | 0 | 0 | 0 | 0 | 0 | 0 | 0 | 5260.3151
2025-01-17 | 6581.182 | 23.89 | 0 | 0 | 0 | 0 | 0 | 0 | 0 | 1 | 0 | 0 | 0 | 0 | 0 | 0 | 0 | 0 | 0 | 0 | 0 | 0 | 0 | 0 | 0 | 0 | 0 | 0 | 5621.9777
2025-01-17 | 6484.639 | 24.16 | 0 | 0 | 0 | 0 | 0 | 0 | 0 | 0 | 1 | 0 | 0 | 0 | 0 | 0 | 0 | 0 | 0 | 0 | 0 | 0 | 0 | 0 | 0 | 0 | 0 | 0 | 6057.5262
2025-01-17 | 6517.124 | 24.22 | 0 | 0 | 0 | 0 | 0 | 0 | 0 | 0 | 0 | 1 | 0 | 0 | 0 | 0 | 0 | 0 | 0 | 0 | 0 | 0 | 0 | 0 | 0 | 0 | 0 | 0 | 6448.1539
2025-01-17 | 6270.236 | 24.33 | 0 | 0 | 0 | 0 | 0 | 0 | 0 | 0 | 0 | 0 | 1 | 0 | 0 | 0 | 0 | 0 | 0 | 0 | 0 | 0 | 0 | 0 | 0 | 0 | 0 | 0 | 6672.5313
2025-01-17 | 6124.919 | 23.43 | 0 | 0 | 0 | 0 | 0 | 0 | 0 | 0 | 0 | 0 | 0 | 1 | 0 | 0 | 0 | 0 | 0 | 0 | 0 | 0 | 0 | 0 | 0 | 0 | 0 | 0 | 6626.6451
2025-01-17 | 6365.585 | 22.66 | 0 | 0 | 0 | 0 | 0 | 0 | 0 | 0 | 0 | 0 | 0 | 0 | 1 | 0 | 0 | 0 | 0 | 0 | 0 | 0 | 0 | 0 | 0 | 0 | 0 | 0 | 6549.2857
2025-01-17 | 7271.061 | 21.91 | 0 | 0 | 0 | 0 | 0 | 0 | 0 | 0 | 0 | 0 | 0 | 0 | 0 | 1 | 0 | 0 | 0 | 0 | 0 | 0 | 0 | 0 | 0 | 0 | 0 | 0 | 6466.6234
2025-01-17 | 8209.454 | 21.38 | 0 | 0 | 0 | 0 | 0 | 0 | 0 | 0 | 0 | 0 | 0 | 0 | 0 | 0 | 1 | 0 | 0 | 0 | 0 | 0 | 0 | 0 | 0 | 0 | 0 | 0 | 6306.7039
2025-01-17 | 8560.42 | 20.9 | 0 | 0 | 0 | 0 | 0 | 0 | 0 | 0 | 0 | 0 | 0 | 0 | 0 | 0 | 0 | 1 | 0 | 0 | 0 | 0 | 0 | 0 | 0 | 0 | 0 | 0 | 6191.5577
2025-01-17 | 8806.568 | 20.68 | 0 | 0 | 0 | 0 | 0 | 0 | 0 | 0 | 0 | 0 | 0 | 0 | 0 | 0 | 0 | 0 | 1 | 0 | 0 | 0 | 0 | 0 | 0 | 0 | 0 | 0 | 6253.6467
2025-01-17 | 9116.177 | 20.71 | 0 | 0 | 0 | 0 | 0 | 0 | 0 | 0 | 0 | 0 | 0 | 0 | 0 | 0 | 0 | 0 | 0 | 1 | 0 | 0 | 0 | 0 | 0 | 0 | 0 | 0 | 6643.6171
2025-01-17 | 8578.117 | 20.93 | 0 | 0 | 0 | 0 | 0 | 0 | 0 | 0 | 0 | 0 | 0 | 0 | 0 | 0 | 0 | 0 | 0 | 0 | 1 | 0 | 0 | 0 | 0 | 0 | 0 | 0 | 7228.5361
2025-01-17 | 7501.439 | 21.46 | 0 | 0 | 0 | 0 | 0 | 0 | 0 | 0 | 0 | 0 | 0 | 0 | 0 | 0 | 0 | 0 | 0 | 0 | 0 | 1 | 0 | 0 | 0 | 0 | 0 | 0 | 7510.2913
2025-01-17 | 6274.591 | 21.68 | 0 | 0 | 0 | 0 | 0 | 0 | 0 | 0 | 0 | 0 | 0 | 0 | 0 | 0 | 0 | 0 | 0 | 0 | 0 | 0 | 1 | 0 | 0 | 0 | 0 | 0 | 7546.1983
2025-01-17 | 5473.265 | 21.81 | 0 | 0 | 0 | 0 | 0 | 0 | 0 | 0 | 0 | 0 | 0 | 0 | 0 | 0 | 0 | 0 | 0 | 0 | 0 | 0 | 0 | 1 | 0 | 0 | 0 | 0 | 7530.8689
2025-01-17 | 4935.168 | 21.83 | 0 | 0 | 0 | 0 | 0 | 0 | 0 | 0 | 0 | 0 | 0 | 0 | 0 | 0 | 0 | 0 | 0 | 0 | 0 | 0 | 0 | 0 | 1 | 0 | 0 | 0 | 7298.162
2025-01-17 | 4682.578 | 21.68 | 0 | 0 | 0 | 0 | 0 | 0 | 0 | 0 | 0 | 0 | 0 | 0 | 0 | 0 | 0 | 0 | 0 | 0 | 0 | 0 | 0 | 0 | 0 | 1 | 0 | 0 | 6746.2241
2025-01-17 | 4575.639 | 21.64 | 0 | 0 | 0 | 0 | 0 | 0 | 0 | 0 | 0 | 0 | 0 | 0 | 0 | 0 | 0 | 0 | 0 | 0 | 0 | 0 | 0 | 0 | 0 | 0 | 1 | 0 | 6117.6259
2025-01-17 | 4633.951 | 21.47 | 0 | 0 | 0 | 0 | 0 | 0 | 0 | 0 | 0 | 0 | 0 | 0 | 0 | 0 | 0 | 0 | 0 | 0 | 0 | 0 | 0 | 0 | 0 | 0 | 0 | 1 | 5590.466
2025-01-18 | 4974.717 | 21.5 | 0 | 1 | 1 | 0 | 0 | 0 | 0 | 0 | 0 | 0 | 0 | 0 | 0 | 0 | 0 | 0 | 0 | 0 | 0 | 0 | 0 | 0 | 0 | 0 | 0 | 0 | 5519.4852
2025-01-18 | 5882.684 | 21.75 | 0 | 1 | 0 | 1 | 0 | 0 | 0 | 0 | 0 | 0 | 0 | 0 | 0 | 0 | 0 | 0 | 0 | 0 | 0 | 0 | 0 | 0 | 0 | 0 | 0 | 0 | 5334.0178
2025-01-18 | 6651.499 | 21.91 | 0 | 1 | 0 | 0 | 1 | 0 | 0 | 0 | 0 | 0 | 0 | 0 | 0 | 0 | 0 | 0 | 0 | 0 | 0 | 0 | 0 | 0 | 0 | 0 | 0 | 0 | 5233.9088
2025-01-18 | 6740.136 | 22.05 | 0 | 1 | 0 | 0 | 0 | 1 | 0 | 0 | 0 | 0 | 0 | 0 | 0 | 0 | 0 | 0 | 0 | 0 | 0 | 0 | 0 | 0 | 0 | 0 | 0 | 0 | 5222.231
2025-01-18 | 6506.535 | 22.06 | 0 | 1 | 0 | 0 | 0 | 0 | 1 | 0 | 0 | 0 | 0 | 0 | 0 | 0 | 0 | 0 | 0 | 0 | 0 | 0 | 0 | 0 | 0 | 0 | 0 | 0 | 5369.3847
2025-01-18 | 6371.572 | 21.93 | 0 | 1 | 0 | 0 | 0 | 0 | 0 | 1 | 0 | 0 | 0 | 0 | 0 | 0 | 0 | 0 | 0 | 0 | 0 | 0 | 0 | 0 | 0 | 0 | 0 | 0 | 5684.846
2025-01-18 | 6404.746 | 22.03 | 0 | 1 | 0 | 0 | 0 | 0 | 0 | 0 | 1 | 0 | 0 | 0 | 0 | 0 | 0 | 0 | 0 | 0 | 0 | 0 | 0 | 0 | 0 | 0 | 0 | 0 | 6101.6939
2025-01-18 | 6495.707 | 22.14 | 0 | 1 | 0 | 0 | 0 | 0 | 0 | 0 | 0 | 1 | 0 | 0 | 0 | 0 | 0 | 0 | 0 | 0 | 0 | 0 | 0 | 0 | 0 | 0 | 0 | 0 | 6497.8218
2025-01-18 | 6289.373 | 22.03 | 0 | 1 | 0 | 0 | 0 | 0 | 0 | 0 | 0 | 0 | 1 | 0 | 0 | 0 | 0 | 0 | 0 | 0 | 0 | 0 | 0 | 0 | 0 | 0 | 0 | 0 | 6697.9985
2025-01-18 | 6267.884 | 21.8 | 0 | 1 | 0 | 0 | 0 | 0 | 0 | 0 | 0 | 0 | 0 | 1 | 0 | 0 | 0 | 0 | 0 | 0 | 0 | 0 | 0 | 0 | 0 | 0 | 0 | 0 | 6725.8144
2025-01-18 | 6538.632 | 21.4 | 0 | 1 | 0 | 0 | 0 | 0 | 0 | 0 | 0 | 0 | 0 | 0 | 1 | 0 | 0 | 0 | 0 | 0 | 0 | 0 | 0 | 0 | 0 | 0 | 0 | 0 | 6689.1562
2025-01-18 | 7334.168 | 20.96 | 0 | 1 | 0 | 0 | 0 | 0 | 0 | 0 | 0 | 0 | 0 | 0 | 0 | 1 | 0 | 0 | 0 | 0 | 0 | 0 | 0 | 0 | 0 | 0 | 0 | 0 | 6640.5949
2025-01-18 | 8311.034 | 20.6 | 0 | 1 | 0 | 0 | 0 | 0 | 0 | 0 | 0 | 0 | 0 | 0 | 0 | 0 | 1 | 0 | 0 | 0 | 0 | 0 | 0 | 0 | 0 | 0 | 0 | 0 | 6499.3759
2025-01-18 | 8461.985 | 20.28 | 0 | 1 | 0 | 0 | 0 | 0 | 0 | 0 | 0 | 0 | 0 | 0 | 0 | 0 | 0 | 1 | 0 | 0 | 0 | 0 | 0 | 0 | 0 | 0 | 0 | 0 | 6401.8302
2025-01-18 | 8599.636 | 20.17 | 0 | 1 | 0 | 0 | 0 | 0 | 0 | 0 | 0 | 0 | 0 | 0 | 0 | 0 | 0 | 0 | 1 | 0 | 0 | 0 | 0 | 0 | 0 | 0 | 0 | 0 | 6476.0196
2025-01-18 | 8990.807 | 20.27 | 0 | 1 | 0 | 0 | 0 | 0 | 0 | 0 | 0 | 0 | 0 | 0 | 0 | 0 | 0 | 0 | 0 | 1 | 0 | 0 | 0 | 0 | 0 | 0 | 0 | 0 | 6873.6902
2025-01-18 | 8646.383 | 20.24 | 0 | 1 | 0 | 0 | 0 | 0 | 0 | 0 | 0 | 0 | 0 | 0 | 0 | 0 | 0 | 0 | 0 | 0 | 1 | 0 | 0 | 0 | 0 | 0 | 0 | 0 | 7431.1083
2025-01-18 | 7631.373 | 20.6 | 0 | 1 | 0 | 0 | 0 | 0 | 0 | 0 | 0 | 0 | 0 | 0 | 0 | 0 | 0 | 0 | 0 | 0 | 0 | 1 | 0 | 0 | 0 | 0 | 0 | 0 | 7694.1631
2025-01-18 | 6313.826 | 20.82 | 0 | 1 | 0 | 0 | 0 | 0 | 0 | 0 | 0 | 0 | 0 | 0 | 0 | 0 | 0 | 0 | 0 | 0 | 0 | 0 | 1 | 0 | 0 | 0 | 0 | 0 | 7730.07
2025-01-18 | 5536.807 | 20.82 | 0 | 1 | 0 | 0 | 0 | 0 | 0 | 0 | 0 | 0 | 0 | 0 | 0 | 0 | 0 | 0 | 0 | 0 | 0 | 0 | 0 | 1 | 0 | 0 | 0 | 0 | 7700.4402
2025-01-18 | 5053.265 | 20.95 | 0 | 1 | 0 | 0 | 0 | 0 | 0 | 0 | 0 | 0 | 0 | 0 | 0 | 0 | 0 | 0 | 0 | 0 | 0 | 0 | 0 | 0 | 1 | 0 | 0 | 0 | 7479.8337
2025-01-18 | 4735.644 | 20.96 | 0 | 1 | 0 | 0 | 0 | 0 | 0 | 0 | 0 | 0 | 0 | 0 | 0 | 0 | 0 | 0 | 0 | 0 | 0 | 0 | 0 | 0 | 0 | 1 | 0 | 0 | 6945.4963
2025-01-18 | 4629.995 | 21.03 | 0 | 1 | 0 | 0 | 0 | 0 | 0 | 0 | 0 | 0 | 0 | 0 | 0 | 0 | 0 | 0 | 0 | 0 | 0 | 0 | 0 | 0 | 0 | 0 | 1 | 0 | 6328.9984
2025-01-18 | 4715.015 | 21.05 | 0 | 1 | 0 | 0 | 0 | 0 | 0 | 0 | 0 | 0 | 0 | 0 | 0 | 0 | 0 | 0 | 0 | 0 | 0 | 0 | 0 | 0 | 0 | 0 | 0 | 1 | 5822.7391
2025-01-19 | 5133.52 | 21.33 | 0 | 1 | 1 | 0 | 0 | 0 | 0 | 0 | 0 | 0 | 0 | 0 | 0 | 0 | 0 | 0 | 0 | 0 | 0 | 0 | 0 | 0 | 0 | 0 | 0 | 0 | 5500.7847
2025-01-19 | 6038.977 | 21.89 | 0 | 1 | 0 | 1 | 0 | 0 | 0 | 0 | 0 | 0 | 0 | 0 | 0 | 0 | 0 | 0 | 0 | 0 | 0 | 0 | 0 | 0 | 0 | 0 | 0 | 0 | 5349.4182
2025-01-19 | 6887.91 | 22.24 | 0 | 1 | 0 | 0 | 1 | 0 | 0 | 0 | 0 | 0 | 0 | 0 | 0 | 0 | 0 | 0 | 0 | 0 | 0 | 0 | 0 | 0 | 0 | 0 | 0 | 0 | 5270.2098
2025-01-19 | 7117.216 | 22.38 | 0 | 1 | 0 | 0 | 0 | 1 | 0 | 0 | 0 | 0 | 0 | 0 | 0 | 0 | 0 | 0 | 0 | 0 | 0 | 0 | 0 | 0 | 0 | 0 | 0 | 0 | 5258.532
2025-01-19 | 6971.646 | 22.42 | 0 | 1 | 0 | 0 | 0 | 0 | 1 | 0 | 0 | 0 | 0 | 0 | 0 | 0 | 0 | 0 | 0 | 0 | 0 | 0 | 0 | 0 | 0 | 0 | 0 | 0 | 5408.9858
2025-01-19 | 6976.206 | 22.13 | 0 | 1 | 0 | 0 | 0 | 0 | 0 | 1 | 0 | 0 | 0 | 0 | 0 | 0 | 0 | 0 | 0 | 0 | 0 | 0 | 0 | 0 | 0 | 0 | 0 | 0 | 5706.8466
2025-01-19 | 6801.358 | 22.24 | 0 | 1 | 0 | 0 | 0 | 0 | 0 | 0 | 1 | 0 | 0 | 0 | 0 | 0 | 0 | 0 | 0 | 0 | 0 | 0 | 0 | 0 | 0 | 0 | 0 | 0 | 6124.7946
2025-01-19 | 6795.865 | 22.34 | 0 | 1 | 0 | 0 | 0 | 0 | 0 | 0 | 0 | 1 | 0 | 0 | 0 | 0 | 0 | 0 | 0 | 0 | 0 | 0 | 0 | 0 | 0 | 0 | 0 | 0 | 6519.8224
2025-01-19 | 6681.838 | 22.24 | 0 | 1 | 0 | 0 | 0 | 0 | 0 | 0 | 0 | 0 | 1 | 0 | 0 | 0 | 0 | 0 | 0 | 0 | 0 | 0 | 0 | 0 | 0 | 0 | 0 | 0 | 6721.0992
2025-01-19 | 6681.805 | 22.15 | 0 | 1 | 0 | 0 | 0 | 0 | 0 | 0 | 0 | 0 | 0 | 1 | 0 | 0 | 0 | 0 | 0 | 0 | 0 | 0 | 0 | 0 | 0 | 0 | 0 | 0 | 6764.3155
2025-01-19 | 6823.166 | 22.07 | 0 | 1 | 0 | 0 | 0 | 0 | 0 | 0 | 0 | 0 | 0 | 0 | 1 | 0 | 0 | 0 | 0 | 0 | 0 | 0 | 0 | 0 | 0 | 0 | 0 | 0 | 6762.8583
2025-01-19 | 7559.539 | 21.92 | 0 | 1 | 0 | 0 | 0 | 0 | 0 | 0 | 0 | 0 | 0 | 0 | 0 | 1 | 0 | 0 | 0 | 0 | 0 | 0 | 0 | 0 | 0 | 0 | 0 | 0 | 6746.1979
2025-01-19 | 8596.641 | 21.77 | 0 | 1 | 0 | 0 | 0 | 0 | 0 | 0 | 0 | 0 | 0 | 0 | 0 | 0 | 1 | 0 | 0 | 0 | 0 | 0 | 0 | 0 | 0 | 0 | 0 | 0 | 6628.0795
2025-01-19 | 8456.473 | 21.51 | 0 | 1 | 0 | 0 | 0 | 0 | 0 | 0 | 0 | 0 | 0 | 0 | 0 | 0 | 0 | 1 | 0 | 0 | 0 | 0 | 0 | 0 | 0 | 0 | 0 | 0 | 6537.1341
2025-01-19 | 8691.016 | 21.41 | 0 | 1 | 0 | 0 | 0 | 0 | 0 | 0 | 0 | 0 | 0 | 0 | 0 | 0 | 0 | 0 | 1 | 0 | 0 | 0 | 0 | 0 | 0 | 0 | 0 | 0 | 6612.4235
2025-01-19 | 9307.309 | 21.4 | 0 | 1 | 0 | 0 | 0 | 0 | 0 | 0 | 0 | 0 | 0 | 0 | 0 | 0 | 0 | 0 | 0 | 1 | 0 | 0 | 0 | 0 | 0 | 0 | 0 | 0 | 6997.9937
2025-01-19 | 9189.791 | 21.57 | 0 | 1 | 0 | 0 | 0 | 0 | 0 | 0 | 0 | 0 | 0 | 0 | 0 | 0 | 0 | 0 | 0 | 0 | 1 | 0 | 0 | 0 | 0 | 0 | 0 | 0 | 7577.4125
2025-01-19 | 8091.008 | 22.14 | 0 | 1 | 0 | 0 | 0 | 0 | 0 | 0 | 0 | 0 | 0 | 0 | 0 | 0 | 0 | 0 | 0 | 0 | 0 | 1 | 0 | 0 | 0 | 0 | 0 | 0 | 7863.5679
2025-01-19 | 6949.675 | 22.44 | 0 | 1 | 0 | 0 | 0 | 0 | 0 | 0 | 0 | 0 | 0 | 0 | 0 | 0 | 0 | 0 | 0 | 0 | 0 | 0 | 1 | 0 | 0 | 0 | 0 | 0 | 7908.2751
2025-01-19 | 6170.382 | 22.57 | 0 | 1 | 0 | 0 | 0 | 0 | 0 | 0 | 0 | 0 | 0 | 0 | 0 | 0 | 0 | 0 | 0 | 0 | 0 | 0 | 0 | 1 | 0 | 0 | 0 | 0 | 7892.9457
2025-01-19 | 5657.003 | 22.65 | 0 | 1 | 0 | 0 | 0 | 0 | 0 | 0 | 0 | 0 | 0 | 0 | 0 | 0 | 0 | 0 | 0 | 0 | 0 | 0 | 0 | 0 | 1 | 0 | 0 | 0 | 7666.839
2025-01-19 | 5388.23 | 23.02 | 0 | 1 | 0 | 0 | 0 | 0 | 0 | 0 | 0 | 0 | 0 | 0 | 0 | 0 | 0 | 0 | 0 | 0 | 0 | 0 | 0 | 0 | 0 | 1 | 0 | 0 | 7172.1028
2025-01-19 | 5301.664 | 23.35 | 0 | 1 | 0 | 0 | 0 | 0 | 0 | 0 | 0 | 0 | 0 | 0 | 0 | 0 | 0 | 0 | 0 | 0 | 0 | 0 | 0 | 0 | 0 | 0 | 1 | 0 | 6584.2057
2025-01-19 | 5421.622 | 23.71 | 0 | 1 | 0 | 0 | 0 | 0 | 0 | 0 | 0 | 0 | 0 | 0 | 0 | 0 | 0 | 0 | 0 | 0 | 0 | 0 | 0 | 0 | 0 | 0 | 0 | 1 | 6115.3475
2025-01-20 | 5906.546 | 24.22 | 0 | 0 | 1 | 0 | 0 | 0 | 0 | 0 | 0 | 0 | 0 | 0 | 0 | 0 | 0 | 0 | 0 | 0 | 0 | 0 | 0 | 0 | 0 | 0 | 0 | 0 | 5540.2193
2025-01-20 | 6797.868 | 24.73 | 0 | 0 | 0 | 1 | 0 | 0 | 0 | 0 | 0 | 0 | 0 | 0 | 0 | 0 | 0 | 0 | 0 | 0 | 0 | 0 | 0 | 0 | 0 | 0 | 0 | 0 | 5383.3527
2025-01-20 | 7347.114 | 25.24 | 0 | 0 | 0 | 0 | 1 | 0 | 0 | 0 | 0 | 0 | 0 | 0 | 0 | 0 | 0 | 0 | 0 | 0 | 0 | 0 | 0 | 0 | 0 | 0 | 0 | 0 | 5321.7448
2025-01-20 | 7380.238 | 25.62 | 0 | 0 | 0 | 0 | 0 | 1 | 0 | 0 | 0 | 0 | 0 | 0 | 0 | 0 | 0 | 0 | 0 | 0 | 0 | 0 | 0 | 0 | 0 | 0 | 0 | 0 | 5336.4677
2025-01-20 | 7150.441 | 25.87 | 0 | 0 | 0 | 0 | 0 | 0 | 1 | 0 | 0 | 0 | 0 | 0 | 0 | 0 | 0 | 0 | 0 | 0 | 0 | 0 | 0 | 0 | 0 | 0 | 0 | 0 | 5510.0222
2025-01-20 | 6885.309 | 25.94 | 0 | 0 | 0 | 0 | 0 | 0 | 0 | 1 | 0 | 0 | 0 | 0 | 0 | 0 | 0 | 0 | 0 | 0 | 0 | 0 | 0 | 0 | 0 | 0 | 0 | 0 | 5847.4841
2025-01-20 | 6838.104 | 26.2 | 0 | 0 | 0 | 0 | 0 | 0 | 0 | 0 | 1 | 0 | 0 | 0 | 0 | 0 | 0 | 0 | 0 | 0 | 0 | 0 | 0 | 0 | 0 | 0 | 0 | 0 | 6281.9326
2025-01-20 | 6895.682 | 26.29 | 0 | 0 | 0 | 0 | 0 | 0 | 0 | 0 | 0 | 1 | 0 | 0 | 0 | 0 | 0 | 0 | 0 | 0 | 0 | 0 | 0 | 0 | 0 | 0 | 0 | 0 | 6675.8604
2025-01-20 | 6688.394 | 26.36 | 0 | 0 | 0 | 0 | 0 | 0 | 0 | 0 | 0 | 0 | 1 | 0 | 0 | 0 | 0 | 0 | 0 | 0 | 0 | 0 | 0 | 0 | 0 | 0 | 0 | 0 | 6895.8376
2025-01-20 | 6571.04 | 26.32 | 0 | 0 | 0 | 0 | 0 | 0 | 0 | 0 | 0 | 0 | 0 | 1 | 0 | 0 | 0 | 0 | 0 | 0 | 0 | 0 | 0 | 0 | 0 | 0 | 0 | 0 | 6944.5541
2025-01-20 | 6752.437 | 25.61 | 0 | 0 | 0 | 0 | 0 | 0 | 0 | 0 | 0 | 0 | 0 | 0 | 1 | 0 | 0 | 0 | 0 | 0 | 0 | 0 | 0 | 0 | 0 | 0 | 0 | 0 | 6873.7949
2025-01-20 | 7213.444 | 24.88 | 0 | 0 | 0 | 0 | 0 | 0 | 0 | 0 | 0 | 0 | 0 | 0 | 0 | 1 | 0 | 0 | 0 | 0 | 0 | 0 | 0 | 0 | 0 | 0 | 0 | 0 | 6793.3327
2025-01-20 | 8044.354 | 24.16 | 0 | 0 | 0 | 0 | 0 | 0 | 0 | 0 | 0 | 0 | 0 | 0 | 0 | 0 | 1 | 0 | 0 | 0 | 0 | 0 | 0 | 0 | 0 | 0 | 0 | 0 | 6612.5126
2025-01-20 | 8111.93 | 23.67 | 0 | 0 | 0 | 0 | 0 | 0 | 0 | 0 | 0 | 0 | 0 | 0 | 0 | 0 | 0 | 1 | 0 | 0 | 0 | 0 | 0 | 0 | 0 | 0 | 0 | 0 | 6496.2664
2025-01-20 | 8394.3 | 23.26 | 0 | 0 | 0 | 0 | 0 | 0 | 0 | 0 | 0 | 0 | 0 | 0 | 0 | 0 | 0 | 0 | 1 | 0 | 0 | 0 | 0 | 0 | 0 | 0 | 0 | 0 | 6537.4548
2025-01-20 | 8830.285 | 23.14 | 0 | 0 | 0 | 0 | 0 | 0 | 0 | 0 | 0 | 0 | 0 | 0 | 0 | 0 | 0 | 0 | 0 | 1 | 0 | 0 | 0 | 0 | 0 | 0 | 0 | 0 | 6910.9247
2025-01-20 | 8724.618 | 23.36 | 0 | 0 | 0 | 0 | 0 | 0 | 0 | 0 | 0 | 0 | 0 | 0 | 0 | 0 | 0 | 0 | 0 | 0 | 1 | 0 | 0 | 0 | 0 | 0 | 0 | 0 | 7495.8437
2025-01-20 | 7901.697 | 23.95 | 0 | 0 | 0 | 0 | 0 | 0 | 0 | 0 | 0 | 0 | 0 | 0 | 0 | 0 | 0 | 0 | 0 | 0 | 0 | 1 | 0 | 0 | 0 | 0 | 0 | 0 | 7784.1992
2025-01-20 | 6982.709 | 24.34 | 0 | 0 | 0 | 0 | 0 | 0 | 0 | 0 | 0 | 0 | 0 | 0 | 0 | 0 | 0 | 0 | 0 | 0 | 0 | 0 | 1 | 0 | 0 | 0 | 0 | 0 | 7838.8066
2025-01-20 | 6188.054 | 24.69 | 0 | 0 | 0 | 0 | 0 | 0 | 0 | 0 | 0 | 0 | 0 | 0 | 0 | 0 | 0 | 0 | 0 | 0 | 0 | 0 | 0 | 1 | 0 | 0 | 0 | 0 | 7847.6779
2025-01-20 | 5700.323 | 25.12 | 0 | 0 | 0 | 0 | 0 | 0 | 0 | 0 | 0 | 0 | 0 | 0 | 0 | 0 | 0 | 0 | 0 | 0 | 0 | 0 | 0 | 0 | 1 | 0 | 0 | 0 | 7660.0723
2025-01-20 | 5364.608 | 25.56 | 0 | 0 | 0 | 0 | 0 | 0 | 0 | 0 | 0 | 0 | 0 | 0 | 0 | 0 | 0 | 0 | 0 | 0 | 0 | 0 | 0 | 0 | 0 | 1 | 0 | 0 | 7173.0363
2025-01-20 | 5202.352 | 25.73 | 0 | 0 | 0 | 0 | 0 | 0 | 0 | 0 | 0 | 0 | 0 | 0 | 0 | 0 | 0 | 0 | 0 | 0 | 0 | 0 | 0 | 0 | 0 | 0 | 1 | 0 | 6567.5387
2025-01-20 | 5248.008 | 25.98 | 0 | 0 | 0 | 0 | 0 | 0 | 0 | 0 | 0 | 0 | 0 | 0 | 0 | 0 | 0 | 0 | 0 | 0 | 0 | 0 | 0 | 0 | 0 | 0 | 0 | 1 | 6086.5801
2025-01-21 | 5456.11 | 25.95 | 0 | 0 | 1 | 0 | 0 | 0 | 0 | 0 | 0 | 0 | 0 | 0 | 0 | 0 | 0 | 0 | 0 | 0 | 0 | 0 | 0 | 0 | 0 | 0 | 0 | 0 | 5730.5247
2025-01-21 | 6147.301 | 25.99 | 0 | 0 | 0 | 1 | 0 | 0 | 0 | 0 | 0 | 0 | 0 | 0 | 0 | 0 | 0 | 0 | 0 | 0 | 0 | 0 | 0 | 0 | 0 | 0 | 0 | 0 | 5521.9567
2025-01-21 | 6827.586 | 26.26 | 0 | 0 | 0 | 0 | 1 | 0 | 0 | 0 | 0 | 0 | 0 | 0 | 0 | 0 | 0 | 0 | 0 | 0 | 0 | 0 | 0 | 0 | 0 | 0 | 0 | 0 | 5433.948
2025-01-21 | 7648.987 | 26.21 | 0 | 0 | 0 | 0 | 0 | 1 | 0 | 0 | 0 | 0 | 0 | 0 | 0 | 0 | 0 | 0 | 0 | 0 | 0 | 0 | 0 | 0 | 0 | 0 | 0 | 0 | 5401.3696
2025-01-21 | 7986.959 | 26.07 | 0 | 0 | 0 | 0 | 0 | 0 | 1 | 0 | 0 | 0 | 0 | 0 | 0 | 0 | 0 | 0 | 0 | 0 | 0 | 0 | 0 | 0 | 0 | 0 | 0 | 0 | 5532.0228
2025-01-21 | 8186.942 | 26.27 | 0 | 0 | 0 | 0 | 0 | 0 | 0 | 1 | 0 | 0 | 0 | 0 | 0 | 0 | 0 | 0 | 0 | 0 | 0 | 0 | 0 | 0 | 0 | 0 | 0 | 0 | 5883.7852
2025-01-21 | 8129.38 | 26.2 | 0 | 0 | 0 | 0 | 0 | 0 | 0 | 0 | 1 | 0 | 0 | 0 | 0 | 0 | 0 | 0 | 0 | 0 | 0 | 0 | 0 | 0 | 0 | 0 | 0 | 0 | 6281.9326
2025-01-21 | 8090.591 | 26.06 | 0 | 0 | 0 | 0 | 0 | 0 | 0 | 0 | 0 | 1 | 0 | 0 | 0 | 0 | 0 | 0 | 0 | 0 | 0 | 0 | 0 | 0 | 0 | 0 | 0 | 0 | 6650.5596
2025-01-21 | 7743.741 | 25.86 | 0 | 0 | 0 | 0 | 0 | 0 | 0 | 0 | 0 | 0 | 1 | 0 | 0 | 0 | 0 | 0 | 0 | 0 | 0 | 0 | 0 | 0 | 0 | 0 | 0 | 0 | 6840.8361
2025-01-21 | 7427.949 | 24.99 | 0 | 0 | 0 | 0 | 0 | 0 | 0 | 0 | 0 | 0 | 0 | 1 | 0 | 0 | 0 | 0 | 0 | 0 | 0 | 0 | 0 | 0 | 0 | 0 | 0 | 0 | 6798.2499
2025-01-21 | 7299.86 | 24.05 | 0 | 0 | 0 | 0 | 0 | 0 | 0 | 0 | 0 | 0 | 0 | 0 | 1 | 0 | 0 | 0 | 0 | 0 | 0 | 0 | 0 | 0 | 0 | 0 | 0 | 0 | 6702.19
2025-01-21 | 7807.875 | 22.84 | 0 | 0 | 0 | 0 | 0 | 0 | 0 | 0 | 0 | 0 | 0 | 0 | 0 | 1 | 0 | 0 | 0 | 0 | 0 | 0 | 0 | 0 | 0 | 0 | 0 | 0 | 6568.9263
2025-01-21 | 8395.281 | 21.98 | 0 | 0 | 0 | 0 | 0 | 0 | 0 | 0 | 0 | 0 | 0 | 0 | 0 | 0 | 1 | 0 | 0 | 0 | 0 | 0 | 0 | 0 | 0 | 0 | 0 | 0 | 6372.7057
2025-01-21 | 8433.267 | 21.6 | 0 | 0 | 0 | 0 | 0 | 0 | 0 | 0 | 0 | 0 | 0 | 0 | 0 | 0 | 0 | 1 | 0 | 0 | 0 | 0 | 0 | 0 | 0 | 0 | 0 | 0 | 6268.5599
2025-01-21 | 8221.163 | 21.07 | 0 | 0 | 0 | 0 | 0 | 0 | 0 | 0 | 0 | 0 | 0 | 0 | 0 | 0 | 0 | 0 | 1 | 0 | 0 | 0 | 0 | 0 | 0 | 0 | 0 | 0 | 6296.548
2025-01-21 | 8240.383 | 21.02 | 0 | 0 | 0 | 0 | 0 | 0 | 0 | 0 | 0 | 0 | 0 | 0 | 0 | 0 | 0 | 0 | 0 | 1 | 0 | 0 | 0 | 0 | 0 | 0 | 0 | 0 | 6677.7181
2025-01-21 | 8067.665 | 21.4 | 0 | 0 | 0 | 0 | 0 | 0 | 0 | 0 | 0 | 0 | 0 | 0 | 0 | 0 | 0 | 0 | 0 | 0 | 1 | 0 | 0 | 0 | 0 | 0 | 0 | 0 | 7280.2375
2025-01-21 | 7421.501 | 21.92 | 0 | 0 | 0 | 0 | 0 | 0 | 0 | 0 | 0 | 0 | 0 | 0 | 0 | 0 | 0 | 0 | 0 | 0 | 0 | 1 | 0 | 0 | 0 | 0 | 0 | 0 | 7560.8928
2025-01-21 | 6538.758 | 22.43 | 0 | 0 | 0 | 0 | 0 | 0 | 0 | 0 | 0 | 0 | 0 | 0 | 0 | 0 | 0 | 0 | 0 | 0 | 0 | 0 | 1 | 0 | 0 | 0 | 0 | 0 | 7628.7006
2025-01-21 | 5721.887 | 22.72 | 0 | 0 | 0 | 0 | 0 | 0 | 0 | 0 | 0 | 0 | 0 | 0 | 0 | 0 | 0 | 0 | 0 | 0 | 0 | 0 | 0 | 1 | 0 | 0 | 0 | 0 | 7630.9717
2025-01-21 | 5236.685 | 23.13 | 0 | 0 | 0 | 0 | 0 | 0 | 0 | 0 | 0 | 0 | 0 | 0 | 0 | 0 | 0 | 0 | 0 | 0 | 0 | 0 | 0 | 0 | 1 | 0 | 0 | 0 | 7441.1661
2025-01-21 | 4920.516 | 23.34 | 0 | 0 | 0 | 0 | 0 | 0 | 0 | 0 | 0 | 0 | 0 | 0 | 0 | 0 | 0 | 0 | 0 | 0 | 0 | 0 | 0 | 0 | 0 | 1 | 0 | 0 | 6928.8293
2025-01-21 | 4764.029 | 23.68 | 0 | 0 | 0 | 0 | 0 | 0 | 0 | 0 | 0 | 0 | 0 | 0 | 0 | 0 | 0 | 0 | 0 | 0 | 0 | 0 | 0 | 0 | 0 | 0 | 1 | 0 | 6342.0323
2025-01-21 | 4819.119 | 23.66 | 0 | 0 | 0 | 0 | 0 | 0 | 0 | 0 | 0 | 0 | 0 | 0 | 0 | 0 | 0 | 0 | 0 | 0 | 0 | 0 | 0 | 0 | 0 | 0 | 0 | 1 | 5831.3729
2025-01-22 | 5001.304 | 23.85 | 0 | 0 | 1 | 0 | 0 | 0 | 0 | 0 | 0 | 0 | 0 | 0 | 0 | 0 | 0 | 0 | 0 | 0 | 0 | 0 | 0 | 0 | 0 | 0 | 0 | 0 | 5499.5181
2025-01-22 | 5583.718 | 24.12 | 0 | 0 | 0 | 1 | 0 | 0 | 0 | 0 | 0 | 0 | 0 | 0 | 0 | 0 | 0 | 0 | 0 | 0 | 0 | 0 | 0 | 0 | 0 | 0 | 0 | 0 | 5316.2508
2025-01-22 | 6486.848 | 24.53 | 0 | 0 | 0 | 0 | 1 | 0 | 0 | 0 | 0 | 0 | 0 | 0 | 0 | 0 | 0 | 0 | 0 | 0 | 0 | 0 | 0 | 0 | 0 | 0 | 0 | 0 | 5243.6425
2025-01-22 | 7499.412 | 24.6 | 0 | 0 | 0 | 0 | 0 | 1 | 0 | 0 | 0 | 0 | 0 | 0 | 0 | 0 | 0 | 0 | 0 | 0 | 0 | 0 | 0 | 0 | 0 | 0 | 0 | 0 | 5224.2646
2025-01-22 | 8164.122 | 24.73 | 0 | 0 | 0 | 0 | 0 | 0 | 1 | 0 | 0 | 0 | 0 | 0 | 0 | 0 | 0 | 0 | 0 | 0 | 0 | 0 | 0 | 0 | 0 | 0 | 0 | 0 | 5384.6186
2025-01-22 | 8474.534 | 24.78 | 0 | 0 | 0 | 0 | 0 | 0 | 0 | 1 | 0 | 0 | 0 | 0 | 0 | 0 | 0 | 0 | 0 | 0 | 0 | 0 | 0 | 0 | 0 | 0 | 0 | 0 | 5719.8805
2025-01-22 | 8429.489 | 25.08 | 0 | 0 | 0 | 0 | 0 | 0 | 0 | 0 | 1 | 0 | 0 | 0 | 0 | 0 | 0 | 0 | 0 | 0 | 0 | 0 | 0 | 0 | 0 | 0 | 0 | 0 | 6158.7291
2025-01-22 | 8258.256 | 24.78 | 0 | 0 | 0 | 0 | 0 | 0 | 0 | 0 | 0 | 1 | 0 | 0 | 0 | 0 | 0 | 0 | 0 | 0 | 0 | 0 | 0 | 0 | 0 | 0 | 0 | 0 | 6509.7556
2025-01-22 | 8101.068 | 24.3 | 0 | 0 | 0 | 0 | 0 | 0 | 0 | 0 | 0 | 0 | 1 | 0 | 0 | 0 | 0 | 0 | 0 | 0 | 0 | 0 | 0 | 0 | 0 | 0 | 0 | 0 | 6669.2312
2025-01-22 | 7841.483 | 23.31 | 0 | 0 | 0 | 0 | 0 | 0 | 0 | 0 | 0 | 0 | 0 | 1 | 0 | 0 | 0 | 0 | 0 | 0 | 0 | 0 | 0 | 0 | 0 | 0 | 0 | 0 | 6613.4447
2025-01-22 | 7771.82 | 22.21 | 0 | 0 | 0 | 0 | 0 | 0 | 0 | 0 | 0 | 0 | 0 | 0 | 1 | 0 | 0 | 0 | 0 | 0 | 0 | 0 | 0 | 0 | 0 | 0 | 0 | 0 | 6499.7843
2025-01-22 | 8426.712 | 21.35 | 0 | 0 | 0 | 0 | 0 | 0 | 0 | 0 | 0 | 0 | 0 | 0 | 0 | 1 | 0 | 0 | 0 | 0 | 0 | 0 | 0 | 0 | 0 | 0 | 0 | 0 | 6405.0217
2025-01-22 | 9186.882 | 20.84 | 0 | 0 | 0 | 0 | 0 | 0 | 0 | 0 | 0 | 0 | 0 | 0 | 0 | 0 | 1 | 0 | 0 | 0 | 0 | 0 | 0 | 0 | 0 | 0 | 0 | 0 | 6247.3022
2025-01-22 | 9152.706 | 20.52 | 0 | 0 | 0 | 0 | 0 | 0 | 0 | 0 | 0 | 0 | 0 | 0 | 0 | 0 | 0 | 1 | 0 | 0 | 0 | 0 | 0 | 0 | 0 | 0 | 0 | 0 | 6149.7565
2025-01-22 | 9222.037 | 20.55 | 0 | 0 | 0 | 0 | 0 | 0 | 0 | 0 | 0 | 0 | 0 | 0 | 0 | 0 | 0 | 0 | 1 | 0 | 0 | 0 | 0 | 0 | 0 | 0 | 0 | 0 | 6239.3463
2025-01-22 | 9494.776 | 20.5 | 0 | 0 | 0 | 0 | 0 | 0 | 0 | 0 | 0 | 0 | 0 | 0 | 0 | 0 | 0 | 0 | 0 | 1 | 0 | 0 | 0 | 0 | 0 | 0 | 0 | 0 | 6620.5165
2025-01-22 | 9155.263 | 20.46 | 0 | 0 | 0 | 0 | 0 | 0 | 0 | 0 | 0 | 0 | 0 | 0 | 0 | 0 | 0 | 0 | 0 | 0 | 1 | 0 | 0 | 0 | 0 | 0 | 0 | 0 | 7176.8346
2025-01-22 | 8033.684 | 20.6 | 0 | 0 | 0 | 0 | 0 | 0 | 0 | 0 | 0 | 0 | 0 | 0 | 0 | 0 | 0 | 0 | 0 | 0 | 0 | 1 | 0 | 0 | 0 | 0 | 0 | 0 | 7415.6887
2025-01-22 | 6669.796 | 20.81 | 0 | 0 | 0 | 0 | 0 | 0 | 0 | 0 | 0 | 0 | 0 | 0 | 0 | 0 | 0 | 0 | 0 | 0 | 0 | 0 | 1 | 0 | 0 | 0 | 0 | 0 | 7450.4956
2025-01-22 | 5810.075 | 20.78 | 0 | 0 | 0 | 0 | 0 | 0 | 0 | 0 | 0 | 0 | 0 | 0 | 0 | 0 | 0 | 0 | 0 | 0 | 0 | 0 | 0 | 1 | 0 | 0 | 0 | 0 | 7417.5657
2025-01-22 | 5304.157 | 20.84 | 0 | 0 | 0 | 0 | 0 | 0 | 0 | 0 | 0 | 0 | 0 | 0 | 0 | 0 | 0 | 0 | 0 | 0 | 0 | 0 | 0 | 0 | 1 | 0 | 0 | 0 | 7189.2589
2025-01-22 | 5089.196 | 21.03 | 0 | 0 | 0 | 0 | 0 | 0 | 0 | 0 | 0 | 0 | 0 | 0 | 0 | 0 | 0 | 0 | 0 | 0 | 0 | 0 | 0 | 0 | 0 | 1 | 0 | 0 | 6674.7221
2025-01-22 | 5093.344 | 21.27 | 0 | 0 | 0 | 0 | 0 | 0 | 0 | 0 | 0 | 0 | 0 | 0 | 0 | 0 | 0 | 0 | 0 | 0 | 0 | 0 | 0 | 0 | 0 | 0 | 1 | 0 | 6076.9247
2025-01-22 | 5237.976 | 21.49 | 0 | 0 | 0 | 0 | 0 | 0 | 0 | 0 | 0 | 0 | 0 | 0 | 0 | 0 | 0 | 0 | 0 | 0 | 0 | 0 | 0 | 0 | 0 | 0 | 0 | 1 | 5592.6661
2025-01-23 | 5655.028 | 21.52 | 0 | 0 | 1 | 0 | 0 | 0 | 0 | 0 | 0 | 0 | 0 | 0 | 0 | 0 | 0 | 0 | 0 | 0 | 0 | 0 | 0 | 0 | 0 | 0 | 0 | 0 | 5243.2108
2025-01-23 | 6532.47 | 21.46 | 0 | 0 | 0 | 1 | 0 | 0 | 0 | 0 | 0 | 0 | 0 | 0 | 0 | 0 | 0 | 0 | 0 | 0 | 0 | 0 | 0 | 0 | 0 | 0 | 0 | 0 | 5023.6425
2025-01-23 | 7088.503 | 21.5 | 0 | 0 | 0 | 0 | 1 | 0 | 0 | 0 | 0 | 0 | 0 | 0 | 0 | 0 | 0 | 0 | 0 | 0 | 0 | 0 | 0 | 0 | 0 | 0 | 0 | 0 | 4910.333
2025-01-23 | 7017.733 | 21.54 | 0 | 0 | 0 | 0 | 0 | 1 | 0 | 0 | 0 | 0 | 0 | 0 | 0 | 0 | 0 | 0 | 0 | 0 | 0 | 0 | 0 | 0 | 0 | 0 | 0 | 0 | 4887.655
2025-01-23 | 6790.925 | 21.74 | 0 | 0 | 0 | 0 | 0 | 0 | 1 | 0 | 0 | 0 | 0 | 0 | 0 | 0 | 0 | 0 | 0 | 0 | 0 | 0 | 0 | 0 | 0 | 0 | 0 | 0 | 5055.7093
2025-01-23 | 6627.962 | 21.92 | 0 | 0 | 0 | 0 | 0 | 0 | 0 | 1 | 0 | 0 | 0 | 0 | 0 | 0 | 0 | 0 | 0 | 0 | 0 | 0 | 0 | 0 | 0 | 0 | 0 | 0 | 5405.2715
2025-01-23 | 6512.698 | 21.95 | 0 | 0 | 0 | 0 | 0 | 0 | 0 | 0 | 1 | 0 | 0 | 0 | 0 | 0 | 0 | 0 | 0 | 0 | 0 | 0 | 0 | 0 | 0 | 0 | 0 | 0 | 5814.4193
2025-01-23 | 6462.577 | 22.05 | 0 | 0 | 0 | 0 | 0 | 0 | 0 | 0 | 0 | 1 | 0 | 0 | 0 | 0 | 0 | 0 | 0 | 0 | 0 | 0 | 0 | 0 | 0 | 0 | 0 | 0 | 6209.4471
2025-01-23 | 6174.35 | 21.89 | 0 | 0 | 0 | 0 | 0 | 0 | 0 | 0 | 0 | 0 | 1 | 0 | 0 | 0 | 0 | 0 | 0 | 0 | 0 | 0 | 0 | 0 | 0 | 0 | 0 | 0 | 6404.1236
2025-01-23 | 6089.672 | 21.33 | 0 | 0 | 0 | 0 | 0 | 0 | 0 | 0 | 0 | 0 | 0 | 1 | 0 | 0 | 0 | 0 | 0 | 0 | 0 | 0 | 0 | 0 | 0 | 0 | 0 | 0 | 6395.6385
2025-01-23 | 6292.255 | 20.46 | 0 | 0 | 0 | 0 | 0 | 0 | 0 | 0 | 0 | 0 | 0 | 0 | 1 | 0 | 0 | 0 | 0 | 0 | 0 | 0 | 0 | 0 | 0 | 0 | 0 | 0 | 6307.2788
2025-01-23 | 7165.422 | 19.87 | 0 | 0 | 0 | 0 | 0 | 0 | 0 | 0 | 0 | 0 | 0 | 0 | 0 | 1 | 0 | 0 | 0 | 0 | 0 | 0 | 0 | 0 | 0 | 0 | 0 | 0 | 6242.217
2025-01-23 | 8285.636 | 19.45 | 0 | 0 | 0 | 0 | 0 | 0 | 0 | 0 | 0 | 0 | 0 | 0 | 0 | 0 | 1 | 0 | 0 | 0 | 0 | 0 | 0 | 0 | 0 | 0 | 0 | 0 | 6094.3978
2025-01-23 | 8294.727 | 18.97 | 0 | 0 | 0 | 0 | 0 | 0 | 0 | 0 | 0 | 0 | 0 | 0 | 0 | 0 | 0 | 1 | 0 | 0 | 0 | 0 | 0 | 0 | 0 | 0 | 0 | 0 | 5979.2517
2025-01-23 | 8454.51 | 18.69 | 0 | 0 | 0 | 0 | 0 | 0 | 0 | 0 | 0 | 0 | 0 | 0 | 0 | 0 | 0 | 0 | 1 | 0 | 0 | 0 | 0 | 0 | 0 | 0 | 0 | 0 | 6034.7405
2025-01-23 | 8905.442 | 18.59 | 0 | 0 | 0 | 0 | 0 | 0 | 0 | 0 | 0 | 0 | 0 | 0 | 0 | 0 | 0 | 0 | 0 | 1 | 0 | 0 | 0 | 0 | 0 | 0 | 0 | 0 | 6410.4105
2025-01-23 | 8684.772 | 18.86 | 0 | 0 | 0 | 0 | 0 | 0 | 0 | 0 | 0 | 0 | 0 | 0 | 0 | 0 | 0 | 0 | 0 | 0 | 1 | 0 | 0 | 0 | 0 | 0 | 0 | 0 | 7000.8296
2025-01-23 | 7524.78 | 19.38 | 0 | 0 | 0 | 0 | 0 | 0 | 0 | 0 | 0 | 0 | 0 | 0 | 0 | 0 | 0 | 0 | 0 | 0 | 0 | 1 | 0 | 0 | 0 | 0 | 0 | 0 | 7281.4848
2025-01-23 | 6357.138 | 19.8 | 0 | 0 | 0 | 0 | 0 | 0 | 0 | 0 | 0 | 0 | 0 | 0 | 0 | 0 | 0 | 0 | 0 | 0 | 0 | 0 | 1 | 0 | 0 | 0 | 0 | 0 | 7339.3924
2025-01-23 | 5447.002 | 20.12 | 0 | 0 | 0 | 0 | 0 | 0 | 0 | 0 | 0 | 0 | 0 | 0 | 0 | 0 | 0 | 0 | 0 | 0 | 0 | 0 | 0 | 1 | 0 | 0 | 0 | 0 | 7344.9636
2025-01-23 | 4992.638 | 20.5 | 0 | 0 | 0 | 0 | 0 | 0 | 0 | 0 | 0 | 0 | 0 | 0 | 0 | 0 | 0 | 0 | 0 | 0 | 0 | 0 | 0 | 0 | 1 | 0 | 0 | 0 | 7151.8578
2025-01-23 | 4667.415 | 20.86 | 0 | 0 | 0 | 0 | 0 | 0 | 0 | 0 | 0 | 0 | 0 | 0 | 0 | 0 | 0 | 0 | 0 | 0 | 0 | 0 | 0 | 0 | 0 | 1 | 0 | 0 | 6656.0216
2025-01-23 | 4590.811 | 21.05 | 0 | 0 | 0 | 0 | 0 | 0 | 0 | 0 | 0 | 0 | 0 | 0 | 0 | 0 | 0 | 0 | 0 | 0 | 0 | 0 | 0 | 0 | 0 | 0 | 1 | 0 | 6052.724
2025-01-23 | 4714.73 | 21.4 | 0 | 0 | 0 | 0 | 0 | 0 | 0 | 0 | 0 | 0 | 0 | 0 | 0 | 0 | 0 | 0 | 0 | 0 | 0 | 0 | 0 | 0 | 0 | 0 | 0 | 1 | 5582.7658
2025-01-24 | 5049.861 | 21.89 | 0 | 0 | 1 | 0 | 0 | 0 | 0 | 0 | 0 | 0 | 0 | 0 | 0 | 0 | 0 | 0 | 0 | 0 | 0 | 0 | 0 | 0 | 0 | 0 | 0 | 0 | 5283.912
2025-01-24 | 5860.507 | 22.22 | 0 | 0 | 0 | 1 | 0 | 0 | 0 | 0 | 0 | 0 | 0 | 0 | 0 | 0 | 0 | 0 | 0 | 0 | 0 | 0 | 0 | 0 | 0 | 0 | 0 | 0 | 5107.2448
2025-01-24 | 6547.26 | 22.65 | 0 | 0 | 0 | 0 | 1 | 0 | 0 | 0 | 0 | 0 | 0 | 0 | 0 | 0 | 0 | 0 | 0 | 0 | 0 | 0 | 0 | 0 | 0 | 0 | 0 | 0 | 5036.8366
2025-01-24 | 6514.839 | 22.65 | 0 | 0 | 0 | 0 | 0 | 1 | 0 | 0 | 0 | 0 | 0 | 0 | 0 | 0 | 0 | 0 | 0 | 0 | 0 | 0 | 0 | 0 | 0 | 0 | 0 | 0 | 5009.7584
2025-01-24 | 6296.085 | 22.86 | 0 | 0 | 0 | 0 | 0 | 0 | 1 | 0 | 0 | 0 | 0 | 0 | 0 | 0 | 0 | 0 | 0 | 0 | 0 | 0 | 0 | 0 | 0 | 0 | 0 | 0 | 5178.9128
2025-01-24 | 6259.654 | 22.64 | 0 | 0 | 0 | 0 | 0 | 0 | 0 | 1 | 0 | 0 | 0 | 0 | 0 | 0 | 0 | 0 | 0 | 0 | 0 | 0 | 0 | 0 | 0 | 0 | 0 | 0 | 5484.4738
2025-01-24 | 6172.487 | 22.56 | 0 | 0 | 0 | 0 | 0 | 0 | 0 | 0 | 1 | 0 | 0 | 0 | 0 | 0 | 0 | 0 | 0 | 0 | 0 | 0 | 0 | 0 | 0 | 0 | 0 | 0 | 5881.5212
2025-01-24 | 6292.413 | 22.52 | 0 | 0 | 0 | 0 | 0 | 0 | 0 | 0 | 0 | 1 | 0 | 0 | 0 | 0 | 0 | 0 | 0 | 0 | 0 | 0 | 0 | 0 | 0 | 0 | 0 | 0 | 6261.1485
2025-01-24 | 6099.99 | 22.52 | 0 | 0 | 0 | 0 | 0 | 0 | 0 | 0 | 0 | 0 | 1 | 0 | 0 | 0 | 0 | 0 | 0 | 0 | 0 | 0 | 0 | 0 | 0 | 0 | 0 | 0 | 6473.4256
2025-01-24 | 6107.738 | 22.15 | 0 | 0 | 0 | 0 | 0 | 0 | 0 | 0 | 0 | 0 | 0 | 1 | 0 | 0 | 0 | 0 | 0 | 0 | 0 | 0 | 0 | 0 | 0 | 0 | 0 | 0 | 6485.841
2025-01-24 | 6458.273 | 21.62 | 0 | 0 | 0 | 0 | 0 | 0 | 0 | 0 | 0 | 0 | 0 | 0 | 1 | 0 | 0 | 0 | 0 | 0 | 0 | 0 | 0 | 0 | 0 | 0 | 0 | 0 | 6434.8824
2025-01-24 | 7468.628 | 20.74 | 0 | 0 | 0 | 0 | 0 | 0 | 0 | 0 | 0 | 0 | 0 | 0 | 0 | 1 | 0 | 0 | 0 | 0 | 0 | 0 | 0 | 0 | 0 | 0 | 0 | 0 | 6337.9197
2025-01-24 | 8548.894 | 19.99 | 0 | 0 | 0 | 0 | 0 | 0 | 0 | 0 | 0 | 0 | 0 | 0 | 0 | 0 | 1 | 0 | 0 | 0 | 0 | 0 | 0 | 0 | 0 | 0 | 0 | 0 | 6153.7995
2025-01-24 | 8810.632 | 19.66 | 0 | 0 | 0 | 0 | 0 | 0 | 0 | 0 | 0 | 0 | 0 | 0 | 0 | 0 | 0 | 1 | 0 | 0 | 0 | 0 | 0 | 0 | 0 | 0 | 0 | 0 | 6055.1538
2025-01-24 | 8892.198 | 19.54 | 0 | 0 | 0 | 0 | 0 | 0 | 0 | 0 | 0 | 0 | 0 | 0 | 0 | 0 | 0 | 0 | 1 | 0 | 0 | 0 | 0 | 0 | 0 | 0 | 0 | 0 | 6128.2432
2025-01-24 | 8880.529 | 19.51 | 0 | 0 | 0 | 0 | 0 | 0 | 0 | 0 | 0 | 0 | 0 | 0 | 0 | 0 | 0 | 0 | 0 | 1 | 0 | 0 | 0 | 0 | 0 | 0 | 0 | 0 | 6511.6134
2025-01-24 | 8500.75 | 19.71 | 0 | 0 | 0 | 0 | 0 | 0 | 0 | 0 | 0 | 0 | 0 | 0 | 0 | 0 | 0 | 0 | 0 | 0 | 1 | 0 | 0 | 0 | 0 | 0 | 0 | 0 | 7094.3322
2025-01-24 | 7464.972 | 19.97 | 0 | 0 | 0 | 0 | 0 | 0 | 0 | 0 | 0 | 0 | 0 | 0 | 0 | 0 | 0 | 0 | 0 | 0 | 0 | 1 | 0 | 0 | 0 | 0 | 0 | 0 | 7346.3867
2025-01-24 | 6310.732 | 20.25 | 0 | 0 | 0 | 0 | 0 | 0 | 0 | 0 | 0 | 0 | 0 | 0 | 0 | 0 | 0 | 0 | 0 | 0 | 0 | 0 | 1 | 0 | 0 | 0 | 0 | 0 | 7388.8938
2025-01-24 | 5444.727 | 20.25 | 0 | 0 | 0 | 0 | 0 | 0 | 0 | 0 | 0 | 0 | 0 | 0 | 0 | 0 | 0 | 0 | 0 | 0 | 0 | 0 | 0 | 1 | 0 | 0 | 0 | 0 | 7359.264
2025-01-24 | 4941.963 | 20.49 | 0 | 0 | 0 | 0 | 0 | 0 | 0 | 0 | 0 | 0 | 0 | 0 | 0 | 0 | 0 | 0 | 0 | 0 | 0 | 0 | 0 | 0 | 1 | 0 | 0 | 0 | 7150.7578
2025-01-24 | 4676.01 | 20.5 | 0 | 0 | 0 | 0 | 0 | 0 | 0 | 0 | 0 | 0 | 0 | 0 | 0 | 0 | 0 | 0 | 0 | 0 | 0 | 0 | 0 | 0 | 0 | 1 | 0 | 0 | 6616.4204
2025-01-24 | 4513.364 | 20.58 | 0 | 0 | 0 | 0 | 0 | 0 | 0 | 0 | 0 | 0 | 0 | 0 | 0 | 0 | 0 | 0 | 0 | 0 | 0 | 0 | 0 | 0 | 0 | 0 | 1 | 0 | 6001.0225
2025-01-24 | 4550.85 | 20.77 | 0 | 0 | 0 | 0 | 0 | 0 | 0 | 0 | 0 | 0 | 0 | 0 | 0 | 0 | 0 | 0 | 0 | 0 | 0 | 0 | 0 | 0 | 0 | 0 | 0 | 1 | 5513.4638
2025-01-25 | 4881.385 | 21.02 | 0 | 1 | 1 | 0 | 0 | 0 | 0 | 0 | 0 | 0 | 0 | 0 | 0 | 0 | 0 | 0 | 0 | 0 | 0 | 0 | 0 | 0 | 0 | 0 | 0 | 0 | 5466.6837
2025-01-25 | 5612.026 | 21.3 | 0 | 1 | 0 | 1 | 0 | 0 | 0 | 0 | 0 | 0 | 0 | 0 | 0 | 0 | 0 | 0 | 0 | 0 | 0 | 0 | 0 | 0 | 0 | 0 | 0 | 0 | 5284.5164
2025-01-25 | 6508.877 | 21.23 | 0 | 1 | 0 | 0 | 1 | 0 | 0 | 0 | 0 | 0 | 0 | 0 | 0 | 0 | 0 | 0 | 0 | 0 | 0 | 0 | 0 | 0 | 0 | 0 | 0 | 0 | 5159.1066
2025-01-25 | 6814.512 | 21.22 | 0 | 1 | 0 | 0 | 0 | 1 | 0 | 0 | 0 | 0 | 0 | 0 | 0 | 0 | 0 | 0 | 0 | 0 | 0 | 0 | 0 | 0 | 0 | 0 | 0 | 0 | 5130.9284
2025-01-25 | 6767.53 | 21.23 | 0 | 1 | 0 | 0 | 0 | 0 | 1 | 0 | 0 | 0 | 0 | 0 | 0 | 0 | 0 | 0 | 0 | 0 | 0 | 0 | 0 | 0 | 0 | 0 | 0 | 0 | 5278.0821
2025-01-25 | 6691.141 | 21.29 | 0 | 1 | 0 | 0 | 0 | 0 | 0 | 1 | 0 | 0 | 0 | 0 | 0 | 0 | 0 | 0 | 0 | 0 | 0 | 0 | 0 | 0 | 0 | 0 | 0 | 0 | 5614.444
2025-01-25 | 6719.215 | 21.34 | 0 | 1 | 0 | 0 | 0 | 0 | 0 | 0 | 1 | 0 | 0 | 0 | 0 | 0 | 0 | 0 | 0 | 0 | 0 | 0 | 0 | 0 | 0 | 0 | 0 | 0 | 6025.7918
2025-01-25 | 6803.9 | 21.09 | 0 | 1 | 0 | 0 | 0 | 0 | 0 | 0 | 0 | 1 | 0 | 0 | 0 | 0 | 0 | 0 | 0 | 0 | 0 | 0 | 0 | 0 | 0 | 0 | 0 | 0 | 6382.3185
2025-01-25 | 6568.578 | 21.16 | 0 | 1 | 0 | 0 | 0 | 0 | 0 | 0 | 0 | 0 | 1 | 0 | 0 | 0 | 0 | 0 | 0 | 0 | 0 | 0 | 0 | 0 | 0 | 0 | 0 | 0 | 6602.2958
2025-01-25 | 6534.184 | 20.55 | 0 | 1 | 0 | 0 | 0 | 0 | 0 | 0 | 0 | 0 | 0 | 1 | 0 | 0 | 0 | 0 | 0 | 0 | 0 | 0 | 0 | 0 | 0 | 0 | 0 | 0 | 6588.3105
2025-01-25 | 6815.239 | 20.26 | 0 | 1 | 0 | 0 | 0 | 0 | 0 | 0 | 0 | 0 | 0 | 0 | 1 | 0 | 0 | 0 | 0 | 0 | 0 | 0 | 0 | 0 | 0 | 0 | 0 | 0 | 6563.7526
2025-01-25 | 7727.638 | 19.7 | 0 | 1 | 0 | 0 | 0 | 0 | 0 | 0 | 0 | 0 | 0 | 0 | 0 | 1 | 0 | 0 | 0 | 0 | 0 | 0 | 0 | 0 | 0 | 0 | 0 | 0 | 6501.9909
2025-01-25 | 8770.141 | 19.38 | 0 | 1 | 0 | 0 | 0 | 0 | 0 | 0 | 0 | 0 | 0 | 0 | 0 | 0 | 1 | 0 | 0 | 0 | 0 | 0 | 0 | 0 | 0 | 0 | 0 | 0 | 6365.172
2025-01-25 | 8639.669 | 19.1 | 0 | 1 | 0 | 0 | 0 | 0 | 0 | 0 | 0 | 0 | 0 | 0 | 0 | 0 | 0 | 1 | 0 | 0 | 0 | 0 | 0 | 0 | 0 | 0 | 0 | 0 | 6272.0265
2025-01-25 | 8861.349 | 18.7 | 0 | 1 | 0 | 0 | 0 | 0 | 0 | 0 | 0 | 0 | 0 | 0 | 0 | 0 | 0 | 0 | 1 | 0 | 0 | 0 | 0 | 0 | 0 | 0 | 0 | 0 | 6314.315
2025-01-25 | 8960.067 | 18.93 | 0 | 1 | 0 | 0 | 0 | 0 | 0 | 0 | 0 | 0 | 0 | 0 | 0 | 0 | 0 | 0 | 0 | 1 | 0 | 0 | 0 | 0 | 0 | 0 | 0 | 0 | 6726.286
2025-01-25 | 8745.47 | 19.05 | 0 | 1 | 0 | 0 | 0 | 0 | 0 | 0 | 0 | 0 | 0 | 0 | 0 | 0 | 0 | 0 | 0 | 0 | 1 | 0 | 0 | 0 | 0 | 0 | 0 | 0 | 7300.2046
2025-01-25 | 7663.513 | 19.38 | 0 | 1 | 0 | 0 | 0 | 0 | 0 | 0 | 0 | 0 | 0 | 0 | 0 | 0 | 0 | 0 | 0 | 0 | 0 | 1 | 0 | 0 | 0 | 0 | 0 | 0 | 7559.9593
2025-01-25 | 6379.196 | 19.79 | 0 | 1 | 0 | 0 | 0 | 0 | 0 | 0 | 0 | 0 | 0 | 0 | 0 | 0 | 0 | 0 | 0 | 0 | 0 | 0 | 1 | 0 | 0 | 0 | 0 | 0 | 7616.7668
2025-01-25 | 5519.46 | 20.05 | 0 | 1 | 0 | 0 | 0 | 0 | 0 | 0 | 0 | 0 | 0 | 0 | 0 | 0 | 0 | 0 | 0 | 0 | 0 | 0 | 0 | 1 | 0 | 0 | 0 | 0 | 7615.7378
2025-01-25 | 5038.033 | 20.24 | 0 | 1 | 0 | 0 | 0 | 0 | 0 | 0 | 0 | 0 | 0 | 0 | 0 | 0 | 0 | 0 | 0 | 0 | 0 | 0 | 0 | 0 | 1 | 0 | 0 | 0 | 7401.7314
2025-01-25 | 4690.225 | 20.27 | 0 | 1 | 0 | 0 | 0 | 0 | 0 | 0 | 0 | 0 | 0 | 0 | 0 | 0 | 0 | 0 | 0 | 0 | 0 | 0 | 0 | 0 | 0 | 1 | 0 | 0 | 6869.5941
2025-01-25 | 4601.944 | 20.21 | 0 | 1 | 0 | 0 | 0 | 0 | 0 | 0 | 0 | 0 | 0 | 0 | 0 | 0 | 0 | 0 | 0 | 0 | 0 | 0 | 0 | 0 | 0 | 0 | 1 | 0 | 6238.7958
2025-01-25 | 4599.479 | 19.99 | 0 | 1 | 0 | 0 | 0 | 0 | 0 | 0 | 0 | 0 | 0 | 0 | 0 | 0 | 0 | 0 | 0 | 0 | 0 | 0 | 0 | 0 | 0 | 0 | 0 | 1 | 5706.1358
2025-01-26 | 4905.142 | 19.94 | 0 | 1 | 1 | 0 | 0 | 0 | 0 | 0 | 0 | 0 | 0 | 0 | 0 | 0 | 0 | 0 | 0 | 0 | 0 | 0 | 0 | 0 | 0 | 0 | 0 | 0 | 5347.8803
2025-01-26 | 5730.585 | 20.11 | 0 | 1 | 0 | 1 | 0 | 0 | 0 | 0 | 0 | 0 | 0 | 0 | 0 | 0 | 0 | 0 | 0 | 0 | 0 | 0 | 0 | 0 | 0 | 0 | 0 | 0 | 5153.6127
2025-01-26 | 6387.731 | 20.48 | 0 | 1 | 0 | 0 | 1 | 0 | 0 | 0 | 0 | 0 | 0 | 0 | 0 | 0 | 0 | 0 | 0 | 0 | 0 | 0 | 0 | 0 | 0 | 0 | 0 | 0 | 5076.6043
2025-01-26 | 6682.739 | 20.49 | 0 | 1 | 0 | 0 | 0 | 1 | 0 | 0 | 0 | 0 | 0 | 0 | 0 | 0 | 0 | 0 | 0 | 0 | 0 | 0 | 0 | 0 | 0 | 0 | 0 | 0 | 5050.6261
2025-01-26 | 6559.34 | 20.43 | 0 | 1 | 0 | 0 | 0 | 0 | 1 | 0 | 0 | 0 | 0 | 0 | 0 | 0 | 0 | 0 | 0 | 0 | 0 | 0 | 0 | 0 | 0 | 0 | 0 | 0 | 5190.0796
2025-01-26 | 6420.502 | 20.47 | 0 | 1 | 0 | 0 | 0 | 0 | 0 | 1 | 0 | 0 | 0 | 0 | 0 | 0 | 0 | 0 | 0 | 0 | 0 | 0 | 0 | 0 | 0 | 0 | 0 | 0 | 5524.2414
2025-01-26 | 6453.87 | 20.48 | 0 | 1 | 0 | 0 | 0 | 0 | 0 | 0 | 1 | 0 | 0 | 0 | 0 | 0 | 0 | 0 | 0 | 0 | 0 | 0 | 0 | 0 | 0 | 0 | 0 | 0 | 5931.1891
2025-01-26 | 6388.002 | 20.59 | 0 | 1 | 0 | 0 | 0 | 0 | 0 | 0 | 0 | 1 | 0 | 0 | 0 | 0 | 0 | 0 | 0 | 0 | 0 | 0 | 0 | 0 | 0 | 0 | 0 | 0 | 6327.3169
2025-01-26 | 6284.143 | 20.48 | 0 | 1 | 0 | 0 | 0 | 0 | 0 | 0 | 0 | 0 | 1 | 0 | 0 | 0 | 0 | 0 | 0 | 0 | 0 | 0 | 0 | 0 | 0 | 0 | 0 | 0 | 6527.4936
2025-01-26 | 6239.936 | 20.1 | 0 | 1 | 0 | 0 | 0 | 0 | 0 | 0 | 0 | 0 | 0 | 1 | 0 | 0 | 0 | 0 | 0 | 0 | 0 | 0 | 0 | 0 | 0 | 0 | 0 | 0 | 6538.8091
2025-01-26 | 6508.162 | 19.71 | 0 | 1 | 0 | 0 | 0 | 0 | 0 | 0 | 0 | 0 | 0 | 0 | 1 | 0 | 0 | 0 | 0 | 0 | 0 | 0 | 0 | 0 | 0 | 0 | 0 | 0 | 6503.2509
2025-01-26 | 7329.256 | 19.32 | 0 | 1 | 0 | 0 | 0 | 0 | 0 | 0 | 0 | 0 | 0 | 0 | 0 | 1 | 0 | 0 | 0 | 0 | 0 | 0 | 0 | 0 | 0 | 0 | 0 | 0 | 6460.1897
2025-01-26 | 8302.995 | 19.18 | 0 | 1 | 0 | 0 | 0 | 0 | 0 | 0 | 0 | 0 | 0 | 0 | 0 | 0 | 1 | 0 | 0 | 0 | 0 | 0 | 0 | 0 | 0 | 0 | 0 | 0 | 6343.1714
2025-01-26 | 8477.351 | 18.8 | 0 | 1 | 0 | 0 | 0 | 0 | 0 | 0 | 0 | 0 | 0 | 0 | 0 | 0 | 0 | 1 | 0 | 0 | 0 | 0 | 0 | 0 | 0 | 0 | 0 | 0 | 6239.0256
2025-01-26 | 8684.49 | 18.67 | 0 | 1 | 0 | 0 | 0 | 0 | 0 | 0 | 0 | 0 | 0 | 0 | 0 | 0 | 0 | 0 | 1 | 0 | 0 | 0 | 0 | 0 | 0 | 0 | 0 | 0 | 6311.0149
2025-01-26 | 9109.003 | 18.81 | 0 | 1 | 0 | 0 | 0 | 0 | 0 | 0 | 0 | 0 | 0 | 0 | 0 | 0 | 0 | 0 | 0 | 1 | 0 | 0 | 0 | 0 | 0 | 0 | 0 | 0 | 6713.0856
2025-01-26 | 9045.95 | 18.95 | 0 | 1 | 0 | 0 | 0 | 0 | 0 | 0 | 0 | 0 | 0 | 0 | 0 | 0 | 0 | 0 | 0 | 0 | 1 | 0 | 0 | 0 | 0 | 0 | 0 | 0 | 7289.2043
2025-01-26 | 8110.31 | 19.23 | 0 | 1 | 0 | 0 | 0 | 0 | 0 | 0 | 0 | 0 | 0 | 0 | 0 | 0 | 0 | 0 | 0 | 0 | 0 | 1 | 0 | 0 | 0 | 0 | 0 | 0 | 7543.4588
2025-01-26 | 6753.276 | 19.6 | 0 | 1 | 0 | 0 | 0 | 0 | 0 | 0 | 0 | 0 | 0 | 0 | 0 | 0 | 0 | 0 | 0 | 0 | 0 | 0 | 1 | 0 | 0 | 0 | 0 | 0 | 7595.8662
2025-01-26 | 5786.138 | 19.8 | 0 | 1 | 0 | 0 | 0 | 0 | 0 | 0 | 0 | 0 | 0 | 0 | 0 | 0 | 0 | 0 | 0 | 0 | 0 | 0 | 0 | 1 | 0 | 0 | 0 | 0 | 7588.237
2025-01-26 | 5189.867 | 20.05 | 0 | 1 | 0 | 0 | 0 | 0 | 0 | 0 | 0 | 0 | 0 | 0 | 0 | 0 | 0 | 0 | 0 | 0 | 0 | 0 | 0 | 0 | 1 | 0 | 0 | 0 | 7380.8308
2025-01-26 | 4784.278 | 20.25 | 0 | 1 | 0 | 0 | 0 | 0 | 0 | 0 | 0 | 0 | 0 | 0 | 0 | 0 | 0 | 0 | 0 | 0 | 0 | 0 | 0 | 0 | 0 | 1 | 0 | 0 | 6867.3941
2025-01-26 | 4571.786 | 20.44 | 0 | 1 | 0 | 0 | 0 | 0 | 0 | 0 | 0 | 0 | 0 | 0 | 0 | 0 | 0 | 0 | 0 | 0 | 0 | 0 | 0 | 0 | 0 | 0 | 1 | 0 | 6264.0966
2025-01-26 | 4559.316 | 20.58 | 0 | 1 | 0 | 0 | 0 | 0 | 0 | 0 | 0 | 0 | 0 | 0 | 0 | 0 | 0 | 0 | 0 | 0 | 0 | 0 | 0 | 0 | 0 | 0 | 0 | 1 | 5771.0376
2025-01-27 | 4791.704 | 20.28 | 0 | 0 | 1 | 0 | 0 | 0 | 0 | 0 | 0 | 0 | 0 | 0 | 0 | 0 | 0 | 0 | 0 | 0 | 0 | 0 | 0 | 0 | 0 | 0 | 0 | 0 | 5106.807
2025-01-27 | 5591.632 | 20.43 | 0 | 0 | 0 | 1 | 0 | 0 | 0 | 0 | 0 | 0 | 0 | 0 | 0 | 0 | 0 | 0 | 0 | 0 | 0 | 0 | 0 | 0 | 0 | 0 | 0 | 0 | 4910.3392
2025-01-27 | 6397.182 | 20.33 | 0 | 0 | 0 | 0 | 1 | 0 | 0 | 0 | 0 | 0 | 0 | 0 | 0 | 0 | 0 | 0 | 0 | 0 | 0 | 0 | 0 | 0 | 0 | 0 | 0 | 0 | 4781.6294
2025-01-27 | 6791.205 | 20.35 | 0 | 0 | 0 | 0 | 0 | 1 | 0 | 0 | 0 | 0 | 0 | 0 | 0 | 0 | 0 | 0 | 0 | 0 | 0 | 0 | 0 | 0 | 0 | 0 | 0 | 0 | 4756.7512
2025-01-27 | 6843.502 | 20.48 | 0 | 0 | 0 | 0 | 0 | 0 | 1 | 0 | 0 | 0 | 0 | 0 | 0 | 0 | 0 | 0 | 0 | 0 | 0 | 0 | 0 | 0 | 0 | 0 | 0 | 0 | 4917.1053
2025-01-27 | 6873.168 | 20.51 | 0 | 0 | 0 | 0 | 0 | 0 | 0 | 1 | 0 | 0 | 0 | 0 | 0 | 0 | 0 | 0 | 0 | 0 | 0 | 0 | 0 | 0 | 0 | 0 | 0 | 0 | 5250.1671
2025-01-27 | 6937.711 | 20.62 | 0 | 0 | 0 | 0 | 0 | 0 | 0 | 0 | 1 | 0 | 0 | 0 | 0 | 0 | 0 | 0 | 0 | 0 | 0 | 0 | 0 | 0 | 0 | 0 | 0 | 0 | 5668.1151
2025-01-27 | 6899.046 | 20.22 | 0 | 0 | 0 | 0 | 0 | 0 | 0 | 0 | 0 | 1 | 0 | 0 | 0 | 0 | 0 | 0 | 0 | 0 | 0 | 0 | 0 | 0 | 0 | 0 | 0 | 0 | 6008.1413
2025-01-27 | 6741.071 | 20.35 | 0 | 0 | 0 | 0 | 0 | 0 | 0 | 0 | 0 | 0 | 1 | 0 | 0 | 0 | 0 | 0 | 0 | 0 | 0 | 0 | 0 | 0 | 0 | 0 | 0 | 0 | 6234.7188
2025-01-27 | 6805.599 | 19.79 | 0 | 0 | 0 | 0 | 0 | 0 | 0 | 0 | 0 | 0 | 0 | 1 | 0 | 0 | 0 | 0 | 0 | 0 | 0 | 0 | 0 | 0 | 0 | 0 | 0 | 0 | 6226.2336
2025-01-27 | 7119.02 | 19.31 | 0 | 0 | 0 | 0 | 0 | 0 | 0 | 0 | 0 | 0 | 0 | 0 | 1 | 0 | 0 | 0 | 0 | 0 | 0 | 0 | 0 | 0 | 0 | 0 | 0 | 0 | 6180.7752
2025-01-27 | 7919.161 | 18.93 | 0 | 0 | 0 | 0 | 0 | 0 | 0 | 0 | 0 | 0 | 0 | 0 | 0 | 1 | 0 | 0 | 0 | 0 | 0 | 0 | 0 | 0 | 0 | 0 | 0 | 0 | 6138.8141
2025-01-27 | 8737.919 | 18.71 | 0 | 0 | 0 | 0 | 0 | 0 | 0 | 0 | 0 | 0 | 0 | 0 | 0 | 0 | 1 | 0 | 0 | 0 | 0 | 0 | 0 | 0 | 0 | 0 | 0 | 0 | 6012.9955
2025-01-27 | 8756.011 | 18.57 | 0 | 0 | 0 | 0 | 0 | 0 | 0 | 0 | 0 | 0 | 0 | 0 | 0 | 0 | 0 | 1 | 0 | 0 | 0 | 0 | 0 | 0 | 0 | 0 | 0 | 0 | 5935.2504
2025-01-27 | 8884.754 | 18.59 | 0 | 0 | 0 | 0 | 0 | 0 | 0 | 0 | 0 | 0 | 0 | 0 | 0 | 0 | 0 | 0 | 1 | 0 | 0 | 0 | 0 | 0 | 0 | 0 | 0 | 0 | 6023.7402
2025-01-27 | 9078.029 | 18.7 | 0 | 0 | 0 | 0 | 0 | 0 | 0 | 0 | 0 | 0 | 0 | 0 | 0 | 0 | 0 | 0 | 0 | 1 | 0 | 0 | 0 | 0 | 0 | 0 | 0 | 0 | 6422.5108
2025-01-27 | 8737.439 | 19.08 | 0 | 0 | 0 | 0 | 0 | 0 | 0 | 0 | 0 | 0 | 0 | 0 | 0 | 0 | 0 | 0 | 0 | 0 | 1 | 0 | 0 | 0 | 0 | 0 | 0 | 0 | 7025.0303
2025-01-27 | 7951.672 | 19.44 | 0 | 0 | 0 | 0 | 0 | 0 | 0 | 0 | 0 | 0 | 0 | 0 | 0 | 0 | 0 | 0 | 0 | 0 | 0 | 1 | 0 | 0 | 0 | 0 | 0 | 0 | 7288.085
2025-01-27 | 6970.601 | 19.79 | 0 | 0 | 0 | 0 | 0 | 0 | 0 | 0 | 0 | 0 | 0 | 0 | 0 | 0 | 0 | 0 | 0 | 0 | 0 | 0 | 1 | 0 | 0 | 0 | 0 | 0 | 7338.2924
2025-01-27 | 6012.065 | 19.98 | 0 | 0 | 0 | 0 | 0 | 0 | 0 | 0 | 0 | 0 | 0 | 0 | 0 | 0 | 0 | 0 | 0 | 0 | 0 | 0 | 0 | 1 | 0 | 0 | 0 | 0 | 7329.5632
2025-01-27 | 5355.035 | 20.24 | 0 | 0 | 0 | 0 | 0 | 0 | 0 | 0 | 0 | 0 | 0 | 0 | 0 | 0 | 0 | 0 | 0 | 0 | 0 | 0 | 0 | 0 | 1 | 0 | 0 | 0 | 7123.257
2025-01-27 | 4961.562 | 20.72 | 0 | 0 | 0 | 0 | 0 | 0 | 0 | 0 | 0 | 0 | 0 | 0 | 0 | 0 | 0 | 0 | 0 | 0 | 0 | 0 | 0 | 0 | 0 | 1 | 0 | 0 | 6640.6211
2025-01-27 | 4671.47 | 20.76 | 0 | 0 | 0 | 0 | 0 | 0 | 0 | 0 | 0 | 0 | 0 | 0 | 0 | 0 | 0 | 0 | 0 | 0 | 0 | 0 | 0 | 0 | 0 | 0 | 1 | 0 | 6020.8231
2025-01-27 | 4633.821 | 20.9 | 0 | 0 | 0 | 0 | 0 | 0 | 0 | 0 | 0 | 0 | 0 | 0 | 0 | 0 | 0 | 0 | 0 | 0 | 0 | 0 | 0 | 0 | 0 | 0 | 0 | 1 | 5527.7642
2025-01-28 | 4683.081 | 20.89 | 0 | 0 | 1 | 0 | 0 | 0 | 0 | 0 | 0 | 0 | 0 | 0 | 0 | 0 | 0 | 0 | 0 | 0 | 0 | 0 | 0 | 0 | 0 | 0 | 0 | 0 | 5173.9089
2025-01-28 | 5011.799 | 21.17 | 0 | 0 | 0 | 1 | 0 | 0 | 0 | 0 | 0 | 0 | 0 | 0 | 0 | 0 | 0 | 0 | 0 | 0 | 0 | 0 | 0 | 0 | 0 | 0 | 0 | 0 | 4991.7415
2025-01-28 | 5885.826 | 21.41 | 0 | 0 | 0 | 0 | 1 | 0 | 0 | 0 | 0 | 0 | 0 | 0 | 0 | 0 | 0 | 0 | 0 | 0 | 0 | 0 | 0 | 0 | 0 | 0 | 0 | 0 | 4900.4328
2025-01-28 | 7002.783 | 21.88 | 0 | 0 | 0 | 0 | 0 | 1 | 0 | 0 | 0 | 0 | 0 | 0 | 0 | 0 | 0 | 0 | 0 | 0 | 0 | 0 | 0 | 0 | 0 | 0 | 0 | 0 | 4925.056
2025-01-28 | 7831.897 | 22.45 | 0 | 0 | 0 | 0 | 0 | 0 | 1 | 0 | 0 | 0 | 0 | 0 | 0 | 0 | 0 | 0 | 0 | 0 | 0 | 0 | 0 | 0 | 0 | 0 | 0 | 0 | 5133.8115
2025-01-28 | 8249.561 | 23.06 | 0 | 0 | 0 | 0 | 0 | 0 | 0 | 1 | 0 | 0 | 0 | 0 | 0 | 0 | 0 | 0 | 0 | 0 | 0 | 0 | 0 | 0 | 0 | 0 | 0 | 0 | 5530.6751
2025-01-28 | 8457.563 | 23.57 | 0 | 0 | 0 | 0 | 0 | 0 | 0 | 0 | 1 | 0 | 0 | 0 | 0 | 0 | 0 | 0 | 0 | 0 | 0 | 0 | 0 | 0 | 0 | 0 | 0 | 0 | 5992.6243
2025-01-28 | 8454.459 | 24.2 | 0 | 0 | 0 | 0 | 0 | 0 | 0 | 0 | 0 | 1 | 0 | 0 | 0 | 0 | 0 | 0 | 0 | 0 | 0 | 0 | 0 | 0 | 0 | 0 | 0 | 0 | 6445.9538
2025-01-28 | 8473.055 | 24.48 | 0 | 0 | 0 | 0 | 0 | 0 | 0 | 0 | 0 | 0 | 1 | 0 | 0 | 0 | 0 | 0 | 0 | 0 | 0 | 0 | 0 | 0 | 0 | 0 | 0 | 0 | 6689.0317
2025-01-28 | 8265.684 | 24.06 | 0 | 0 | 0 | 0 | 0 | 0 | 0 | 0 | 0 | 0 | 0 | 1 | 0 | 0 | 0 | 0 | 0 | 0 | 0 | 0 | 0 | 0 | 0 | 0 | 0 | 0 | 6695.947
2025-01-28 | 8301.043 | 23.29 | 0 | 0 | 0 | 0 | 0 | 0 | 0 | 0 | 0 | 0 | 0 | 0 | 1 | 0 | 0 | 0 | 0 | 0 | 0 | 0 | 0 | 0 | 0 | 0 | 0 | 0 | 6618.5877
2025-01-28 | 8639.452 | 22.62 | 0 | 0 | 0 | 0 | 0 | 0 | 0 | 0 | 0 | 0 | 0 | 0 | 0 | 1 | 0 | 0 | 0 | 0 | 0 | 0 | 0 | 0 | 0 | 0 | 0 | 0 | 6544.7256
2025-01-28 | 9112.018 | 22.1 | 0 | 0 | 0 | 0 | 0 | 0 | 0 | 0 | 0 | 0 | 0 | 0 | 0 | 0 | 1 | 0 | 0 | 0 | 0 | 0 | 0 | 0 | 0 | 0 | 0 | 0 | 6385.9061
2025-01-28 | 9032.788 | 21.8 | 0 | 0 | 0 | 0 | 0 | 0 | 0 | 0 | 0 | 0 | 0 | 0 | 0 | 0 | 0 | 1 | 0 | 0 | 0 | 0 | 0 | 0 | 0 | 0 | 0 | 0 | 6290.5605
2025-01-28 | 8726.777 | 21.31 | 0 | 0 | 0 | 0 | 0 | 0 | 0 | 0 | 0 | 0 | 0 | 0 | 0 | 0 | 0 | 0 | 1 | 0 | 0 | 0 | 0 | 0 | 0 | 0 | 0 | 0 | 6322.9487
2025-01-28 | 8445.825 | 21.12 | 0 | 0 | 0 | 0 | 0 | 0 | 0 | 0 | 0 | 0 | 0 | 0 | 0 | 0 | 0 | 0 | 0 | 1 | 0 | 0 | 0 | 0 | 0 | 0 | 0 | 0 | 6688.7184
2025-01-28 | 8104.354 | 21.11 | 0 | 0 | 0 | 0 | 0 | 0 | 0 | 0 | 0 | 0 | 0 | 0 | 0 | 0 | 0 | 0 | 0 | 0 | 1 | 0 | 0 | 0 | 0 | 0 | 0 | 0 | 7248.3366
2025-01-28 | 7421.556 | 21.47 | 0 | 0 | 0 | 0 | 0 | 0 | 0 | 0 | 0 | 0 | 0 | 0 | 0 | 0 | 0 | 0 | 0 | 0 | 0 | 1 | 0 | 0 | 0 | 0 | 0 | 0 | 7511.3914
2025-01-28 | 6474.405 | 21.85 | 0 | 0 | 0 | 0 | 0 | 0 | 0 | 0 | 0 | 0 | 0 | 0 | 0 | 0 | 0 | 0 | 0 | 0 | 0 | 0 | 1 | 0 | 0 | 0 | 0 | 0 | 7564.8988
2025-01-28 | 5654.564 | 21.81 | 0 | 0 | 0 | 0 | 0 | 0 | 0 | 0 | 0 | 0 | 0 | 0 | 0 | 0 | 0 | 0 | 0 | 0 | 0 | 0 | 0 | 1 | 0 | 0 | 0 | 0 | 7530.8689
2025-01-28 | 5107.114 | 21.71 | 0 | 0 | 0 | 0 | 0 | 0 | 0 | 0 | 0 | 0 | 0 | 0 | 0 | 0 | 0 | 0 | 0 | 0 | 0 | 0 | 0 | 0 | 1 | 0 | 0 | 0 | 7284.9616
2025-01-28 | 4791.772 | 21.76 | 0 | 0 | 0 | 0 | 0 | 0 | 0 | 0 | 0 | 0 | 0 | 0 | 0 | 0 | 0 | 0 | 0 | 0 | 0 | 0 | 0 | 0 | 0 | 1 | 0 | 0 | 6755.0244
2025-01-28 | 4652.802 | 22.3 | 0 | 0 | 0 | 0 | 0 | 0 | 0 | 0 | 0 | 0 | 0 | 0 | 0 | 0 | 0 | 0 | 0 | 0 | 0 | 0 | 0 | 0 | 0 | 0 | 1 | 0 | 6190.2279
2025-01-28 | 4537.997 | 22.32 | 0 | 0 | 0 | 0 | 0 | 0 | 0 | 0 | 0 | 0 | 0 | 0 | 0 | 0 | 0 | 0 | 0 | 0 | 0 | 0 | 0 | 0 | 0 | 0 | 0 | 1 | 5683.9687
2025-01-29 | 4705.413 | 22.08 | 0 | 0 | 1 | 0 | 0 | 0 | 0 | 0 | 0 | 0 | 0 | 0 | 0 | 0 | 0 | 0 | 0 | 0 | 0 | 0 | 0 | 0 | 0 | 0 | 0 | 0 | 5304.8126
2025-01-29 | 5089.374 | 22.31 | 0 | 0 | 0 | 1 | 0 | 0 | 0 | 0 | 0 | 0 | 0 | 0 | 0 | 0 | 0 | 0 | 0 | 0 | 0 | 0 | 0 | 0 | 0 | 0 | 0 | 0 | 5117.1451
2025-01-29 | 5862.609 | 22.51 | 0 | 0 | 0 | 0 | 1 | 0 | 0 | 0 | 0 | 0 | 0 | 0 | 0 | 0 | 0 | 0 | 0 | 0 | 0 | 0 | 0 | 0 | 0 | 0 | 0 | 0 | 5021.4362
2025-01-29 | 6939.249 | 23.04 | 0 | 0 | 0 | 0 | 0 | 1 | 0 | 0 | 0 | 0 | 0 | 0 | 0 | 0 | 0 | 0 | 0 | 0 | 0 | 0 | 0 | 0 | 0 | 0 | 0 | 0 | 5052.6597
2025-01-29 | 7882.649 | 23 | 0 | 0 | 0 | 0 | 0 | 0 | 1 | 0 | 0 | 0 | 0 | 0 | 0 | 0 | 0 | 0 | 0 | 0 | 0 | 0 | 0 | 0 | 0 | 0 | 0 | 0 | 5194.3132
2025-01-29 | 8336.515 | 23.3 | 0 | 0 | 0 | 0 | 0 | 0 | 0 | 1 | 0 | 0 | 0 | 0 | 0 | 0 | 0 | 0 | 0 | 0 | 0 | 0 | 0 | 0 | 0 | 0 | 0 | 0 | 5557.0759
2025-01-29 | 8547.607 | 23.7 | 0 | 0 | 0 | 0 | 0 | 0 | 0 | 0 | 1 | 0 | 0 | 0 | 0 | 0 | 0 | 0 | 0 | 0 | 0 | 0 | 0 | 0 | 0 | 0 | 0 | 0 | 6006.9247
2025-01-29 | 8629.566 | 23.91 | 0 | 0 | 0 | 0 | 0 | 0 | 0 | 0 | 0 | 1 | 0 | 0 | 0 | 0 | 0 | 0 | 0 | 0 | 0 | 0 | 0 | 0 | 0 | 0 | 0 | 0 | 6414.0529
2025-01-29 | 8355.29 | 24.1 | 0 | 0 | 0 | 0 | 0 | 0 | 0 | 0 | 0 | 0 | 1 | 0 | 0 | 0 | 0 | 0 | 0 | 0 | 0 | 0 | 0 | 0 | 0 | 0 | 0 | 0 | 6647.2306
2025-01-29 | 8054.067 | 24.06 | 0 | 0 | 0 | 0 | 0 | 0 | 0 | 0 | 0 | 0 | 0 | 1 | 0 | 0 | 0 | 0 | 0 | 0 | 0 | 0 | 0 | 0 | 0 | 0 | 0 | 0 | 6695.947
2025-01-29 | 8228.825 | 24.02 | 0 | 0 | 0 | 0 | 0 | 0 | 0 | 0 | 0 | 0 | 0 | 0 | 1 | 0 | 0 | 0 | 0 | 0 | 0 | 0 | 0 | 0 | 0 | 0 | 0 | 0 | 6698.89
2025-01-29 | 9064.438 | 23.57 | 0 | 0 | 0 | 0 | 0 | 0 | 0 | 0 | 0 | 0 | 0 | 0 | 0 | 1 | 0 | 0 | 0 | 0 | 0 | 0 | 0 | 0 | 0 | 0 | 0 | 0 | 6649.2286
2025-01-29 | 9641.123 | 23.3 | 0 | 0 | 0 | 0 | 0 | 0 | 0 | 0 | 0 | 0 | 0 | 0 | 0 | 0 | 1 | 0 | 0 | 0 | 0 | 0 | 0 | 0 | 0 | 0 | 0 | 0 | 6517.9099
2025-01-29 | 9448.635 | 23.04 | 0 | 0 | 0 | 0 | 0 | 0 | 0 | 0 | 0 | 0 | 0 | 0 | 0 | 0 | 0 | 1 | 0 | 0 | 0 | 0 | 0 | 0 | 0 | 0 | 0 | 0 | 6426.9644
2025-01-29 | 9115.278 | 22.7 | 0 | 0 | 0 | 0 | 0 | 0 | 0 | 0 | 0 | 0 | 0 | 0 | 0 | 0 | 0 | 0 | 1 | 0 | 0 | 0 | 0 | 0 | 0 | 0 | 0 | 0 | 6475.8531
2025-01-29 | 8822.563 | 22.57 | 0 | 0 | 0 | 0 | 0 | 0 | 0 | 0 | 0 | 0 | 0 | 0 | 0 | 0 | 0 | 0 | 0 | 1 | 0 | 0 | 0 | 0 | 0 | 0 | 0 | 0 | 6848.223
2025-01-29 | 8337.329 | 22.71 | 0 | 0 | 0 | 0 | 0 | 0 | 0 | 0 | 0 | 0 | 0 | 0 | 0 | 0 | 0 | 0 | 0 | 0 | 1 | 0 | 0 | 0 | 0 | 0 | 0 | 0 | 7424.3416
2025-01-29 | 7545.006 | 23.28 | 0 | 0 | 0 | 0 | 0 | 0 | 0 | 0 | 0 | 0 | 0 | 0 | 0 | 0 | 0 | 0 | 0 | 0 | 0 | 1 | 0 | 0 | 0 | 0 | 0 | 0 | 7710.4971
2025-01-29 | 6576.763 | 24.05 | 0 | 0 | 0 | 0 | 0 | 0 | 0 | 0 | 0 | 0 | 0 | 0 | 0 | 0 | 0 | 0 | 0 | 0 | 0 | 0 | 1 | 0 | 0 | 0 | 0 | 0 | 7806.9057
2025-01-29 | 5823.942 | 24.6 | 0 | 0 | 0 | 0 | 0 | 0 | 0 | 0 | 0 | 0 | 0 | 0 | 0 | 0 | 0 | 0 | 0 | 0 | 0 | 0 | 0 | 1 | 0 | 0 | 0 | 0 | 7837.7776
2025-01-29 | 5275.634 | 25.32 | 0 | 0 | 0 | 0 | 0 | 0 | 0 | 0 | 0 | 0 | 0 | 0 | 0 | 0 | 0 | 0 | 0 | 0 | 0 | 0 | 0 | 0 | 1 | 0 | 0 | 0 | 7682.0729
2025-01-29 | 5003.693 | 26.08 | 0 | 0 | 0 | 0 | 0 | 0 | 0 | 0 | 0 | 0 | 0 | 0 | 0 | 0 | 0 | 0 | 0 | 0 | 0 | 0 | 0 | 0 | 0 | 1 | 0 | 0 | 7230.2379
2025-01-29 | 4859.069 | 26.27 | 0 | 0 | 0 | 0 | 0 | 0 | 0 | 0 | 0 | 0 | 0 | 0 | 0 | 0 | 0 | 0 | 0 | 0 | 0 | 0 | 0 | 0 | 0 | 0 | 1 | 0 | 6626.9404
2025-01-29 | 4839.544 | 26.25 | 0 | 0 | 0 | 0 | 0 | 0 | 0 | 0 | 0 | 0 | 0 | 0 | 0 | 0 | 0 | 0 | 0 | 0 | 0 | 0 | 0 | 0 | 0 | 0 | 0 | 1 | 6116.281
2025-01-30 | 5014.591 | 26.45 | 0 | 0 | 1 | 0 | 0 | 0 | 0 | 0 | 0 | 0 | 0 | 0 | 0 | 0 | 0 | 0 | 0 | 0 | 0 | 0 | 0 | 0 | 0 | 0 | 0 | 0 | 5785.5263
2025-01-30 | 5545.546 | 26.43 | 0 | 0 | 0 | 1 | 0 | 0 | 0 | 0 | 0 | 0 | 0 | 0 | 0 | 0 | 0 | 0 | 0 | 0 | 0 | 0 | 0 | 0 | 0 | 0 | 0 | 0 | 5570.358
2025-01-30 | 6240.823 | 26.8 | 0 | 0 | 0 | 0 | 1 | 0 | 0 | 0 | 0 | 0 | 0 | 0 | 0 | 0 | 0 | 0 | 0 | 0 | 0 | 0 | 0 | 0 | 0 | 0 | 0 | 0 | 5493.3496
2025-01-30 | 7311.241 | 27.07 | 0 | 0 | 0 | 0 | 0 | 1 | 0 | 0 | 0 | 0 | 0 | 0 | 0 | 0 | 0 | 0 | 0 | 0 | 0 | 0 | 0 | 0 | 0 | 0 | 0 | 0 | 5495.9723
2025-01-30 | 7996.26 | 27.11 | 0 | 0 | 0 | 0 | 0 | 0 | 1 | 0 | 0 | 0 | 0 | 0 | 0 | 0 | 0 | 0 | 0 | 0 | 0 | 0 | 0 | 0 | 0 | 0 | 0 | 0 | 5646.4261
2025-01-30 | 8385.375 | 26.92 | 0 | 0 | 0 | 0 | 0 | 0 | 0 | 1 | 0 | 0 | 0 | 0 | 0 | 0 | 0 | 0 | 0 | 0 | 0 | 0 | 0 | 0 | 0 | 0 | 0 | 0 | 5955.2872
2025-01-30 | 8616.099 | 26.89 | 0 | 0 | 0 | 0 | 0 | 0 | 0 | 0 | 1 | 0 | 0 | 0 | 0 | 0 | 0 | 0 | 0 | 0 | 0 | 0 | 0 | 0 | 0 | 0 | 0 | 0 | 6357.8347
2025-01-30 | 8626.002 | 26.7 | 0 | 0 | 0 | 0 | 0 | 0 | 0 | 0 | 0 | 1 | 0 | 0 | 0 | 0 | 0 | 0 | 0 | 0 | 0 | 0 | 0 | 0 | 0 | 0 | 0 | 0 | 6720.9616
2025-01-30 | 8212.881 | 26.52 | 0 | 0 | 0 | 0 | 0 | 0 | 0 | 0 | 0 | 0 | 1 | 0 | 0 | 0 | 0 | 0 | 0 | 0 | 0 | 0 | 0 | 0 | 0 | 0 | 0 | 0 | 6913.4381
2025-01-30 | 8109.746 | 25.82 | 0 | 0 | 0 | 0 | 0 | 0 | 0 | 0 | 0 | 0 | 0 | 1 | 0 | 0 | 0 | 0 | 0 | 0 | 0 | 0 | 0 | 0 | 0 | 0 | 0 | 0 | 6889.5525
2025-01-30 | 8195.389 | 24.82 | 0 | 0 | 0 | 0 | 0 | 0 | 0 | 0 | 0 | 0 | 0 | 0 | 1 | 0 | 0 | 0 | 0 | 0 | 0 | 0 | 0 | 0 | 0 | 0 | 0 | 0 | 6786.8925
2025-01-30 | 9012.745 | 23.92 | 0 | 0 | 0 | 0 | 0 | 0 | 0 | 0 | 0 | 0 | 0 | 0 | 0 | 1 | 0 | 0 | 0 | 0 | 0 | 0 | 0 | 0 | 0 | 0 | 0 | 0 | 6687.7297
2025-01-30 | 9763.584 | 23.16 | 0 | 0 | 0 | 0 | 0 | 0 | 0 | 0 | 0 | 0 | 0 | 0 | 0 | 0 | 1 | 0 | 0 | 0 | 0 | 0 | 0 | 0 | 0 | 0 | 0 | 0 | 6502.5094
2025-01-30 | 9737.726 | 22.26 | 0 | 0 | 0 | 0 | 0 | 0 | 0 | 0 | 0 | 0 | 0 | 0 | 0 | 0 | 0 | 1 | 0 | 0 | 0 | 0 | 0 | 0 | 0 | 0 | 0 | 0 | 6341.162
2025-01-30 | 9411.785 | 21.95 | 0 | 0 | 0 | 0 | 0 | 0 | 0 | 0 | 0 | 0 | 0 | 0 | 0 | 0 | 0 | 0 | 1 | 0 | 0 | 0 | 0 | 0 | 0 | 0 | 0 | 0 | 6393.3507
2025-01-30 | 9411.328 | 21.83 | 0 | 0 | 0 | 0 | 0 | 0 | 0 | 0 | 0 | 0 | 0 | 0 | 0 | 0 | 0 | 0 | 0 | 1 | 0 | 0 | 0 | 0 | 0 | 0 | 0 | 0 | 6766.8206
2025-01-30 | 9128.16 | 21.83 | 0 | 0 | 0 | 0 | 0 | 0 | 0 | 0 | 0 | 0 | 0 | 0 | 0 | 0 | 0 | 0 | 0 | 0 | 1 | 0 | 0 | 0 | 0 | 0 | 0 | 0 | 7327.5389
2025-01-30 | 7850.124 | 22.18 | 0 | 0 | 0 | 0 | 0 | 0 | 0 | 0 | 0 | 0 | 0 | 0 | 0 | 0 | 0 | 0 | 0 | 0 | 0 | 1 | 0 | 0 | 0 | 0 | 0 | 0 | 7589.4936
2025-01-30 | 6597.353 | 22.57 | 0 | 0 | 0 | 0 | 0 | 0 | 0 | 0 | 0 | 0 | 0 | 0 | 0 | 0 | 0 | 0 | 0 | 0 | 0 | 0 | 1 | 0 | 0 | 0 | 0 | 0 | 7644.1011
2025-01-30 | 5751.945 | 22.93 | 0 | 0 | 0 | 0 | 0 | 0 | 0 | 0 | 0 | 0 | 0 | 0 | 0 | 0 | 0 | 0 | 0 | 0 | 0 | 0 | 0 | 1 | 0 | 0 | 0 | 0 | 7654.0724
2025-01-30 | 5288.458 | 23.47 | 0 | 0 | 0 | 0 | 0 | 0 | 0 | 0 | 0 | 0 | 0 | 0 | 0 | 0 | 0 | 0 | 0 | 0 | 0 | 0 | 0 | 0 | 1 | 0 | 0 | 0 | 7478.5671
2025-01-30 | 5086.908 | 23.73 | 0 | 0 | 0 | 0 | 0 | 0 | 0 | 0 | 0 | 0 | 0 | 0 | 0 | 0 | 0 | 0 | 0 | 0 | 0 | 0 | 0 | 0 | 0 | 1 | 0 | 0 | 6971.7305
2025-01-30 | 5019.66 | 24.28 | 0 | 0 | 0 | 0 | 0 | 0 | 0 | 0 | 0 | 0 | 0 | 0 | 0 | 0 | 0 | 0 | 0 | 0 | 0 | 0 | 0 | 0 | 0 | 0 | 1 | 0 | 6408.0341
2025-01-30 | 5230.615 | 24.47 | 0 | 0 | 0 | 0 | 0 | 0 | 0 | 0 | 0 | 0 | 0 | 0 | 0 | 0 | 0 | 0 | 0 | 0 | 0 | 0 | 0 | 0 | 0 | 0 | 0 | 1 | 5920.4754
2025-01-31 | 5723.01 | 24.73 | 0 | 0 | 1 | 0 | 0 | 0 | 0 | 0 | 0 | 0 | 0 | 0 | 0 | 0 | 0 | 0 | 0 | 0 | 0 | 0 | 0 | 0 | 0 | 0 | 0 | 0 | 5596.3209
2025-01-31 | 6554.006 | 24.9 | 0 | 0 | 0 | 1 | 0 | 0 | 0 | 0 | 0 | 0 | 0 | 0 | 0 | 0 | 0 | 0 | 0 | 0 | 0 | 0 | 0 | 0 | 0 | 0 | 0 | 0 | 5402.0532
2025-01-31 | 7220.943 | 24.94 | 0 | 0 | 0 | 0 | 1 | 0 | 0 | 0 | 0 | 0 | 0 | 0 | 0 | 0 | 0 | 0 | 0 | 0 | 0 | 0 | 0 | 0 | 0 | 0 | 0 | 0 | 5288.7438
2025-01-31 | 7100.113 | 24.77 | 0 | 0 | 0 | 0 | 0 | 1 | 0 | 0 | 0 | 0 | 0 | 0 | 0 | 0 | 0 | 0 | 0 | 0 | 0 | 0 | 0 | 0 | 0 | 0 | 0 | 0 | 5242.9651
2025-01-31 | 6797.418 | 24.31 | 0 | 0 | 0 | 0 | 0 | 0 | 1 | 0 | 0 | 0 | 0 | 0 | 0 | 0 | 0 | 0 | 0 | 0 | 0 | 0 | 0 | 0 | 0 | 0 | 0 | 0 | 5338.4173
2025-01-31 | 6624.67 | 24.25 | 0 | 0 | 0 | 0 | 0 | 0 | 0 | 1 | 0 | 0 | 0 | 0 | 0 | 0 | 0 | 0 | 0 | 0 | 0 | 0 | 0 | 0 | 0 | 0 | 0 | 0 | 5661.5788
2025-01-31 | 6521.353 | 23.9 | 0 | 0 | 0 | 0 | 0 | 0 | 0 | 0 | 1 | 0 | 0 | 0 | 0 | 0 | 0 | 0 | 0 | 0 | 0 | 0 | 0 | 0 | 0 | 0 | 0 | 0 | 6028.9254
2025-01-31 | 6579.549 | 23.37 | 0 | 0 | 0 | 0 | 0 | 0 | 0 | 0 | 0 | 1 | 0 | 0 | 0 | 0 | 0 | 0 | 0 | 0 | 0 | 0 | 0 | 0 | 0 | 0 | 0 | 0 | 6354.6512
2025-01-31 | 6368.512 | 23.45 | 0 | 0 | 0 | 0 | 0 | 0 | 0 | 0 | 0 | 0 | 1 | 0 | 0 | 0 | 0 | 0 | 0 | 0 | 0 | 0 | 0 | 0 | 0 | 0 | 0 | 0 | 6575.7285
2025-01-31 | 6179.426 | 22.85 | 0 | 0 | 0 | 0 | 0 | 0 | 0 | 0 | 0 | 0 | 0 | 1 | 0 | 0 | 0 | 0 | 0 | 0 | 0 | 0 | 0 | 0 | 0 | 0 | 0 | 0 | 6562.8432
2025-01-31 | 6458.081 | 22.06 | 0 | 0 | 0 | 0 | 0 | 0 | 0 | 0 | 0 | 0 | 0 | 0 | 1 | 0 | 0 | 0 | 0 | 0 | 0 | 0 | 0 | 0 | 0 | 0 | 0 | 0 | 6483.2838
2025-01-31 | 7422.837 | 21.26 | 0 | 0 | 0 | 0 | 0 | 0 | 0 | 0 | 0 | 0 | 0 | 0 | 0 | 1 | 0 | 0 | 0 | 0 | 0 | 0 | 0 | 0 | 0 | 0 | 0 | 0 | 6395.1214
2025-01-31 | 8450.268 | 20.5 | 0 | 0 | 0 | 0 | 0 | 0 | 0 | 0 | 0 | 0 | 0 | 0 | 0 | 0 | 1 | 0 | 0 | 0 | 0 | 0 | 0 | 0 | 0 | 0 | 0 | 0 | 6209.9011
2025-01-31 | 8588.666 | 20.03 | 0 | 0 | 0 | 0 | 0 | 0 | 0 | 0 | 0 | 0 | 0 | 0 | 0 | 0 | 0 | 1 | 0 | 0 | 0 | 0 | 0 | 0 | 0 | 0 | 0 | 0 | 6095.855
2025-01-31 | 8722.633 | 19.82 | 0 | 0 | 0 | 0 | 0 | 0 | 0 | 0 | 0 | 0 | 0 | 0 | 0 | 0 | 0 | 0 | 1 | 0 | 0 | 0 | 0 | 0 | 0 | 0 | 0 | 0 | 6159.0441
2025-01-31 | 8938.617 | 19.83 | 0 | 0 | 0 | 0 | 0 | 0 | 0 | 0 | 0 | 0 | 0 | 0 | 0 | 0 | 0 | 0 | 0 | 1 | 0 | 0 | 0 | 0 | 0 | 0 | 0 | 0 | 6546.8144
2025-01-31 | 8945.802 | 20.06 | 0 | 0 | 0 | 0 | 0 | 0 | 0 | 0 | 0 | 0 | 0 | 0 | 0 | 0 | 0 | 0 | 0 | 0 | 1 | 0 | 0 | 0 | 0 | 0 | 0 | 0 | 7132.8333
2025-01-31 | 7800.203 | 20.55 | 0 | 0 | 0 | 0 | 0 | 0 | 0 | 0 | 0 | 0 | 0 | 0 | 0 | 0 | 0 | 0 | 0 | 0 | 0 | 1 | 0 | 0 | 0 | 0 | 0 | 0 | 7410.1885
2025-01-31 | 6674.591 | 20.89 | 0 | 0 | 0 | 0 | 0 | 0 | 0 | 0 | 0 | 0 | 0 | 0 | 0 | 0 | 0 | 0 | 0 | 0 | 0 | 0 | 1 | 0 | 0 | 0 | 0 | 0 | 7459.2958
2025-01-31 | 5827.103 | 21.14 | 0 | 0 | 0 | 0 | 0 | 0 | 0 | 0 | 0 | 0 | 0 | 0 | 0 | 0 | 0 | 0 | 0 | 0 | 0 | 0 | 0 | 1 | 0 | 0 | 0 | 0 | 7457.1668
2025-01-31 | 5355.27 | 21.19 | 0 | 0 | 0 | 0 | 0 | 0 | 0 | 0 | 0 | 0 | 0 | 0 | 0 | 0 | 0 | 0 | 0 | 0 | 0 | 0 | 0 | 0 | 1 | 0 | 0 | 0 | 7227.76
2025-01-31 | 5077.455 | 21.14 | 0 | 0 | 0 | 0 | 0 | 0 | 0 | 0 | 0 | 0 | 0 | 0 | 0 | 0 | 0 | 0 | 0 | 0 | 0 | 0 | 0 | 0 | 0 | 1 | 0 | 0 | 6686.8224
2025-01-31 | 4914.503 | 21.45 | 0 | 0 | 0 | 0 | 0 | 0 | 0 | 0 | 0 | 0 | 0 | 0 | 0 | 0 | 0 | 0 | 0 | 0 | 0 | 0 | 0 | 0 | 0 | 0 | 1 | 0 | 6096.7253
2025-01-31 | 5021.187 | 21.8 | 0 | 0 | 0 | 0 | 0 | 0 | 0 | 0 | 0 | 0 | 0 | 0 | 0 | 0 | 0 | 0 | 0 | 0 | 0 | 0 | 0 | 0 | 0 | 0 | 0 | 1 | 5626.767
2025-02-01 | 5416.386 | 22.35 | 0 | 1 | 1 | 0 | 0 | 0 | 0 | 0 | 0 | 0 | 0 | 0 | 0 | 0 | 0 | 0 | 0 | 0 | 0 | 0 | 0 | 0 | 0 | 0 | 0 | 0 | 5612.9879
2025-02-01 | 6313.023 | 23.17 | 0 | 1 | 0 | 1 | 0 | 0 | 0 | 0 | 0 | 0 | 0 | 0 | 0 | 0 | 0 | 0 | 0 | 0 | 0 | 0 | 0 | 0 | 0 | 0 | 0 | 0 | 5490.2223
2025-02-01 | 7042.88 | 23.55 | 0 | 1 | 0 | 0 | 1 | 0 | 0 | 0 | 0 | 0 | 0 | 0 | 0 | 0 | 0 | 0 | 0 | 0 | 0 | 0 | 0 | 0 | 0 | 0 | 0 | 0 | 5414.3139
2025-02-01 | 6986.32 | 23.86 | 0 | 1 | 0 | 0 | 0 | 1 | 0 | 0 | 0 | 0 | 0 | 0 | 0 | 0 | 0 | 0 | 0 | 0 | 0 | 0 | 0 | 0 | 0 | 0 | 0 | 0 | 5421.3367
2025-02-01 | 6892.102 | 24.14 | 0 | 1 | 0 | 0 | 0 | 0 | 1 | 0 | 0 | 0 | 0 | 0 | 0 | 0 | 0 | 0 | 0 | 0 | 0 | 0 | 0 | 0 | 0 | 0 | 0 | 0 | 5598.1912
2025-02-01 | 6798.062 | 23.9 | 0 | 1 | 0 | 0 | 0 | 0 | 0 | 1 | 0 | 0 | 0 | 0 | 0 | 0 | 0 | 0 | 0 | 0 | 0 | 0 | 0 | 0 | 0 | 0 | 0 | 0 | 5901.5522
2025-02-01 | 6854.775 | 24.06 | 0 | 1 | 0 | 0 | 0 | 0 | 0 | 0 | 1 | 0 | 0 | 0 | 0 | 0 | 0 | 0 | 0 | 0 | 0 | 0 | 0 | 0 | 0 | 0 | 0 | 0 | 6325.0003
2025-02-01 | 6837.917 | 23.68 | 0 | 1 | 0 | 0 | 0 | 0 | 0 | 0 | 0 | 1 | 0 | 0 | 0 | 0 | 0 | 0 | 0 | 0 | 0 | 0 | 0 | 0 | 0 | 0 | 0 | 0 | 6667.2266
2025-02-01 | 6995.561 | 23.68 | 0 | 1 | 0 | 0 | 0 | 0 | 0 | 0 | 0 | 0 | 1 | 0 | 0 | 0 | 0 | 0 | 0 | 0 | 0 | 0 | 0 | 0 | 0 | 0 | 0 | 0 | 6879.5037
2025-02-01 | 7126.524 | 23.01 | 0 | 1 | 0 | 0 | 0 | 0 | 0 | 0 | 0 | 0 | 0 | 1 | 0 | 0 | 0 | 0 | 0 | 0 | 0 | 0 | 0 | 0 | 0 | 0 | 0 | 0 | 6858.9182
2025-02-01 | 7667.153 | 21.9 | 0 | 1 | 0 | 0 | 0 | 0 | 0 | 0 | 0 | 0 | 0 | 0 | 1 | 0 | 0 | 0 | 0 | 0 | 0 | 0 | 0 | 0 | 0 | 0 | 0 | 0 | 6744.1578
2025-02-01 | 8717.143 | 21.08 | 0 | 1 | 0 | 0 | 0 | 0 | 0 | 0 | 0 | 0 | 0 | 0 | 0 | 1 | 0 | 0 | 0 | 0 | 0 | 0 | 0 | 0 | 0 | 0 | 0 | 0 | 6653.7952
2025-02-01 | 9866.422 | 20.39 | 0 | 1 | 0 | 0 | 0 | 0 | 0 | 0 | 0 | 0 | 0 | 0 | 0 | 0 | 1 | 0 | 0 | 0 | 0 | 0 | 0 | 0 | 0 | 0 | 0 | 0 | 6476.2752
2025-02-01 | 9903.963 | 19.99 | 0 | 1 | 0 | 0 | 0 | 0 | 0 | 0 | 0 | 0 | 0 | 0 | 0 | 0 | 0 | 1 | 0 | 0 | 0 | 0 | 0 | 0 | 0 | 0 | 0 | 0 | 6369.9293
2025-02-01 | 10022.659 | 19.33 | 0 | 1 | 0 | 0 | 0 | 0 | 0 | 0 | 0 | 0 | 0 | 0 | 0 | 0 | 0 | 0 | 1 | 0 | 0 | 0 | 0 | 0 | 0 | 0 | 0 | 0 | 6383.617
2025-02-01 | 9880.821 | 19.5 | 0 | 1 | 0 | 0 | 0 | 0 | 0 | 0 | 0 | 0 | 0 | 0 | 0 | 0 | 0 | 0 | 0 | 1 | 0 | 0 | 0 | 0 | 0 | 0 | 0 | 0 | 6788.9878
2025-02-01 | 9212.68 | 20.08 | 0 | 1 | 0 | 0 | 0 | 0 | 0 | 0 | 0 | 0 | 0 | 0 | 0 | 0 | 0 | 0 | 0 | 0 | 1 | 0 | 0 | 0 | 0 | 0 | 0 | 0 | 7413.5078
2025-02-01 | 7746.914 | 20.6 | 0 | 1 | 0 | 0 | 0 | 0 | 0 | 0 | 0 | 0 | 0 | 0 | 0 | 0 | 0 | 0 | 0 | 0 | 0 | 1 | 0 | 0 | 0 | 0 | 0 | 0 | 7694.1631
2025-02-01 | 6325.932 | 21.33 | 0 | 1 | 0 | 0 | 0 | 0 | 0 | 0 | 0 | 0 | 0 | 0 | 0 | 0 | 0 | 0 | 0 | 0 | 0 | 0 | 1 | 0 | 0 | 0 | 0 | 0 | 7786.1716
2025-02-01 | 5485.269 | 21.79 | 0 | 1 | 0 | 0 | 0 | 0 | 0 | 0 | 0 | 0 | 0 | 0 | 0 | 0 | 0 | 0 | 0 | 0 | 0 | 0 | 0 | 1 | 0 | 0 | 0 | 0 | 7807.1433
2025-02-01 | 5084.234 | 22.2 | 0 | 1 | 0 | 0 | 0 | 0 | 0 | 0 | 0 | 0 | 0 | 0 | 0 | 0 | 0 | 0 | 0 | 0 | 0 | 0 | 0 | 0 | 1 | 0 | 0 | 0 | 7617.3376
2025-02-01 | 6422.548 | 22.35 | 0 | 1 | 0 | 0 | 0 | 0 | 0 | 0 | 0 | 0 | 0 | 0 | 0 | 0 | 0 | 0 | 0 | 0 | 0 | 0 | 0 | 0 | 0 | 1 | 0 | 0 | 7098.4007
2025-02-01 | 5788.51 | 22.34 | 0 | 1 | 0 | 0 | 0 | 0 | 0 | 0 | 0 | 0 | 0 | 0 | 0 | 0 | 0 | 0 | 0 | 0 | 0 | 0 | 0 | 0 | 0 | 0 | 1 | 0 | 6473.1025
2025-02-01 | 5607.548 | 22.54 | 0 | 1 | 0 | 0 | 0 | 0 | 0 | 0 | 0 | 0 | 0 | 0 | 0 | 0 | 0 | 0 | 0 | 0 | 0 | 0 | 0 | 0 | 0 | 0 | 0 | 1 | 5986.6438
2025-02-02 | 5981.894 | 22.8 | 0 | 1 | 1 | 0 | 0 | 0 | 0 | 0 | 0 | 0 | 0 | 0 | 0 | 0 | 0 | 0 | 0 | 0 | 0 | 0 | 0 | 0 | 0 | 0 | 0 | 0 | 5662.4893
2025-02-02 | 6873.365 | 22.81 | 0 | 1 | 0 | 1 | 0 | 0 | 0 | 0 | 0 | 0 | 0 | 0 | 0 | 0 | 0 | 0 | 0 | 0 | 0 | 0 | 0 | 0 | 0 | 0 | 0 | 0 | 5450.6211
2025-02-02 | 7638.415 | 22.93 | 0 | 1 | 0 | 0 | 1 | 0 | 0 | 0 | 0 | 0 | 0 | 0 | 0 | 0 | 0 | 0 | 0 | 0 | 0 | 0 | 0 | 0 | 0 | 0 | 0 | 0 | 5346.112
2025-02-02 | 7932.795 | 23.07 | 0 | 1 | 0 | 0 | 0 | 1 | 0 | 0 | 0 | 0 | 0 | 0 | 0 | 0 | 0 | 0 | 0 | 0 | 0 | 0 | 0 | 0 | 0 | 0 | 0 | 0 | 5334.4342
2025-02-02 | 8067.423 | 22.88 | 0 | 1 | 0 | 0 | 0 | 0 | 1 | 0 | 0 | 0 | 0 | 0 | 0 | 0 | 0 | 0 | 0 | 0 | 0 | 0 | 0 | 0 | 0 | 0 | 0 | 0 | 5459.5873
2025-02-02 | 8045.149 | 22.97 | 0 | 1 | 0 | 0 | 0 | 0 | 0 | 1 | 0 | 0 | 0 | 0 | 0 | 0 | 0 | 0 | 0 | 0 | 0 | 0 | 0 | 0 | 0 | 0 | 0 | 0 | 5799.2493
2025-02-02 | 8150.138 | 23.18 | 0 | 1 | 0 | 0 | 0 | 0 | 0 | 0 | 1 | 0 | 0 | 0 | 0 | 0 | 0 | 0 | 0 | 0 | 0 | 0 | 0 | 0 | 0 | 0 | 0 | 0 | 6228.1975
2025-02-02 | 8223.202 | 23.11 | 0 | 1 | 0 | 0 | 0 | 0 | 0 | 0 | 0 | 1 | 0 | 0 | 0 | 0 | 0 | 0 | 0 | 0 | 0 | 0 | 0 | 0 | 0 | 0 | 0 | 0 | 6604.5248
2025-02-02 | 8145.584 | 22.93 | 0 | 1 | 0 | 0 | 0 | 0 | 0 | 0 | 0 | 0 | 1 | 0 | 0 | 0 | 0 | 0 | 0 | 0 | 0 | 0 | 0 | 0 | 0 | 0 | 0 | 0 | 6797.0013
2025-02-02 | 8144.647 | 22.47 | 0 | 1 | 0 | 0 | 0 | 0 | 0 | 0 | 0 | 0 | 0 | 1 | 0 | 0 | 0 | 0 | 0 | 0 | 0 | 0 | 0 | 0 | 0 | 0 | 0 | 0 | 6799.5165
2025-02-02 | 8402.699 | 21.83 | 0 | 1 | 0 | 0 | 0 | 0 | 0 | 0 | 0 | 0 | 0 | 0 | 1 | 0 | 0 | 0 | 0 | 0 | 0 | 0 | 0 | 0 | 0 | 0 | 0 | 0 | 6736.4575
2025-02-02 | 9259.364 | 21.05 | 0 | 1 | 0 | 0 | 0 | 0 | 0 | 0 | 0 | 0 | 0 | 0 | 0 | 1 | 0 | 0 | 0 | 0 | 0 | 0 | 0 | 0 | 0 | 0 | 0 | 0 | 6650.4952
2025-02-02 | 10420.803 | 20.23 | 0 | 1 | 0 | 0 | 0 | 0 | 0 | 0 | 0 | 0 | 0 | 0 | 0 | 0 | 1 | 0 | 0 | 0 | 0 | 0 | 0 | 0 | 0 | 0 | 0 | 0 | 6458.6747
2025-02-02 | 10271.486 | 19.82 | 0 | 1 | 0 | 0 | 0 | 0 | 0 | 0 | 0 | 0 | 0 | 0 | 0 | 0 | 0 | 1 | 0 | 0 | 0 | 0 | 0 | 0 | 0 | 0 | 0 | 0 | 6351.2288
2025-02-02 | 10334.185 | 19.28 | 0 | 1 | 0 | 0 | 0 | 0 | 0 | 0 | 0 | 0 | 0 | 0 | 0 | 0 | 0 | 0 | 1 | 0 | 0 | 0 | 0 | 0 | 0 | 0 | 0 | 0 | 6378.1168
2025-02-02 | 10299.152 | 19.2 | 0 | 1 | 0 | 0 | 0 | 0 | 0 | 0 | 0 | 0 | 0 | 0 | 0 | 0 | 0 | 0 | 0 | 1 | 0 | 0 | 0 | 0 | 0 | 0 | 0 | 0 | 6755.9868
2025-02-02 | 9777.03 | 19.6 | 0 | 1 | 0 | 0 | 0 | 0 | 0 | 0 | 0 | 0 | 0 | 0 | 0 | 0 | 0 | 0 | 0 | 0 | 1 | 0 | 0 | 0 | 0 | 0 | 0 | 0 | 7360.7063
2025-02-02 | 8625.054 | 19.85 | 0 | 1 | 0 | 0 | 0 | 0 | 0 | 0 | 0 | 0 | 0 | 0 | 0 | 0 | 0 | 0 | 0 | 0 | 0 | 1 | 0 | 0 | 0 | 0 | 0 | 0 | 7611.6607
2025-02-02 | 7449.902 | 20.1 | 0 | 1 | 0 | 0 | 0 | 0 | 0 | 0 | 0 | 0 | 0 | 0 | 0 | 0 | 0 | 0 | 0 | 0 | 0 | 0 | 1 | 0 | 0 | 0 | 0 | 0 | 7650.8678
2025-02-02 | 6570.94 | 20.54 | 0 | 1 | 0 | 0 | 0 | 0 | 0 | 0 | 0 | 0 | 0 | 0 | 0 | 0 | 0 | 0 | 0 | 0 | 0 | 0 | 0 | 1 | 0 | 0 | 0 | 0 | 7669.6394
2025-02-02 | 6064.751 | 20.91 | 0 | 1 | 0 | 0 | 0 | 0 | 0 | 0 | 0 | 0 | 0 | 0 | 0 | 0 | 0 | 0 | 0 | 0 | 0 | 0 | 0 | 0 | 1 | 0 | 0 | 0 | 7475.4335
2025-02-02 | 5701.67 | 21.16 | 0 | 1 | 0 | 0 | 0 | 0 | 0 | 0 | 0 | 0 | 0 | 0 | 0 | 0 | 0 | 0 | 0 | 0 | 0 | 0 | 0 | 0 | 0 | 1 | 0 | 0 | 6967.4969
2025-02-02 | 5551.872 | 21.35 | 0 | 1 | 0 | 0 | 0 | 0 | 0 | 0 | 0 | 0 | 0 | 0 | 0 | 0 | 0 | 0 | 0 | 0 | 0 | 0 | 0 | 0 | 0 | 0 | 1 | 0 | 6364.1994
2025-02-02 | 5557.895 | 21.49 | 0 | 1 | 0 | 0 | 0 | 0 | 0 | 0 | 0 | 0 | 0 | 0 | 0 | 0 | 0 | 0 | 0 | 0 | 0 | 0 | 0 | 0 | 0 | 0 | 0 | 1 | 5871.1405
2025-02-03 | 5976.287 | 21.66 | 0 | 0 | 1 | 0 | 0 | 0 | 0 | 0 | 0 | 0 | 0 | 0 | 0 | 0 | 0 | 0 | 0 | 0 | 0 | 0 | 0 | 0 | 0 | 0 | 0 | 0 | 5258.6113
2025-02-03 | 6850.327 | 21.78 | 0 | 0 | 0 | 1 | 0 | 0 | 0 | 0 | 0 | 0 | 0 | 0 | 0 | 0 | 0 | 0 | 0 | 0 | 0 | 0 | 0 | 0 | 0 | 0 | 0 | 0 | 5058.8435
2025-02-03 | 7620.377 | 21.85 | 0 | 0 | 0 | 0 | 1 | 0 | 0 | 0 | 0 | 0 | 0 | 0 | 0 | 0 | 0 | 0 | 0 | 0 | 0 | 0 | 0 | 0 | 0 | 0 | 0 | 0 | 4948.8341
2025-02-03 | 7832.8 | 22.1 | 0 | 0 | 0 | 0 | 0 | 1 | 0 | 0 | 0 | 0 | 0 | 0 | 0 | 0 | 0 | 0 | 0 | 0 | 0 | 0 | 0 | 0 | 0 | 0 | 0 | 0 | 4949.2567
2025-02-03 | 7852.034 | 22.22 | 0 | 0 | 0 | 0 | 0 | 0 | 1 | 0 | 0 | 0 | 0 | 0 | 0 | 0 | 0 | 0 | 0 | 0 | 0 | 0 | 0 | 0 | 0 | 0 | 0 | 0 | 5108.5108
2025-02-03 | 7973.927 | 22.37 | 0 | 0 | 0 | 0 | 0 | 0 | 0 | 1 | 0 | 0 | 0 | 0 | 0 | 0 | 0 | 0 | 0 | 0 | 0 | 0 | 0 | 0 | 0 | 0 | 0 | 0 | 5454.7729
2025-02-03 | 7979.269 | 22.62 | 0 | 0 | 0 | 0 | 0 | 0 | 0 | 0 | 1 | 0 | 0 | 0 | 0 | 0 | 0 | 0 | 0 | 0 | 0 | 0 | 0 | 0 | 0 | 0 | 0 | 0 | 5888.1214
2025-02-03 | 7857.008 | 22.73 | 0 | 0 | 0 | 0 | 0 | 0 | 0 | 0 | 0 | 1 | 0 | 0 | 0 | 0 | 0 | 0 | 0 | 0 | 0 | 0 | 0 | 0 | 0 | 0 | 0 | 0 | 6284.2492
2025-02-03 | 7714.03 | 22.6 | 0 | 0 | 0 | 0 | 0 | 0 | 0 | 0 | 0 | 0 | 1 | 0 | 0 | 0 | 0 | 0 | 0 | 0 | 0 | 0 | 0 | 0 | 0 | 0 | 0 | 0 | 6482.2259
2025-02-03 | 7661.346 | 21.85 | 0 | 0 | 0 | 0 | 0 | 0 | 0 | 0 | 0 | 0 | 0 | 1 | 0 | 0 | 0 | 0 | 0 | 0 | 0 | 0 | 0 | 0 | 0 | 0 | 0 | 0 | 6452.8401
2025-02-03 | 7973.307 | 20.97 | 0 | 0 | 0 | 0 | 0 | 0 | 0 | 0 | 0 | 0 | 0 | 0 | 1 | 0 | 0 | 0 | 0 | 0 | 0 | 0 | 0 | 0 | 0 | 0 | 0 | 0 | 6363.3804
2025-02-03 | 8600.615 | 20.29 | 0 | 0 | 0 | 0 | 0 | 0 | 0 | 0 | 0 | 0 | 0 | 0 | 0 | 1 | 0 | 0 | 0 | 0 | 0 | 0 | 0 | 0 | 0 | 0 | 0 | 0 | 6288.4183
2025-02-03 | 9311.845 | 19.21 | 0 | 0 | 0 | 0 | 0 | 0 | 0 | 0 | 0 | 0 | 0 | 0 | 0 | 0 | 1 | 0 | 0 | 0 | 0 | 0 | 0 | 0 | 0 | 0 | 0 | 0 | 6067.9971
2025-02-03 | 9254.545 | 18.55 | 0 | 0 | 0 | 0 | 0 | 0 | 0 | 0 | 0 | 0 | 0 | 0 | 0 | 0 | 0 | 1 | 0 | 0 | 0 | 0 | 0 | 0 | 0 | 0 | 0 | 0 | 5933.0504
2025-02-03 | 9411.243 | 18.21 | 0 | 0 | 0 | 0 | 0 | 0 | 0 | 0 | 0 | 0 | 0 | 0 | 0 | 0 | 0 | 0 | 1 | 0 | 0 | 0 | 0 | 0 | 0 | 0 | 0 | 0 | 5981.939
2025-02-03 | 9380.795 | 18.1 | 0 | 0 | 0 | 0 | 0 | 0 | 0 | 0 | 0 | 0 | 0 | 0 | 0 | 0 | 0 | 0 | 0 | 1 | 0 | 0 | 0 | 0 | 0 | 0 | 0 | 0 | 6356.5089
2025-02-03 | 9106.505 | 18.53 | 0 | 0 | 0 | 0 | 0 | 0 | 0 | 0 | 0 | 0 | 0 | 0 | 0 | 0 | 0 | 0 | 0 | 0 | 1 | 0 | 0 | 0 | 0 | 0 | 0 | 0 | 6964.5285
2025-02-03 | 8286.427 | 19.26 | 0 | 0 | 0 | 0 | 0 | 0 | 0 | 0 | 0 | 0 | 0 | 0 | 0 | 0 | 0 | 0 | 0 | 0 | 0 | 1 | 0 | 0 | 0 | 0 | 0 | 0 | 7268.2845
2025-02-03 | 7277.371 | 20 | 0 | 0 | 0 | 0 | 0 | 0 | 0 | 0 | 0 | 0 | 0 | 0 | 0 | 0 | 0 | 0 | 0 | 0 | 0 | 0 | 1 | 0 | 0 | 0 | 0 | 0 | 7361.393
2025-02-03 | 6492.477 | 20.5 | 0 | 0 | 0 | 0 | 0 | 0 | 0 | 0 | 0 | 0 | 0 | 0 | 0 | 0 | 0 | 0 | 0 | 0 | 0 | 0 | 0 | 1 | 0 | 0 | 0 | 0 | 7386.7648
2025-02-03 | 5944.8 | 20.84 | 0 | 0 | 0 | 0 | 0 | 0 | 0 | 0 | 0 | 0 | 0 | 0 | 0 | 0 | 0 | 0 | 0 | 0 | 0 | 0 | 0 | 0 | 1 | 0 | 0 | 0 | 7189.2589
2025-02-03 | 5589.622 | 21.23 | 0 | 0 | 0 | 0 | 0 | 0 | 0 | 0 | 0 | 0 | 0 | 0 | 0 | 0 | 0 | 0 | 0 | 0 | 0 | 0 | 0 | 0 | 0 | 1 | 0 | 0 | 6696.7227
2025-02-03 | 5481.52 | 21.26 | 0 | 0 | 0 | 0 | 0 | 0 | 0 | 0 | 0 | 0 | 0 | 0 | 0 | 0 | 0 | 0 | 0 | 0 | 0 | 0 | 0 | 0 | 0 | 0 | 1 | 0 | 6075.8247
2025-02-03 | 5414.417 | 21.36 | 0 | 0 | 0 | 0 | 0 | 0 | 0 | 0 | 0 | 0 | 0 | 0 | 0 | 0 | 0 | 0 | 0 | 0 | 0 | 0 | 0 | 0 | 0 | 0 | 0 | 1 | 5578.3657
2025-02-04 | 5576.997 | 21.37 | 0 | 0 | 1 | 0 | 0 | 0 | 0 | 0 | 0 | 0 | 0 | 0 | 0 | 0 | 0 | 0 | 0 | 0 | 0 | 0 | 0 | 0 | 0 | 0 | 0 | 0 | 5226.7104
2025-02-04 | 6138.532 | 21.74 | 0 | 0 | 0 | 1 | 0 | 0 | 0 | 0 | 0 | 0 | 0 | 0 | 0 | 0 | 0 | 0 | 0 | 0 | 0 | 0 | 0 | 0 | 0 | 0 | 0 | 0 | 5054.4433
2025-02-04 | 7094.832 | 21.68 | 0 | 0 | 0 | 0 | 1 | 0 | 0 | 0 | 0 | 0 | 0 | 0 | 0 | 0 | 0 | 0 | 0 | 0 | 0 | 0 | 0 | 0 | 0 | 0 | 0 | 0 | 4930.1336
2025-02-04 | 7893.395 | 22.03 | 0 | 0 | 0 | 0 | 0 | 1 | 0 | 0 | 0 | 0 | 0 | 0 | 0 | 0 | 0 | 0 | 0 | 0 | 0 | 0 | 0 | 0 | 0 | 0 | 0 | 0 | 4941.5565
2025-02-04 | 8455.628 | 22.04 | 0 | 0 | 0 | 0 | 0 | 0 | 1 | 0 | 0 | 0 | 0 | 0 | 0 | 0 | 0 | 0 | 0 | 0 | 0 | 0 | 0 | 0 | 0 | 0 | 0 | 0 | 5088.7102
2025-02-04 | 8793.731 | 22.52 | 0 | 0 | 0 | 0 | 0 | 0 | 0 | 1 | 0 | 0 | 0 | 0 | 0 | 0 | 0 | 0 | 0 | 0 | 0 | 0 | 0 | 0 | 0 | 0 | 0 | 0 | 5471.2734
2025-02-04 | 8788.577 | 22.69 | 0 | 0 | 0 | 0 | 0 | 0 | 0 | 0 | 1 | 0 | 0 | 0 | 0 | 0 | 0 | 0 | 0 | 0 | 0 | 0 | 0 | 0 | 0 | 0 | 0 | 0 | 5895.8216
2025-02-04 | 8645.991 | 22.58 | 0 | 0 | 0 | 0 | 0 | 0 | 0 | 0 | 0 | 1 | 0 | 0 | 0 | 0 | 0 | 0 | 0 | 0 | 0 | 0 | 0 | 0 | 0 | 0 | 0 | 0 | 6267.7487
2025-02-04 | 8544.481 | 22.51 | 0 | 0 | 0 | 0 | 0 | 0 | 0 | 0 | 0 | 0 | 1 | 0 | 0 | 0 | 0 | 0 | 0 | 0 | 0 | 0 | 0 | 0 | 0 | 0 | 0 | 0 | 6472.3256
2025-02-04 | 8483.041 | 22.15 | 0 | 0 | 0 | 0 | 0 | 0 | 0 | 0 | 0 | 0 | 0 | 1 | 0 | 0 | 0 | 0 | 0 | 0 | 0 | 0 | 0 | 0 | 0 | 0 | 0 | 0 | 6485.841
2025-02-04 | 8536.259 | 21.19 | 0 | 0 | 0 | 0 | 0 | 0 | 0 | 0 | 0 | 0 | 0 | 0 | 1 | 0 | 0 | 0 | 0 | 0 | 0 | 0 | 0 | 0 | 0 | 0 | 0 | 0 | 6387.5811
2025-02-04 | 8988.437 | 20.23 | 0 | 0 | 0 | 0 | 0 | 0 | 0 | 0 | 0 | 0 | 0 | 0 | 0 | 1 | 0 | 0 | 0 | 0 | 0 | 0 | 0 | 0 | 0 | 0 | 0 | 0 | 6281.8181
2025-02-04 | 9410.637 | 19.42 | 0 | 0 | 0 | 0 | 0 | 0 | 0 | 0 | 0 | 0 | 0 | 0 | 0 | 0 | 1 | 0 | 0 | 0 | 0 | 0 | 0 | 0 | 0 | 0 | 0 | 0 | 6091.0977
2025-02-04 | 9336.658 | 18.77 | 0 | 0 | 0 | 0 | 0 | 0 | 0 | 0 | 0 | 0 | 0 | 0 | 0 | 0 | 0 | 1 | 0 | 0 | 0 | 0 | 0 | 0 | 0 | 0 | 0 | 0 | 5957.251
2025-02-04 | 9062.269 | 18.43 | 0 | 0 | 0 | 0 | 0 | 0 | 0 | 0 | 0 | 0 | 0 | 0 | 0 | 0 | 0 | 0 | 1 | 0 | 0 | 0 | 0 | 0 | 0 | 0 | 0 | 0 | 6006.1397
2025-02-04 | 8910.601 | 18.32 | 0 | 0 | 0 | 0 | 0 | 0 | 0 | 0 | 0 | 0 | 0 | 0 | 0 | 0 | 0 | 0 | 0 | 1 | 0 | 0 | 0 | 0 | 0 | 0 | 0 | 0 | 6380.7096
2025-02-04 | 8723.044 | 18.36 | 0 | 0 | 0 | 0 | 0 | 0 | 0 | 0 | 0 | 0 | 0 | 0 | 0 | 0 | 0 | 0 | 0 | 0 | 1 | 0 | 0 | 0 | 0 | 0 | 0 | 0 | 6945.828
2025-02-04 | 7974.967 | 19.05 | 0 | 0 | 0 | 0 | 0 | 0 | 0 | 0 | 0 | 0 | 0 | 0 | 0 | 0 | 0 | 0 | 0 | 0 | 0 | 1 | 0 | 0 | 0 | 0 | 0 | 0 | 7245.1838
2025-02-04 | 7014.074 | 20.16 | 0 | 0 | 0 | 0 | 0 | 0 | 0 | 0 | 0 | 0 | 0 | 0 | 0 | 0 | 0 | 0 | 0 | 0 | 0 | 0 | 1 | 0 | 0 | 0 | 0 | 0 | 7378.9935
2025-02-04 | 6270.836 | 20.4 | 0 | 0 | 0 | 0 | 0 | 0 | 0 | 0 | 0 | 0 | 0 | 0 | 0 | 0 | 0 | 0 | 0 | 0 | 0 | 0 | 0 | 1 | 0 | 0 | 0 | 0 | 7375.7645
2025-02-04 | 5699.194 | 20.54 | 0 | 0 | 0 | 0 | 0 | 0 | 0 | 0 | 0 | 0 | 0 | 0 | 0 | 0 | 0 | 0 | 0 | 0 | 0 | 0 | 0 | 0 | 1 | 0 | 0 | 0 | 7156.2579
2025-02-04 | 5430.57 | 20.76 | 0 | 0 | 0 | 0 | 0 | 0 | 0 | 0 | 0 | 0 | 0 | 0 | 0 | 0 | 0 | 0 | 0 | 0 | 0 | 0 | 0 | 0 | 0 | 1 | 0 | 0 | 6645.0212
2025-02-04 | 5300.773 | 20.87 | 0 | 0 | 0 | 0 | 0 | 0 | 0 | 0 | 0 | 0 | 0 | 0 | 0 | 0 | 0 | 0 | 0 | 0 | 0 | 0 | 0 | 0 | 0 | 0 | 1 | 0 | 6032.9235
2025-02-04 | 5265.878 | 21.01 | 0 | 0 | 0 | 0 | 0 | 0 | 0 | 0 | 0 | 0 | 0 | 0 | 0 | 0 | 0 | 0 | 0 | 0 | 0 | 0 | 0 | 0 | 0 | 0 | 0 | 1 | 5539.8646
2025-02-05 | 5467.197 | 21.06 | 0 | 0 | 1 | 0 | 0 | 0 | 0 | 0 | 0 | 0 | 0 | 0 | 0 | 0 | 0 | 0 | 0 | 0 | 0 | 0 | 0 | 0 | 0 | 0 | 0 | 0 | 5192.6094
2025-02-05 | 5926.886 | 21.6 | 0 | 0 | 0 | 1 | 0 | 0 | 0 | 0 | 0 | 0 | 0 | 0 | 0 | 0 | 0 | 0 | 0 | 0 | 0 | 0 | 0 | 0 | 0 | 0 | 0 | 0 | 5039.0429
2025-02-05 | 6722.028 | 21.75 | 0 | 0 | 0 | 0 | 1 | 0 | 0 | 0 | 0 | 0 | 0 | 0 | 0 | 0 | 0 | 0 | 0 | 0 | 0 | 0 | 0 | 0 | 0 | 0 | 0 | 0 | 4937.8338
2025-02-05 | 7640.189 | 21.86 | 0 | 0 | 0 | 0 | 0 | 1 | 0 | 0 | 0 | 0 | 0 | 0 | 0 | 0 | 0 | 0 | 0 | 0 | 0 | 0 | 0 | 0 | 0 | 0 | 0 | 0 | 4922.856
2025-02-05 | 8328.399 | 21.89 | 0 | 0 | 0 | 0 | 0 | 0 | 1 | 0 | 0 | 0 | 0 | 0 | 0 | 0 | 0 | 0 | 0 | 0 | 0 | 0 | 0 | 0 | 0 | 0 | 0 | 0 | 5072.2097
2025-02-05 | 8462.927 | 22.04 | 0 | 0 | 0 | 0 | 0 | 0 | 0 | 1 | 0 | 0 | 0 | 0 | 0 | 0 | 0 | 0 | 0 | 0 | 0 | 0 | 0 | 0 | 0 | 0 | 0 | 0 | 5418.4719
2025-02-05 | 8591.479 | 22.28 | 0 | 0 | 0 | 0 | 0 | 0 | 0 | 0 | 1 | 0 | 0 | 0 | 0 | 0 | 0 | 0 | 0 | 0 | 0 | 0 | 0 | 0 | 0 | 0 | 0 | 0 | 5850.7203
2025-02-05 | 9017.682 | 22.5 | 0 | 0 | 0 | 0 | 0 | 0 | 0 | 0 | 0 | 1 | 0 | 0 | 0 | 0 | 0 | 0 | 0 | 0 | 0 | 0 | 0 | 0 | 0 | 0 | 0 | 0 | 6258.9485
2025-02-05 | 8785.716 | 22.61 | 0 | 0 | 0 | 0 | 0 | 0 | 0 | 0 | 0 | 0 | 1 | 0 | 0 | 0 | 0 | 0 | 0 | 0 | 0 | 0 | 0 | 0 | 0 | 0 | 0 | 0 | 6483.3259
2025-02-05 | 8585.698 | 22.5 | 0 | 0 | 0 | 0 | 0 | 0 | 0 | 0 | 0 | 0 | 0 | 1 | 0 | 0 | 0 | 0 | 0 | 0 | 0 | 0 | 0 | 0 | 0 | 0 | 0 | 0 | 6524.3421
2025-02-05 | 8788.635 | 21.95 | 0 | 0 | 0 | 0 | 0 | 0 | 0 | 0 | 0 | 0 | 0 | 0 | 1 | 0 | 0 | 0 | 0 | 0 | 0 | 0 | 0 | 0 | 0 | 0 | 0 | 0 | 6471.1835
2025-02-05 | 9495.642 | 21.54 | 0 | 0 | 0 | 0 | 0 | 0 | 0 | 0 | 0 | 0 | 0 | 0 | 0 | 1 | 0 | 0 | 0 | 0 | 0 | 0 | 0 | 0 | 0 | 0 | 0 | 0 | 6425.9222
2025-02-05 | 10525.176 | 21.2 | 0 | 0 | 0 | 0 | 0 | 0 | 0 | 0 | 0 | 0 | 0 | 0 | 0 | 0 | 1 | 0 | 0 | 0 | 0 | 0 | 0 | 0 | 0 | 0 | 0 | 0 | 6286.9033
2025-02-05 | 10433.616 | 20.78 | 0 | 0 | 0 | 0 | 0 | 0 | 0 | 0 | 0 | 0 | 0 | 0 | 0 | 0 | 0 | 1 | 0 | 0 | 0 | 0 | 0 | 0 | 0 | 0 | 0 | 0 | 6178.3573
2025-02-05 | 9964.275 | 20.66 | 0 | 0 | 0 | 0 | 0 | 0 | 0 | 0 | 0 | 0 | 0 | 0 | 0 | 0 | 0 | 0 | 1 | 0 | 0 | 0 | 0 | 0 | 0 | 0 | 0 | 0 | 6251.4467
2025-02-05 | 10009.177 | 20.47 | 0 | 0 | 0 | 0 | 0 | 0 | 0 | 0 | 0 | 0 | 0 | 0 | 0 | 0 | 0 | 0 | 0 | 1 | 0 | 0 | 0 | 0 | 0 | 0 | 0 | 0 | 6617.2164
2025-02-05 | 9425.868 | 20.87 | 0 | 0 | 0 | 0 | 0 | 0 | 0 | 0 | 0 | 0 | 0 | 0 | 0 | 0 | 0 | 0 | 0 | 0 | 1 | 0 | 0 | 0 | 0 | 0 | 0 | 0 | 7221.9359
2025-02-05 | 8185.833 | 21.31 | 0 | 0 | 0 | 0 | 0 | 0 | 0 | 0 | 0 | 0 | 0 | 0 | 0 | 0 | 0 | 0 | 0 | 0 | 0 | 1 | 0 | 0 | 0 | 0 | 0 | 0 | 7493.7909
2025-02-05 | 6874.847 | 21.81 | 0 | 0 | 0 | 0 | 0 | 0 | 0 | 0 | 0 | 0 | 0 | 0 | 0 | 0 | 0 | 0 | 0 | 0 | 0 | 0 | 1 | 0 | 0 | 0 | 0 | 0 | 7560.4987
2025-02-05 | 5923.207 | 21.81 | 0 | 0 | 0 | 0 | 0 | 0 | 0 | 0 | 0 | 0 | 0 | 0 | 0 | 0 | 0 | 0 | 0 | 0 | 0 | 0 | 0 | 1 | 0 | 0 | 0 | 0 | 7530.8689
2025-02-05 | 5472.443 | 22.04 | 0 | 0 | 0 | 0 | 0 | 0 | 0 | 0 | 0 | 0 | 0 | 0 | 0 | 0 | 0 | 0 | 0 | 0 | 0 | 0 | 0 | 0 | 1 | 0 | 0 | 0 | 7321.2626
2025-02-05 | 5179.184 | 22.24 | 0 | 0 | 0 | 0 | 0 | 0 | 0 | 0 | 0 | 0 | 0 | 0 | 0 | 0 | 0 | 0 | 0 | 0 | 0 | 0 | 0 | 0 | 0 | 1 | 0 | 0 | 6807.8259
2025-02-05 | 5122.122 | 22.44 | 0 | 0 | 0 | 0 | 0 | 0 | 0 | 0 | 0 | 0 | 0 | 0 | 0 | 0 | 0 | 0 | 0 | 0 | 0 | 0 | 0 | 0 | 0 | 0 | 1 | 0 | 6205.6284
2025-02-05 | 5230.49 | 22.43 | 0 | 0 | 0 | 0 | 0 | 0 | 0 | 0 | 0 | 0 | 0 | 0 | 0 | 0 | 0 | 0 | 0 | 0 | 0 | 0 | 0 | 0 | 0 | 0 | 0 | 1 | 5696.069
2025-02-06 | 5676.111 | 22.5 | 0 | 0 | 1 | 0 | 0 | 0 | 0 | 0 | 0 | 0 | 0 | 0 | 0 | 0 | 0 | 0 | 0 | 0 | 0 | 0 | 0 | 0 | 0 | 0 | 0 | 0 | 5351.0139
2025-02-06 | 6495.248 | 22.36 | 0 | 0 | 0 | 1 | 0 | 0 | 0 | 0 | 0 | 0 | 0 | 0 | 0 | 0 | 0 | 0 | 0 | 0 | 0 | 0 | 0 | 0 | 0 | 0 | 0 | 0 | 5122.6453
2025-02-06 | 7113.314 | 22.51 | 0 | 0 | 0 | 0 | 1 | 0 | 0 | 0 | 0 | 0 | 0 | 0 | 0 | 0 | 0 | 0 | 0 | 0 | 0 | 0 | 0 | 0 | 0 | 0 | 0 | 0 | 5021.4362
2025-02-06 | 7166.686 | 22.55 | 0 | 0 | 0 | 0 | 0 | 1 | 0 | 0 | 0 | 0 | 0 | 0 | 0 | 0 | 0 | 0 | 0 | 0 | 0 | 0 | 0 | 0 | 0 | 0 | 0 | 0 | 4998.7581
2025-02-06 | 6906.984 | 22.52 | 0 | 0 | 0 | 0 | 0 | 0 | 1 | 0 | 0 | 0 | 0 | 0 | 0 | 0 | 0 | 0 | 0 | 0 | 0 | 0 | 0 | 0 | 0 | 0 | 0 | 0 | 5141.5117
2025-02-06 | 6950.163 | 22.59 | 0 | 0 | 0 | 0 | 0 | 0 | 0 | 1 | 0 | 0 | 0 | 0 | 0 | 0 | 0 | 0 | 0 | 0 | 0 | 0 | 0 | 0 | 0 | 0 | 0 | 0 | 5478.9736
2025-02-06 | 6851.108 | 22.86 | 0 | 0 | 0 | 0 | 0 | 0 | 0 | 0 | 1 | 0 | 0 | 0 | 0 | 0 | 0 | 0 | 0 | 0 | 0 | 0 | 0 | 0 | 0 | 0 | 0 | 0 | 5914.5221
2025-02-06 | 6816.883 | 22.89 | 0 | 0 | 0 | 0 | 0 | 0 | 0 | 0 | 0 | 1 | 0 | 0 | 0 | 0 | 0 | 0 | 0 | 0 | 0 | 0 | 0 | 0 | 0 | 0 | 0 | 0 | 6301.8497
2025-02-06 | 6572.948 | 23.06 | 0 | 0 | 0 | 0 | 0 | 0 | 0 | 0 | 0 | 0 | 1 | 0 | 0 | 0 | 0 | 0 | 0 | 0 | 0 | 0 | 0 | 0 | 0 | 0 | 0 | 0 | 6532.8273
2025-02-06 | 6402.255 | 22.38 | 0 | 0 | 0 | 0 | 0 | 0 | 0 | 0 | 0 | 0 | 0 | 1 | 0 | 0 | 0 | 0 | 0 | 0 | 0 | 0 | 0 | 0 | 0 | 0 | 0 | 0 | 6511.1418
2025-02-06 | 6627.426 | 21.56 | 0 | 0 | 0 | 0 | 0 | 0 | 0 | 0 | 0 | 0 | 0 | 0 | 1 | 0 | 0 | 0 | 0 | 0 | 0 | 0 | 0 | 0 | 0 | 0 | 0 | 0 | 6428.2822
2025-02-06 | 7537.921 | 21 | 0 | 0 | 0 | 0 | 0 | 0 | 0 | 0 | 0 | 0 | 0 | 0 | 0 | 1 | 0 | 0 | 0 | 0 | 0 | 0 | 0 | 0 | 0 | 0 | 0 | 0 | 6366.5206
2025-02-06 | 8476.879 | 20.36 | 0 | 0 | 0 | 0 | 0 | 0 | 0 | 0 | 0 | 0 | 0 | 0 | 0 | 0 | 1 | 0 | 0 | 0 | 0 | 0 | 0 | 0 | 0 | 0 | 0 | 0 | 6194.5007
2025-02-06 | 8649.085 | 19.78 | 0 | 0 | 0 | 0 | 0 | 0 | 0 | 0 | 0 | 0 | 0 | 0 | 0 | 0 | 0 | 1 | 0 | 0 | 0 | 0 | 0 | 0 | 0 | 0 | 0 | 0 | 6068.3542
2025-02-06 | 8652.943 | 19.44 | 0 | 0 | 0 | 0 | 0 | 0 | 0 | 0 | 0 | 0 | 0 | 0 | 0 | 0 | 0 | 0 | 1 | 0 | 0 | 0 | 0 | 0 | 0 | 0 | 0 | 0 | 6117.2429
2025-02-06 | 9091.137 | 19.23 | 0 | 0 | 0 | 0 | 0 | 0 | 0 | 0 | 0 | 0 | 0 | 0 | 0 | 0 | 0 | 0 | 0 | 1 | 0 | 0 | 0 | 0 | 0 | 0 | 0 | 0 | 6480.8125
2025-02-06 | 8921.841 | 19.4 | 0 | 0 | 0 | 0 | 0 | 0 | 0 | 0 | 0 | 0 | 0 | 0 | 0 | 0 | 0 | 0 | 0 | 0 | 1 | 0 | 0 | 0 | 0 | 0 | 0 | 0 | 7060.2313
2025-02-06 | 7852.208 | 19.71 | 0 | 0 | 0 | 0 | 0 | 0 | 0 | 0 | 0 | 0 | 0 | 0 | 0 | 0 | 0 | 0 | 0 | 0 | 0 | 1 | 0 | 0 | 0 | 0 | 0 | 0 | 7317.7859
2025-02-06 | 6554.465 | 20.2 | 0 | 0 | 0 | 0 | 0 | 0 | 0 | 0 | 0 | 0 | 0 | 0 | 0 | 0 | 0 | 0 | 0 | 0 | 0 | 0 | 1 | 0 | 0 | 0 | 0 | 0 | 7383.3937
2025-02-06 | 5771.228 | 20.43 | 0 | 0 | 0 | 0 | 0 | 0 | 0 | 0 | 0 | 0 | 0 | 0 | 0 | 0 | 0 | 0 | 0 | 0 | 0 | 0 | 0 | 1 | 0 | 0 | 0 | 0 | 7379.0646
2025-02-06 | 5293.941 | 20.69 | 0 | 0 | 0 | 0 | 0 | 0 | 0 | 0 | 0 | 0 | 0 | 0 | 0 | 0 | 0 | 0 | 0 | 0 | 0 | 0 | 0 | 0 | 1 | 0 | 0 | 0 | 7172.7584
2025-02-06 | 5041.905 | 20.89 | 0 | 0 | 0 | 0 | 0 | 0 | 0 | 0 | 0 | 0 | 0 | 0 | 0 | 0 | 0 | 0 | 0 | 0 | 0 | 0 | 0 | 0 | 0 | 1 | 0 | 0 | 6659.3216
2025-02-06 | 4954.795 | 20.99 | 0 | 0 | 0 | 0 | 0 | 0 | 0 | 0 | 0 | 0 | 0 | 0 | 0 | 0 | 0 | 0 | 0 | 0 | 0 | 0 | 0 | 0 | 0 | 0 | 1 | 0 | 6046.1238
2025-02-06 | 5025.21 | 20.93 | 0 | 0 | 0 | 0 | 0 | 0 | 0 | 0 | 0 | 0 | 0 | 0 | 0 | 0 | 0 | 0 | 0 | 0 | 0 | 0 | 0 | 0 | 0 | 0 | 0 | 1 | 5531.0643
2025-02-07 | 5465.391 | 21.2 | 0 | 0 | 1 | 0 | 0 | 0 | 0 | 0 | 0 | 0 | 0 | 0 | 0 | 0 | 0 | 0 | 0 | 0 | 0 | 0 | 0 | 0 | 0 | 0 | 0 | 0 | 5208.0098
2025-02-07 | 6304.454 | 21.15 | 0 | 0 | 0 | 1 | 0 | 0 | 0 | 0 | 0 | 0 | 0 | 0 | 0 | 0 | 0 | 0 | 0 | 0 | 0 | 0 | 0 | 0 | 0 | 0 | 0 | 0 | 4989.5415
2025-02-07 | 6801.804 | 21.49 | 0 | 0 | 0 | 0 | 1 | 0 | 0 | 0 | 0 | 0 | 0 | 0 | 0 | 0 | 0 | 0 | 0 | 0 | 0 | 0 | 0 | 0 | 0 | 0 | 0 | 0 | 4909.233
2025-02-07 | 6923.064 | 21.58 | 0 | 0 | 0 | 0 | 0 | 1 | 0 | 0 | 0 | 0 | 0 | 0 | 0 | 0 | 0 | 0 | 0 | 0 | 0 | 0 | 0 | 0 | 0 | 0 | 0 | 0 | 4892.0551
2025-02-07 | 6542.845 | 21.79 | 0 | 0 | 0 | 0 | 0 | 0 | 1 | 0 | 0 | 0 | 0 | 0 | 0 | 0 | 0 | 0 | 0 | 0 | 0 | 0 | 0 | 0 | 0 | 0 | 0 | 0 | 5061.2094
2025-02-07 | 6472.792 | 21.82 | 0 | 0 | 0 | 0 | 0 | 0 | 0 | 1 | 0 | 0 | 0 | 0 | 0 | 0 | 0 | 0 | 0 | 0 | 0 | 0 | 0 | 0 | 0 | 0 | 0 | 0 | 5394.2712
2025-02-07 | 6497.398 | 21.88 | 0 | 0 | 0 | 0 | 0 | 0 | 0 | 0 | 1 | 0 | 0 | 0 | 0 | 0 | 0 | 0 | 0 | 0 | 0 | 0 | 0 | 0 | 0 | 0 | 0 | 0 | 5806.719
2025-02-07 | 6509.291 | 21.83 | 0 | 0 | 0 | 0 | 0 | 0 | 0 | 0 | 0 | 1 | 0 | 0 | 0 | 0 | 0 | 0 | 0 | 0 | 0 | 0 | 0 | 0 | 0 | 0 | 0 | 0 | 6185.2464
2025-02-07 | 6334.263 | 21.67 | 0 | 0 | 0 | 0 | 0 | 0 | 0 | 0 | 0 | 0 | 1 | 0 | 0 | 0 | 0 | 0 | 0 | 0 | 0 | 0 | 0 | 0 | 0 | 0 | 0 | 0 | 6379.9229
2025-02-07 | 6215.78 | 21.12 | 0 | 0 | 0 | 0 | 0 | 0 | 0 | 0 | 0 | 0 | 0 | 1 | 0 | 0 | 0 | 0 | 0 | 0 | 0 | 0 | 0 | 0 | 0 | 0 | 0 | 0 | 6372.5378
2025-02-07 | 6750.413 | 20.57 | 0 | 0 | 0 | 0 | 0 | 0 | 0 | 0 | 0 | 0 | 0 | 0 | 1 | 0 | 0 | 0 | 0 | 0 | 0 | 0 | 0 | 0 | 0 | 0 | 0 | 0 | 6319.3791
2025-02-07 | 7653.262 | 20.13 | 0 | 0 | 0 | 0 | 0 | 0 | 0 | 0 | 0 | 0 | 0 | 0 | 0 | 1 | 0 | 0 | 0 | 0 | 0 | 0 | 0 | 0 | 0 | 0 | 0 | 0 | 6270.8178
2025-02-07 | 8550.548 | 19.75 | 0 | 0 | 0 | 0 | 0 | 0 | 0 | 0 | 0 | 0 | 0 | 0 | 0 | 0 | 1 | 0 | 0 | 0 | 0 | 0 | 0 | 0 | 0 | 0 | 0 | 0 | 6127.3988
2025-02-07 | 8581.536 | 18.97 | 0 | 0 | 0 | 0 | 0 | 0 | 0 | 0 | 0 | 0 | 0 | 0 | 0 | 0 | 0 | 1 | 0 | 0 | 0 | 0 | 0 | 0 | 0 | 0 | 0 | 0 | 5979.2517
2025-02-07 | 8827.05 | 18.6 | 0 | 0 | 0 | 0 | 0 | 0 | 0 | 0 | 0 | 0 | 0 | 0 | 0 | 0 | 0 | 0 | 1 | 0 | 0 | 0 | 0 | 0 | 0 | 0 | 0 | 0 | 6024.8402
2025-02-07 | 9140.033 | 18.87 | 0 | 0 | 0 | 0 | 0 | 0 | 0 | 0 | 0 | 0 | 0 | 0 | 0 | 0 | 0 | 0 | 0 | 1 | 0 | 0 | 0 | 0 | 0 | 0 | 0 | 0 | 6441.2114
2025-02-07 | 8902.807 | 19.02 | 0 | 0 | 0 | 0 | 0 | 0 | 0 | 0 | 0 | 0 | 0 | 0 | 0 | 0 | 0 | 0 | 0 | 0 | 1 | 0 | 0 | 0 | 0 | 0 | 0 | 0 | 7018.4301
2025-02-07 | 7985.826 | 19.45 | 0 | 0 | 0 | 0 | 0 | 0 | 0 | 0 | 0 | 0 | 0 | 0 | 0 | 0 | 0 | 0 | 0 | 0 | 0 | 1 | 0 | 0 | 0 | 0 | 0 | 0 | 7289.1851
2025-02-07 | 6724.11 | 20.03 | 0 | 0 | 0 | 0 | 0 | 0 | 0 | 0 | 0 | 0 | 0 | 0 | 0 | 0 | 0 | 0 | 0 | 0 | 0 | 0 | 1 | 0 | 0 | 0 | 0 | 0 | 7364.6931
2025-02-07 | 5791.111 | 20.42 | 0 | 0 | 0 | 0 | 0 | 0 | 0 | 0 | 0 | 0 | 0 | 0 | 0 | 0 | 0 | 0 | 0 | 0 | 0 | 0 | 0 | 1 | 0 | 0 | 0 | 0 | 7377.9645
2025-02-07 | 5302.407 | 20.63 | 0 | 0 | 0 | 0 | 0 | 0 | 0 | 0 | 0 | 0 | 0 | 0 | 0 | 0 | 0 | 0 | 0 | 0 | 0 | 0 | 0 | 0 | 1 | 0 | 0 | 0 | 7166.1582
2025-02-07 | 4994.758 | 20.91 | 0 | 0 | 0 | 0 | 0 | 0 | 0 | 0 | 0 | 0 | 0 | 0 | 0 | 0 | 0 | 0 | 0 | 0 | 0 | 0 | 0 | 0 | 0 | 1 | 0 | 0 | 6661.5217
2025-02-07 | 4817.829 | 21.06 | 0 | 0 | 0 | 0 | 0 | 0 | 0 | 0 | 0 | 0 | 0 | 0 | 0 | 0 | 0 | 0 | 0 | 0 | 0 | 0 | 0 | 0 | 0 | 0 | 1 | 0 | 6053.8241
2025-02-07 | 4855.583 | 21.12 | 0 | 0 | 0 | 0 | 0 | 0 | 0 | 0 | 0 | 0 | 0 | 0 | 0 | 0 | 0 | 0 | 0 | 0 | 0 | 0 | 0 | 0 | 0 | 0 | 0 | 1 | 5551.9649
2025-02-08 | 5332.351 | 21.01 | 0 | 1 | 1 | 0 | 0 | 0 | 0 | 0 | 0 | 0 | 0 | 0 | 0 | 0 | 0 | 0 | 0 | 0 | 0 | 0 | 0 | 0 | 0 | 0 | 0 | 0 | 5465.5837
2025-02-08 | 6116.172 | 20.95 | 0 | 1 | 0 | 1 | 0 | 0 | 0 | 0 | 0 | 0 | 0 | 0 | 0 | 0 | 0 | 0 | 0 | 0 | 0 | 0 | 0 | 0 | 0 | 0 | 0 | 0 | 5246.0153
2025-02-08 | 6796.256 | 21.15 | 0 | 1 | 0 | 0 | 1 | 0 | 0 | 0 | 0 | 0 | 0 | 0 | 0 | 0 | 0 | 0 | 0 | 0 | 0 | 0 | 0 | 0 | 0 | 0 | 0 | 0 | 5150.3064
2025-02-08 | 6814.955 | 21.64 | 0 | 1 | 0 | 0 | 0 | 1 | 0 | 0 | 0 | 0 | 0 | 0 | 0 | 0 | 0 | 0 | 0 | 0 | 0 | 0 | 0 | 0 | 0 | 0 | 0 | 0 | 5177.1297
2025-02-08 | 6654.367 | 21.72 | 0 | 1 | 0 | 0 | 0 | 0 | 1 | 0 | 0 | 0 | 0 | 0 | 0 | 0 | 0 | 0 | 0 | 0 | 0 | 0 | 0 | 0 | 0 | 0 | 0 | 0 | 5331.9836
2025-02-08 | 6539.424 | 22.12 | 0 | 1 | 0 | 0 | 0 | 0 | 0 | 1 | 0 | 0 | 0 | 0 | 0 | 0 | 0 | 0 | 0 | 0 | 0 | 0 | 0 | 0 | 0 | 0 | 0 | 0 | 5705.7466
2025-02-08 | 6446.255 | 22.43 | 0 | 1 | 0 | 0 | 0 | 0 | 0 | 0 | 1 | 0 | 0 | 0 | 0 | 0 | 0 | 0 | 0 | 0 | 0 | 0 | 0 | 0 | 0 | 0 | 0 | 0 | 6145.6952
2025-02-08 | 6610.816 | 22.69 | 0 | 1 | 0 | 0 | 0 | 0 | 0 | 0 | 0 | 1 | 0 | 0 | 0 | 0 | 0 | 0 | 0 | 0 | 0 | 0 | 0 | 0 | 0 | 0 | 0 | 0 | 6558.3235
2025-02-08 | 6465.891 | 22.91 | 0 | 1 | 0 | 0 | 0 | 0 | 0 | 0 | 0 | 0 | 1 | 0 | 0 | 0 | 0 | 0 | 0 | 0 | 0 | 0 | 0 | 0 | 0 | 0 | 0 | 0 | 6794.8013
2025-02-08 | 6482.396 | 22.48 | 0 | 1 | 0 | 0 | 0 | 0 | 0 | 0 | 0 | 0 | 0 | 1 | 0 | 0 | 0 | 0 | 0 | 0 | 0 | 0 | 0 | 0 | 0 | 0 | 0 | 0 | 6800.6165
2025-02-08 | 6766.633 | 21.98 | 0 | 1 | 0 | 0 | 0 | 0 | 0 | 0 | 0 | 0 | 0 | 0 | 1 | 0 | 0 | 0 | 0 | 0 | 0 | 0 | 0 | 0 | 0 | 0 | 0 | 0 | 6752.958
2025-02-08 | 7703.367 | 21.12 | 0 | 1 | 0 | 0 | 0 | 0 | 0 | 0 | 0 | 0 | 0 | 0 | 0 | 1 | 0 | 0 | 0 | 0 | 0 | 0 | 0 | 0 | 0 | 0 | 0 | 0 | 6658.1954
2025-02-08 | 8865.518 | 20.34 | 0 | 1 | 0 | 0 | 0 | 0 | 0 | 0 | 0 | 0 | 0 | 0 | 0 | 0 | 1 | 0 | 0 | 0 | 0 | 0 | 0 | 0 | 0 | 0 | 0 | 0 | 6470.775
2025-02-08 | 8863.739 | 20.04 | 0 | 1 | 0 | 0 | 0 | 0 | 0 | 0 | 0 | 0 | 0 | 0 | 0 | 0 | 0 | 1 | 0 | 0 | 0 | 0 | 0 | 0 | 0 | 0 | 0 | 0 | 6375.4295
2025-02-08 | 9263.231 | 19.53 | 0 | 1 | 0 | 0 | 0 | 0 | 0 | 0 | 0 | 0 | 0 | 0 | 0 | 0 | 0 | 0 | 1 | 0 | 0 | 0 | 0 | 0 | 0 | 0 | 0 | 0 | 6405.6176
2025-02-08 | 9340.283 | 19.55 | 0 | 1 | 0 | 0 | 0 | 0 | 0 | 0 | 0 | 0 | 0 | 0 | 0 | 0 | 0 | 0 | 0 | 1 | 0 | 0 | 0 | 0 | 0 | 0 | 0 | 0 | 6794.4879
2025-02-08 | 9004.74 | 20.06 | 0 | 1 | 0 | 0 | 0 | 0 | 0 | 0 | 0 | 0 | 0 | 0 | 0 | 0 | 0 | 0 | 0 | 0 | 1 | 0 | 0 | 0 | 0 | 0 | 0 | 0 | 7411.3078
2025-02-08 | 7803.402 | 20.76 | 0 | 1 | 0 | 0 | 0 | 0 | 0 | 0 | 0 | 0 | 0 | 0 | 0 | 0 | 0 | 0 | 0 | 0 | 0 | 1 | 0 | 0 | 0 | 0 | 0 | 0 | 7711.7636
2025-02-08 | 6524.754 | 21.66 | 0 | 1 | 0 | 0 | 0 | 0 | 0 | 0 | 0 | 0 | 0 | 0 | 0 | 0 | 0 | 0 | 0 | 0 | 0 | 0 | 1 | 0 | 0 | 0 | 0 | 0 | 7822.4727
2025-02-08 | 5731.243 | 21.84 | 0 | 1 | 0 | 0 | 0 | 0 | 0 | 0 | 0 | 0 | 0 | 0 | 0 | 0 | 0 | 0 | 0 | 0 | 0 | 0 | 0 | 1 | 0 | 0 | 0 | 0 | 7812.6434
2025-02-08 | 5277.774 | 21.97 | 0 | 1 | 0 | 0 | 0 | 0 | 0 | 0 | 0 | 0 | 0 | 0 | 0 | 0 | 0 | 0 | 0 | 0 | 0 | 0 | 0 | 0 | 1 | 0 | 0 | 0 | 7592.0369
2025-02-08 | 4988.236 | 22.21 | 0 | 1 | 0 | 0 | 0 | 0 | 0 | 0 | 0 | 0 | 0 | 0 | 0 | 0 | 0 | 0 | 0 | 0 | 0 | 0 | 0 | 0 | 0 | 1 | 0 | 0 | 7083.0002
2025-02-08 | 4918.358 | 22.71 | 0 | 1 | 0 | 0 | 0 | 0 | 0 | 0 | 0 | 0 | 0 | 0 | 0 | 0 | 0 | 0 | 0 | 0 | 0 | 0 | 0 | 0 | 0 | 0 | 1 | 0 | 6513.8037
2025-02-08 | 4962.224 | 22.87 | 0 | 1 | 0 | 0 | 0 | 0 | 0 | 0 | 0 | 0 | 0 | 0 | 0 | 0 | 0 | 0 | 0 | 0 | 0 | 0 | 0 | 0 | 0 | 0 | 0 | 1 | 6022.9448
2025-02-09 | 5306.091 | 23.35 | 0 | 1 | 1 | 0 | 0 | 0 | 0 | 0 | 0 | 0 | 0 | 0 | 0 | 0 | 0 | 0 | 0 | 0 | 0 | 0 | 0 | 0 | 0 | 0 | 0 | 0 | 5722.991
2025-02-09 | 6050.489 | 23.55 | 0 | 1 | 0 | 1 | 0 | 0 | 0 | 0 | 0 | 0 | 0 | 0 | 0 | 0 | 0 | 0 | 0 | 0 | 0 | 0 | 0 | 0 | 0 | 0 | 0 | 0 | 5532.0234
2025-02-09 | 6968.446 | 23.56 | 0 | 1 | 0 | 0 | 1 | 0 | 0 | 0 | 0 | 0 | 0 | 0 | 0 | 0 | 0 | 0 | 0 | 0 | 0 | 0 | 0 | 0 | 0 | 0 | 0 | 0 | 5415.4139
2025-02-09 | 7210.455 | 23.46 | 0 | 1 | 0 | 0 | 0 | 1 | 0 | 0 | 0 | 0 | 0 | 0 | 0 | 0 | 0 | 0 | 0 | 0 | 0 | 0 | 0 | 0 | 0 | 0 | 0 | 0 | 5377.3354
2025-02-09 | 7102.574 | 23.48 | 0 | 1 | 0 | 0 | 0 | 0 | 1 | 0 | 0 | 0 | 0 | 0 | 0 | 0 | 0 | 0 | 0 | 0 | 0 | 0 | 0 | 0 | 0 | 0 | 0 | 0 | 5525.5892
2025-02-09 | 7159.827 | 23.38 | 0 | 1 | 0 | 0 | 0 | 0 | 0 | 1 | 0 | 0 | 0 | 0 | 0 | 0 | 0 | 0 | 0 | 0 | 0 | 0 | 0 | 0 | 0 | 0 | 0 | 0 | 5844.3506
2025-02-09 | 7112.543 | 23.21 | 0 | 1 | 0 | 0 | 0 | 0 | 0 | 0 | 1 | 0 | 0 | 0 | 0 | 0 | 0 | 0 | 0 | 0 | 0 | 0 | 0 | 0 | 0 | 0 | 0 | 0 | 6231.4976
2025-02-09 | 7124.096 | 22.94 | 0 | 1 | 0 | 0 | 0 | 0 | 0 | 0 | 0 | 1 | 0 | 0 | 0 | 0 | 0 | 0 | 0 | 0 | 0 | 0 | 0 | 0 | 0 | 0 | 0 | 0 | 6585.8243
2025-02-09 | 6889.132 | 22.47 | 0 | 1 | 0 | 0 | 0 | 0 | 0 | 0 | 0 | 0 | 1 | 0 | 0 | 0 | 0 | 0 | 0 | 0 | 0 | 0 | 0 | 0 | 0 | 0 | 0 | 0 | 6746.3999
2025-02-09 | 6774.54 | 21.79 | 0 | 1 | 0 | 0 | 0 | 0 | 0 | 0 | 0 | 0 | 0 | 1 | 0 | 0 | 0 | 0 | 0 | 0 | 0 | 0 | 0 | 0 | 0 | 0 | 0 | 0 | 6724.7144
2025-02-09 | 6967.924 | 20.75 | 0 | 1 | 0 | 0 | 0 | 0 | 0 | 0 | 0 | 0 | 0 | 0 | 1 | 0 | 0 | 0 | 0 | 0 | 0 | 0 | 0 | 0 | 0 | 0 | 0 | 0 | 6617.6541
2025-02-09 | 7782.718 | 19.42 | 0 | 1 | 0 | 0 | 0 | 0 | 0 | 0 | 0 | 0 | 0 | 0 | 0 | 1 | 0 | 0 | 0 | 0 | 0 | 0 | 0 | 0 | 0 | 0 | 0 | 0 | 6471.19
2025-02-09 | 8703.79 | 18.62 | 0 | 1 | 0 | 0 | 0 | 0 | 0 | 0 | 0 | 0 | 0 | 0 | 0 | 0 | 1 | 0 | 0 | 0 | 0 | 0 | 0 | 0 | 0 | 0 | 0 | 0 | 6281.5697
2025-02-09 | 8544.585 | 18.14 | 0 | 1 | 0 | 0 | 0 | 0 | 0 | 0 | 0 | 0 | 0 | 0 | 0 | 0 | 0 | 1 | 0 | 0 | 0 | 0 | 0 | 0 | 0 | 0 | 0 | 0 | 6166.4235
2025-02-09 | 8775.741 | 17.82 | 0 | 1 | 0 | 0 | 0 | 0 | 0 | 0 | 0 | 0 | 0 | 0 | 0 | 0 | 0 | 0 | 1 | 0 | 0 | 0 | 0 | 0 | 0 | 0 | 0 | 0 | 6217.5122
2025-02-09 | 9183.267 | 17.48 | 0 | 1 | 0 | 0 | 0 | 0 | 0 | 0 | 0 | 0 | 0 | 0 | 0 | 0 | 0 | 0 | 0 | 1 | 0 | 0 | 0 | 0 | 0 | 0 | 0 | 0 | 6566.7814
2025-02-09 | 9043.966 | 17.6 | 0 | 1 | 0 | 0 | 0 | 0 | 0 | 0 | 0 | 0 | 0 | 0 | 0 | 0 | 0 | 0 | 0 | 0 | 1 | 0 | 0 | 0 | 0 | 0 | 0 | 0 | 7140.7001
2025-02-09 | 7974.627 | 18.06 | 0 | 1 | 0 | 0 | 0 | 0 | 0 | 0 | 0 | 0 | 0 | 0 | 0 | 0 | 0 | 0 | 0 | 0 | 0 | 1 | 0 | 0 | 0 | 0 | 0 | 0 | 7414.7551
2025-02-09 | 6860.251 | 18.51 | 0 | 1 | 0 | 0 | 0 | 0 | 0 | 0 | 0 | 0 | 0 | 0 | 0 | 0 | 0 | 0 | 0 | 0 | 0 | 0 | 1 | 0 | 0 | 0 | 0 | 0 | 7475.9628
2025-02-09 | 5953.247 | 18.73 | 0 | 1 | 0 | 0 | 0 | 0 | 0 | 0 | 0 | 0 | 0 | 0 | 0 | 0 | 0 | 0 | 0 | 0 | 0 | 0 | 0 | 1 | 0 | 0 | 0 | 0 | 7470.5337
2025-02-09 | 5370.603 | 19.07 | 0 | 1 | 0 | 0 | 0 | 0 | 0 | 0 | 0 | 0 | 0 | 0 | 0 | 0 | 0 | 0 | 0 | 0 | 0 | 0 | 0 | 0 | 1 | 0 | 0 | 0 | 7273.0278
2025-02-09 | 5049.829 | 19.44 | 0 | 1 | 0 | 0 | 0 | 0 | 0 | 0 | 0 | 0 | 0 | 0 | 0 | 0 | 0 | 0 | 0 | 0 | 0 | 0 | 0 | 0 | 0 | 1 | 0 | 0 | 6778.2915
2025-02-09 | 4940.798 | 19.61 | 0 | 1 | 0 | 0 | 0 | 0 | 0 | 0 | 0 | 0 | 0 | 0 | 0 | 0 | 0 | 0 | 0 | 0 | 0 | 0 | 0 | 0 | 0 | 0 | 1 | 0 | 6172.7939
2025-02-09 | 4987.39 | 19.78 | 0 | 1 | 0 | 0 | 0 | 0 | 0 | 0 | 0 | 0 | 0 | 0 | 0 | 0 | 0 | 0 | 0 | 0 | 0 | 0 | 0 | 0 | 0 | 0 | 0 | 1 | 5683.0351
2025-02-10 | 5337.687 | 19.98 | 0 | 0 | 1 | 0 | 0 | 0 | 0 | 0 | 0 | 0 | 0 | 0 | 0 | 0 | 0 | 0 | 0 | 0 | 0 | 0 | 0 | 0 | 0 | 0 | 0 | 0 | 5073.806
2025-02-10 | 6145.033 | 20.4 | 0 | 0 | 0 | 1 | 0 | 0 | 0 | 0 | 0 | 0 | 0 | 0 | 0 | 0 | 0 | 0 | 0 | 0 | 0 | 0 | 0 | 0 | 0 | 0 | 0 | 0 | 4907.0391
2025-02-10 | 6873.68 | 20.59 | 0 | 0 | 0 | 0 | 1 | 0 | 0 | 0 | 0 | 0 | 0 | 0 | 0 | 0 | 0 | 0 | 0 | 0 | 0 | 0 | 0 | 0 | 0 | 0 | 0 | 0 | 4810.2302
2025-02-10 | 7069.443 | 20.75 | 0 | 0 | 0 | 0 | 0 | 1 | 0 | 0 | 0 | 0 | 0 | 0 | 0 | 0 | 0 | 0 | 0 | 0 | 0 | 0 | 0 | 0 | 0 | 0 | 0 | 0 | 4800.7525
2025-02-10 | 6957.095 | 21.09 | 0 | 0 | 0 | 0 | 0 | 0 | 1 | 0 | 0 | 0 | 0 | 0 | 0 | 0 | 0 | 0 | 0 | 0 | 0 | 0 | 0 | 0 | 0 | 0 | 0 | 0 | 4984.2072
2025-02-10 | 6834.298 | 21.26 | 0 | 0 | 0 | 0 | 0 | 0 | 0 | 1 | 0 | 0 | 0 | 0 | 0 | 0 | 0 | 0 | 0 | 0 | 0 | 0 | 0 | 0 | 0 | 0 | 0 | 0 | 5332.6695
2025-02-10 | 6811.302 | 21.23 | 0 | 0 | 0 | 0 | 0 | 0 | 0 | 0 | 1 | 0 | 0 | 0 | 0 | 0 | 0 | 0 | 0 | 0 | 0 | 0 | 0 | 0 | 0 | 0 | 0 | 0 | 5735.217
2025-02-10 | 6758.862 | 21.32 | 0 | 0 | 0 | 0 | 0 | 0 | 0 | 0 | 0 | 1 | 0 | 0 | 0 | 0 | 0 | 0 | 0 | 0 | 0 | 0 | 0 | 0 | 0 | 0 | 0 | 0 | 6129.1448
2025-02-10 | 6621.488 | 21.28 | 0 | 0 | 0 | 0 | 0 | 0 | 0 | 0 | 0 | 0 | 1 | 0 | 0 | 0 | 0 | 0 | 0 | 0 | 0 | 0 | 0 | 0 | 0 | 0 | 0 | 0 | 6337.0217
2025-02-10 | 6509.555 | 20.66 | 0 | 0 | 0 | 0 | 0 | 0 | 0 | 0 | 0 | 0 | 0 | 1 | 0 | 0 | 0 | 0 | 0 | 0 | 0 | 0 | 0 | 0 | 0 | 0 | 0 | 0 | 6321.9364
2025-02-10 | 6863.672 | 20.14 | 0 | 0 | 0 | 0 | 0 | 0 | 0 | 0 | 0 | 0 | 0 | 0 | 1 | 0 | 0 | 0 | 0 | 0 | 0 | 0 | 0 | 0 | 0 | 0 | 0 | 0 | 6272.0778
2025-02-10 | 7522.29 | 19.65 | 0 | 0 | 0 | 0 | 0 | 0 | 0 | 0 | 0 | 0 | 0 | 0 | 0 | 1 | 0 | 0 | 0 | 0 | 0 | 0 | 0 | 0 | 0 | 0 | 0 | 0 | 6218.0163
2025-02-10 | 8282.016 | 19.51 | 0 | 0 | 0 | 0 | 0 | 0 | 0 | 0 | 0 | 0 | 0 | 0 | 0 | 0 | 1 | 0 | 0 | 0 | 0 | 0 | 0 | 0 | 0 | 0 | 0 | 0 | 6100.998
2025-02-10 | 8253.127 | 19.5 | 0 | 0 | 0 | 0 | 0 | 0 | 0 | 0 | 0 | 0 | 0 | 0 | 0 | 0 | 0 | 1 | 0 | 0 | 0 | 0 | 0 | 0 | 0 | 0 | 0 | 0 | 6037.5533
2025-02-10 | 8548.718 | 19.66 | 0 | 0 | 0 | 0 | 0 | 0 | 0 | 0 | 0 | 0 | 0 | 0 | 0 | 0 | 0 | 0 | 1 | 0 | 0 | 0 | 0 | 0 | 0 | 0 | 0 | 0 | 6141.4436
2025-02-10 | 8807.965 | 19.87 | 0 | 0 | 0 | 0 | 0 | 0 | 0 | 0 | 0 | 0 | 0 | 0 | 0 | 0 | 0 | 0 | 0 | 1 | 0 | 0 | 0 | 0 | 0 | 0 | 0 | 0 | 6551.2145
2025-02-10 | 8448.932 | 19.98 | 0 | 0 | 0 | 0 | 0 | 0 | 0 | 0 | 0 | 0 | 0 | 0 | 0 | 0 | 0 | 0 | 0 | 0 | 1 | 0 | 0 | 0 | 0 | 0 | 0 | 0 | 7124.0331
2025-02-10 | 7792.099 | 20.42 | 0 | 0 | 0 | 0 | 0 | 0 | 0 | 0 | 0 | 0 | 0 | 0 | 0 | 0 | 0 | 0 | 0 | 0 | 0 | 1 | 0 | 0 | 0 | 0 | 0 | 0 | 7395.8881
2025-02-10 | 6814.4 | 20.74 | 0 | 0 | 0 | 0 | 0 | 0 | 0 | 0 | 0 | 0 | 0 | 0 | 0 | 0 | 0 | 0 | 0 | 0 | 0 | 0 | 1 | 0 | 0 | 0 | 0 | 0 | 7442.7954
2025-02-10 | 6024.711 | 20.91 | 0 | 0 | 0 | 0 | 0 | 0 | 0 | 0 | 0 | 0 | 0 | 0 | 0 | 0 | 0 | 0 | 0 | 0 | 0 | 0 | 0 | 1 | 0 | 0 | 0 | 0 | 7431.8661
2025-02-10 | 5448.775 | 21.13 | 0 | 0 | 0 | 0 | 0 | 0 | 0 | 0 | 0 | 0 | 0 | 0 | 0 | 0 | 0 | 0 | 0 | 0 | 0 | 0 | 0 | 0 | 1 | 0 | 0 | 0 | 7221.1598
2025-02-10 | 5049.662 | 21.41 | 0 | 0 | 0 | 0 | 0 | 0 | 0 | 0 | 0 | 0 | 0 | 0 | 0 | 0 | 0 | 0 | 0 | 0 | 0 | 0 | 0 | 0 | 0 | 1 | 0 | 0 | 6716.5233
2025-02-10 | 4896.182 | 21.53 | 0 | 0 | 0 | 0 | 0 | 0 | 0 | 0 | 0 | 0 | 0 | 0 | 0 | 0 | 0 | 0 | 0 | 0 | 0 | 0 | 0 | 0 | 0 | 0 | 1 | 0 | 6105.5255
2025-02-10 | 4761.85 | 21.85 | 0 | 0 | 0 | 0 | 0 | 0 | 0 | 0 | 0 | 0 | 0 | 0 | 0 | 0 | 0 | 0 | 0 | 0 | 0 | 0 | 0 | 0 | 0 | 0 | 0 | 1 | 5632.2672
2025-02-11 | 4940.995 | 22.31 | 0 | 0 | 1 | 0 | 0 | 0 | 0 | 0 | 0 | 0 | 0 | 0 | 0 | 0 | 0 | 0 | 0 | 0 | 0 | 0 | 0 | 0 | 0 | 0 | 0 | 0 | 5330.1133
2025-02-11 | 5519.391 | 22.46 | 0 | 0 | 0 | 1 | 0 | 0 | 0 | 0 | 0 | 0 | 0 | 0 | 0 | 0 | 0 | 0 | 0 | 0 | 0 | 0 | 0 | 0 | 0 | 0 | 0 | 0 | 5133.6456
2025-02-11 | 6440.733 | 22.78 | 0 | 0 | 0 | 0 | 1 | 0 | 0 | 0 | 0 | 0 | 0 | 0 | 0 | 0 | 0 | 0 | 0 | 0 | 0 | 0 | 0 | 0 | 0 | 0 | 0 | 0 | 5051.137
2025-02-11 | 7639.117 | 23.01 | 0 | 0 | 0 | 0 | 0 | 1 | 0 | 0 | 0 | 0 | 0 | 0 | 0 | 0 | 0 | 0 | 0 | 0 | 0 | 0 | 0 | 0 | 0 | 0 | 0 | 0 | 5049.3596
2025-02-11 | 8434.88 | 23.23 | 0 | 0 | 0 | 0 | 0 | 0 | 1 | 0 | 0 | 0 | 0 | 0 | 0 | 0 | 0 | 0 | 0 | 0 | 0 | 0 | 0 | 0 | 0 | 0 | 0 | 0 | 5219.6139
2025-02-11 | 8653.949 | 23.19 | 0 | 0 | 0 | 0 | 0 | 0 | 0 | 1 | 0 | 0 | 0 | 0 | 0 | 0 | 0 | 0 | 0 | 0 | 0 | 0 | 0 | 0 | 0 | 0 | 0 | 0 | 5544.9755
2025-02-11 | 8827.567 | 23.41 | 0 | 0 | 0 | 0 | 0 | 0 | 0 | 0 | 1 | 0 | 0 | 0 | 0 | 0 | 0 | 0 | 0 | 0 | 0 | 0 | 0 | 0 | 0 | 0 | 0 | 0 | 5975.0238
2025-02-11 | 8705.213 | 23.28 | 0 | 0 | 0 | 0 | 0 | 0 | 0 | 0 | 0 | 1 | 0 | 0 | 0 | 0 | 0 | 0 | 0 | 0 | 0 | 0 | 0 | 0 | 0 | 0 | 0 | 0 | 6344.7509
2025-02-11 | 8390.802 | 23.12 | 0 | 0 | 0 | 0 | 0 | 0 | 0 | 0 | 0 | 0 | 1 | 0 | 0 | 0 | 0 | 0 | 0 | 0 | 0 | 0 | 0 | 0 | 0 | 0 | 0 | 0 | 6539.4275
2025-02-11 | 8043.721 | 22.37 | 0 | 0 | 0 | 0 | 0 | 0 | 0 | 0 | 0 | 0 | 0 | 1 | 0 | 0 | 0 | 0 | 0 | 0 | 0 | 0 | 0 | 0 | 0 | 0 | 0 | 0 | 6510.0417
2025-02-11 | 8063.231 | 21.54 | 0 | 0 | 0 | 0 | 0 | 0 | 0 | 0 | 0 | 0 | 0 | 0 | 1 | 0 | 0 | 0 | 0 | 0 | 0 | 0 | 0 | 0 | 0 | 0 | 0 | 0 | 6426.0822
2025-02-11 | 8685.514 | 20.95 | 0 | 0 | 0 | 0 | 0 | 0 | 0 | 0 | 0 | 0 | 0 | 0 | 0 | 1 | 0 | 0 | 0 | 0 | 0 | 0 | 0 | 0 | 0 | 0 | 0 | 0 | 6361.0204
2025-02-11 | 9242.738 | 20.23 | 0 | 0 | 0 | 0 | 0 | 0 | 0 | 0 | 0 | 0 | 0 | 0 | 0 | 0 | 1 | 0 | 0 | 0 | 0 | 0 | 0 | 0 | 0 | 0 | 0 | 0 | 6180.2003
2025-02-11 | 9178.738 | 19.34 | 0 | 0 | 0 | 0 | 0 | 0 | 0 | 0 | 0 | 0 | 0 | 0 | 0 | 0 | 0 | 1 | 0 | 0 | 0 | 0 | 0 | 0 | 0 | 0 | 0 | 0 | 6019.9528
2025-02-11 | 8910.908 | 19.4 | 0 | 0 | 0 | 0 | 0 | 0 | 0 | 0 | 0 | 0 | 0 | 0 | 0 | 0 | 0 | 0 | 1 | 0 | 0 | 0 | 0 | 0 | 0 | 0 | 0 | 0 | 6112.8427
2025-02-11 | 8751.513 | 19.39 | 0 | 0 | 0 | 0 | 0 | 0 | 0 | 0 | 0 | 0 | 0 | 0 | 0 | 0 | 0 | 0 | 0 | 1 | 0 | 0 | 0 | 0 | 0 | 0 | 0 | 0 | 6498.413
2025-02-11 | 8361.428 | 19.55 | 0 | 0 | 0 | 0 | 0 | 0 | 0 | 0 | 0 | 0 | 0 | 0 | 0 | 0 | 0 | 0 | 0 | 0 | 1 | 0 | 0 | 0 | 0 | 0 | 0 | 0 | 7076.7317
2025-02-11 | 7641.304 | 20 | 0 | 0 | 0 | 0 | 0 | 0 | 0 | 0 | 0 | 0 | 0 | 0 | 0 | 0 | 0 | 0 | 0 | 0 | 0 | 1 | 0 | 0 | 0 | 0 | 0 | 0 | 7349.6868
2025-02-11 | 6762.071 | 20.64 | 0 | 0 | 0 | 0 | 0 | 0 | 0 | 0 | 0 | 0 | 0 | 0 | 0 | 0 | 0 | 0 | 0 | 0 | 0 | 0 | 1 | 0 | 0 | 0 | 0 | 0 | 7431.795
2025-02-11 | 5971.06 | 20.97 | 0 | 0 | 0 | 0 | 0 | 0 | 0 | 0 | 0 | 0 | 0 | 0 | 0 | 0 | 0 | 0 | 0 | 0 | 0 | 0 | 0 | 1 | 0 | 0 | 0 | 0 | 7438.4663
2025-02-11 | 5430.645 | 21.35 | 0 | 0 | 0 | 0 | 0 | 0 | 0 | 0 | 0 | 0 | 0 | 0 | 0 | 0 | 0 | 0 | 0 | 0 | 0 | 0 | 0 | 0 | 1 | 0 | 0 | 0 | 7245.3605
2025-02-11 | 5196.751 | 21.47 | 0 | 0 | 0 | 0 | 0 | 0 | 0 | 0 | 0 | 0 | 0 | 0 | 0 | 0 | 0 | 0 | 0 | 0 | 0 | 0 | 0 | 0 | 0 | 1 | 0 | 0 | 6723.1235
2025-02-11 | 4989.498 | 21.51 | 0 | 0 | 0 | 0 | 0 | 0 | 0 | 0 | 0 | 0 | 0 | 0 | 0 | 0 | 0 | 0 | 0 | 0 | 0 | 0 | 0 | 0 | 0 | 0 | 1 | 0 | 6103.3255
2025-02-11 | 4946.52 | 21.64 | 0 | 0 | 0 | 0 | 0 | 0 | 0 | 0 | 0 | 0 | 0 | 0 | 0 | 0 | 0 | 0 | 0 | 0 | 0 | 0 | 0 | 0 | 0 | 0 | 0 | 1 | 5609.1665
2025-02-12 | 5205.854 | 21.73 | 0 | 0 | 1 | 0 | 0 | 0 | 0 | 0 | 0 | 0 | 0 | 0 | 0 | 0 | 0 | 0 | 0 | 0 | 0 | 0 | 0 | 0 | 0 | 0 | 0 | 0 | 5266.3115
2025-02-12 | 5685.666 | 21.91 | 0 | 0 | 0 | 1 | 0 | 0 | 0 | 0 | 0 | 0 | 0 | 0 | 0 | 0 | 0 | 0 | 0 | 0 | 0 | 0 | 0 | 0 | 0 | 0 | 0 | 0 | 5073.1439
2025-02-12 | 6510.593 | 22.19 | 0 | 0 | 0 | 0 | 1 | 0 | 0 | 0 | 0 | 0 | 0 | 0 | 0 | 0 | 0 | 0 | 0 | 0 | 0 | 0 | 0 | 0 | 0 | 0 | 0 | 0 | 4986.2352
2025-02-12 | 7486.391 | 22.58 | 0 | 0 | 0 | 0 | 0 | 1 | 0 | 0 | 0 | 0 | 0 | 0 | 0 | 0 | 0 | 0 | 0 | 0 | 0 | 0 | 0 | 0 | 0 | 0 | 0 | 0 | 5002.0582
2025-02-12 | 8315.595 | 22.8 | 0 | 0 | 0 | 0 | 0 | 0 | 1 | 0 | 0 | 0 | 0 | 0 | 0 | 0 | 0 | 0 | 0 | 0 | 0 | 0 | 0 | 0 | 0 | 0 | 0 | 0 | 5172.3126
2025-02-12 | 8702.071 | 23.01 | 0 | 0 | 0 | 0 | 0 | 0 | 0 | 1 | 0 | 0 | 0 | 0 | 0 | 0 | 0 | 0 | 0 | 0 | 0 | 0 | 0 | 0 | 0 | 0 | 0 | 0 | 5525.175
2025-02-12 | 8992.455 | 23.35 | 0 | 0 | 0 | 0 | 0 | 0 | 0 | 0 | 1 | 0 | 0 | 0 | 0 | 0 | 0 | 0 | 0 | 0 | 0 | 0 | 0 | 0 | 0 | 0 | 0 | 0 | 5968.4236
2025-02-12 | 9318.965 | 23.78 | 0 | 0 | 0 | 0 | 0 | 0 | 0 | 0 | 0 | 1 | 0 | 0 | 0 | 0 | 0 | 0 | 0 | 0 | 0 | 0 | 0 | 0 | 0 | 0 | 0 | 0 | 6399.7525
2025-02-12 | 8920.974 | 24.04 | 0 | 0 | 0 | 0 | 0 | 0 | 0 | 0 | 0 | 0 | 1 | 0 | 0 | 0 | 0 | 0 | 0 | 0 | 0 | 0 | 0 | 0 | 0 | 0 | 0 | 0 | 6640.6304
2025-02-12 | 9018.234 | 23.59 | 0 | 0 | 0 | 0 | 0 | 0 | 0 | 0 | 0 | 0 | 0 | 1 | 0 | 0 | 0 | 0 | 0 | 0 | 0 | 0 | 0 | 0 | 0 | 0 | 0 | 0 | 6644.2456
2025-02-12 | 9124.022 | 22.77 | 0 | 0 | 0 | 0 | 0 | 0 | 0 | 0 | 0 | 0 | 0 | 0 | 1 | 0 | 0 | 0 | 0 | 0 | 0 | 0 | 0 | 0 | 0 | 0 | 0 | 0 | 6561.386
2025-02-12 | 9776.142 | 22.02 | 0 | 0 | 0 | 0 | 0 | 0 | 0 | 0 | 0 | 0 | 0 | 0 | 0 | 1 | 0 | 0 | 0 | 0 | 0 | 0 | 0 | 0 | 0 | 0 | 0 | 0 | 6478.7238
2025-02-12 | 10515.89 | 21.3 | 0 | 0 | 0 | 0 | 0 | 0 | 0 | 0 | 0 | 0 | 0 | 0 | 0 | 0 | 1 | 0 | 0 | 0 | 0 | 0 | 0 | 0 | 0 | 0 | 0 | 0 | 6297.9036
2025-02-12 | 10430.771 | 20.78 | 0 | 0 | 0 | 0 | 0 | 0 | 0 | 0 | 0 | 0 | 0 | 0 | 0 | 0 | 0 | 1 | 0 | 0 | 0 | 0 | 0 | 0 | 0 | 0 | 0 | 0 | 6178.3573
2025-02-12 | 10133.586 | 20.48 | 0 | 0 | 0 | 0 | 0 | 0 | 0 | 0 | 0 | 0 | 0 | 0 | 0 | 0 | 0 | 0 | 1 | 0 | 0 | 0 | 0 | 0 | 0 | 0 | 0 | 0 | 6231.6461
2025-02-12 | 9841.702 | 20.14 | 0 | 0 | 0 | 0 | 0 | 0 | 0 | 0 | 0 | 0 | 0 | 0 | 0 | 0 | 0 | 0 | 0 | 1 | 0 | 0 | 0 | 0 | 0 | 0 | 0 | 0 | 6580.9153
2025-02-12 | 9267.053 | 20.49 | 0 | 0 | 0 | 0 | 0 | 0 | 0 | 0 | 0 | 0 | 0 | 0 | 0 | 0 | 0 | 0 | 0 | 0 | 1 | 0 | 0 | 0 | 0 | 0 | 0 | 0 | 7180.1347
2025-02-12 | 8015.054 | 20.78 | 0 | 0 | 0 | 0 | 0 | 0 | 0 | 0 | 0 | 0 | 0 | 0 | 0 | 0 | 0 | 0 | 0 | 0 | 0 | 1 | 0 | 0 | 0 | 0 | 0 | 0 | 7435.4892
2025-02-12 | 6704.361 | 21.59 | 0 | 0 | 0 | 0 | 0 | 0 | 0 | 0 | 0 | 0 | 0 | 0 | 0 | 0 | 0 | 0 | 0 | 0 | 0 | 0 | 1 | 0 | 0 | 0 | 0 | 0 | 7536.298
2025-02-12 | 5881.109 | 21.71 | 0 | 0 | 0 | 0 | 0 | 0 | 0 | 0 | 0 | 0 | 0 | 0 | 0 | 0 | 0 | 0 | 0 | 0 | 0 | 0 | 0 | 1 | 0 | 0 | 0 | 0 | 7519.8686
2025-02-12 | 5446.3 | 22.16 | 0 | 0 | 0 | 0 | 0 | 0 | 0 | 0 | 0 | 0 | 0 | 0 | 0 | 0 | 0 | 0 | 0 | 0 | 0 | 0 | 0 | 0 | 1 | 0 | 0 | 0 | 7334.463
2025-02-12 | 5181.826 | 22.43 | 0 | 0 | 0 | 0 | 0 | 0 | 0 | 0 | 0 | 0 | 0 | 0 | 0 | 0 | 0 | 0 | 0 | 0 | 0 | 0 | 0 | 0 | 0 | 1 | 0 | 0 | 6828.7265
2025-02-12 | 5077.012 | 22.93 | 0 | 0 | 0 | 0 | 0 | 0 | 0 | 0 | 0 | 0 | 0 | 0 | 0 | 0 | 0 | 0 | 0 | 0 | 0 | 0 | 0 | 0 | 0 | 0 | 1 | 0 | 6259.5299
2025-02-12 | 5235.149 | 23.64 | 0 | 0 | 0 | 0 | 0 | 0 | 0 | 0 | 0 | 0 | 0 | 0 | 0 | 0 | 0 | 0 | 0 | 0 | 0 | 0 | 0 | 0 | 0 | 0 | 0 | 1 | 5829.1728
2025-02-13 | 5762.844 | 24.16 | 0 | 0 | 1 | 0 | 0 | 0 | 0 | 0 | 0 | 0 | 0 | 0 | 0 | 0 | 0 | 0 | 0 | 0 | 0 | 0 | 0 | 0 | 0 | 0 | 0 | 0 | 5533.6191
2025-02-13 | 6667.205 | 24.7 | 0 | 0 | 0 | 1 | 0 | 0 | 0 | 0 | 0 | 0 | 0 | 0 | 0 | 0 | 0 | 0 | 0 | 0 | 0 | 0 | 0 | 0 | 0 | 0 | 0 | 0 | 5380.0526
2025-02-13 | 7216.978 | 25.01 | 0 | 0 | 0 | 0 | 1 | 0 | 0 | 0 | 0 | 0 | 0 | 0 | 0 | 0 | 0 | 0 | 0 | 0 | 0 | 0 | 0 | 0 | 0 | 0 | 0 | 0 | 5296.444
2025-02-13 | 7296.358 | 25.6 | 0 | 0 | 0 | 0 | 0 | 1 | 0 | 0 | 0 | 0 | 0 | 0 | 0 | 0 | 0 | 0 | 0 | 0 | 0 | 0 | 0 | 0 | 0 | 0 | 0 | 0 | 5334.2677
2025-02-13 | 7005.006 | 25.77 | 0 | 0 | 0 | 0 | 0 | 0 | 1 | 0 | 0 | 0 | 0 | 0 | 0 | 0 | 0 | 0 | 0 | 0 | 0 | 0 | 0 | 0 | 0 | 0 | 0 | 0 | 5499.0219
2025-02-13 | 6963.562 | 26.15 | 0 | 0 | 0 | 0 | 0 | 0 | 0 | 1 | 0 | 0 | 0 | 0 | 0 | 0 | 0 | 0 | 0 | 0 | 0 | 0 | 0 | 0 | 0 | 0 | 0 | 0 | 5870.5848
2025-02-13 | 6900.174 | 26.48 | 0 | 0 | 0 | 0 | 0 | 0 | 0 | 0 | 1 | 0 | 0 | 0 | 0 | 0 | 0 | 0 | 0 | 0 | 0 | 0 | 0 | 0 | 0 | 0 | 0 | 0 | 6312.7335
2025-02-13 | 6929.768 | 26.55 | 0 | 0 | 0 | 0 | 0 | 0 | 0 | 0 | 0 | 1 | 0 | 0 | 0 | 0 | 0 | 0 | 0 | 0 | 0 | 0 | 0 | 0 | 0 | 0 | 0 | 0 | 6704.4612
2025-02-13 | 6637.033 | 26.52 | 0 | 0 | 0 | 0 | 0 | 0 | 0 | 0 | 0 | 0 | 1 | 0 | 0 | 0 | 0 | 0 | 0 | 0 | 0 | 0 | 0 | 0 | 0 | 0 | 0 | 0 | 6913.4381
2025-02-13 | 6440.715 | 26.07 | 0 | 0 | 0 | 0 | 0 | 0 | 0 | 0 | 0 | 0 | 0 | 1 | 0 | 0 | 0 | 0 | 0 | 0 | 0 | 0 | 0 | 0 | 0 | 0 | 0 | 0 | 6917.0533
2025-02-13 | 6739.383 | 25.09 | 0 | 0 | 0 | 0 | 0 | 0 | 0 | 0 | 0 | 0 | 0 | 0 | 1 | 0 | 0 | 0 | 0 | 0 | 0 | 0 | 0 | 0 | 0 | 0 | 0 | 0 | 6816.5933
2025-02-13 | 7582.313 | 23.81 | 0 | 0 | 0 | 0 | 0 | 0 | 0 | 0 | 0 | 0 | 0 | 0 | 0 | 1 | 0 | 0 | 0 | 0 | 0 | 0 | 0 | 0 | 0 | 0 | 0 | 0 | 6675.6294
2025-02-13 | 8622.254 | 23.1 | 0 | 0 | 0 | 0 | 0 | 0 | 0 | 0 | 0 | 0 | 0 | 0 | 0 | 0 | 1 | 0 | 0 | 0 | 0 | 0 | 0 | 0 | 0 | 0 | 0 | 0 | 6495.9093
2025-02-13 | 8617.069 | 22.99 | 0 | 0 | 0 | 0 | 0 | 0 | 0 | 0 | 0 | 0 | 0 | 0 | 0 | 0 | 0 | 1 | 0 | 0 | 0 | 0 | 0 | 0 | 0 | 0 | 0 | 0 | 6421.4643
2025-02-13 | 8660.816 | 22.58 | 0 | 0 | 0 | 0 | 0 | 0 | 0 | 0 | 0 | 0 | 0 | 0 | 0 | 0 | 0 | 0 | 1 | 0 | 0 | 0 | 0 | 0 | 0 | 0 | 0 | 0 | 6462.6527
2025-02-13 | 8874.145 | 22.55 | 0 | 0 | 0 | 0 | 0 | 0 | 0 | 0 | 0 | 0 | 0 | 0 | 0 | 0 | 0 | 0 | 0 | 1 | 0 | 0 | 0 | 0 | 0 | 0 | 0 | 0 | 6846.0229
2025-02-13 | 8830.426 | 22.92 | 0 | 0 | 0 | 0 | 0 | 0 | 0 | 0 | 0 | 0 | 0 | 0 | 0 | 0 | 0 | 0 | 0 | 0 | 1 | 0 | 0 | 0 | 0 | 0 | 0 | 0 | 7447.4423
2025-02-13 | 7899.057 | 23.39 | 0 | 0 | 0 | 0 | 0 | 0 | 0 | 0 | 0 | 0 | 0 | 0 | 0 | 0 | 0 | 0 | 0 | 0 | 0 | 1 | 0 | 0 | 0 | 0 | 0 | 0 | 7722.5974
2025-02-13 | 6711.651 | 24.19 | 0 | 0 | 0 | 0 | 0 | 0 | 0 | 0 | 0 | 0 | 0 | 0 | 0 | 0 | 0 | 0 | 0 | 0 | 0 | 0 | 1 | 0 | 0 | 0 | 0 | 0 | 7822.3062
2025-02-13 | 5859.189 | 24.84 | 0 | 0 | 0 | 0 | 0 | 0 | 0 | 0 | 0 | 0 | 0 | 0 | 0 | 0 | 0 | 0 | 0 | 0 | 0 | 0 | 0 | 1 | 0 | 0 | 0 | 0 | 7864.1784
2025-02-13 | 5341.163 | 25.25 | 0 | 0 | 0 | 0 | 0 | 0 | 0 | 0 | 0 | 0 | 0 | 0 | 0 | 0 | 0 | 0 | 0 | 0 | 0 | 0 | 0 | 0 | 1 | 0 | 0 | 0 | 7674.3727
2025-02-13 | 5083.557 | 25.57 | 0 | 0 | 0 | 0 | 0 | 0 | 0 | 0 | 0 | 0 | 0 | 0 | 0 | 0 | 0 | 0 | 0 | 0 | 0 | 0 | 0 | 0 | 0 | 1 | 0 | 0 | 7174.1363
2025-02-13 | 4932.489 | 25.94 | 0 | 0 | 0 | 0 | 0 | 0 | 0 | 0 | 0 | 0 | 0 | 0 | 0 | 0 | 0 | 0 | 0 | 0 | 0 | 0 | 0 | 0 | 0 | 0 | 1 | 0 | 6590.6393
2025-02-13 | 4927.723 | 26.46 | 0 | 0 | 0 | 0 | 0 | 0 | 0 | 0 | 0 | 0 | 0 | 0 | 0 | 0 | 0 | 0 | 0 | 0 | 0 | 0 | 0 | 0 | 0 | 0 | 0 | 1 | 6139.3816
2025-02-14 | 5325.521 | 26.76 | 0 | 0 | 1 | 0 | 0 | 0 | 0 | 0 | 0 | 0 | 0 | 0 | 0 | 0 | 0 | 0 | 0 | 0 | 0 | 0 | 0 | 0 | 0 | 0 | 0 | 0 | 5819.6273
2025-02-14 | 6145.69 | 27.16 | 0 | 0 | 0 | 1 | 0 | 0 | 0 | 0 | 0 | 0 | 0 | 0 | 0 | 0 | 0 | 0 | 0 | 0 | 0 | 0 | 0 | 0 | 0 | 0 | 0 | 0 | 5650.6603
2025-02-14 | 6836.217 | 27.38 | 0 | 0 | 0 | 0 | 1 | 0 | 0 | 0 | 0 | 0 | 0 | 0 | 0 | 0 | 0 | 0 | 0 | 0 | 0 | 0 | 0 | 0 | 0 | 0 | 0 | 0 | 5557.1515
2025-02-14 | 6927.407 | 27.65 | 0 | 0 | 0 | 0 | 0 | 1 | 0 | 0 | 0 | 0 | 0 | 0 | 0 | 0 | 0 | 0 | 0 | 0 | 0 | 0 | 0 | 0 | 0 | 0 | 0 | 0 | 5559.7741
2025-02-14 | 6741.112 | 27.69 | 0 | 0 | 0 | 0 | 0 | 0 | 1 | 0 | 0 | 0 | 0 | 0 | 0 | 0 | 0 | 0 | 0 | 0 | 0 | 0 | 0 | 0 | 0 | 0 | 0 | 0 | 5710.2279
2025-02-14 | 6588.972 | 27.61 | 0 | 0 | 0 | 0 | 0 | 0 | 0 | 1 | 0 | 0 | 0 | 0 | 0 | 0 | 0 | 0 | 0 | 0 | 0 | 0 | 0 | 0 | 0 | 0 | 0 | 0 | 6031.1894
2025-02-14 | 6609.935 | 28.04 | 0 | 0 | 0 | 0 | 0 | 0 | 0 | 0 | 1 | 0 | 0 | 0 | 0 | 0 | 0 | 0 | 0 | 0 | 0 | 0 | 0 | 0 | 0 | 0 | 0 | 0 | 6484.3383
2025-02-14 | 6669.305 | 27.97 | 0 | 0 | 0 | 0 | 0 | 0 | 0 | 0 | 0 | 1 | 0 | 0 | 0 | 0 | 0 | 0 | 0 | 0 | 0 | 0 | 0 | 0 | 0 | 0 | 0 | 0 | 6860.6656
2025-02-14 | 6514.489 | 27.42 | 0 | 0 | 0 | 0 | 0 | 0 | 0 | 0 | 0 | 0 | 1 | 0 | 0 | 0 | 0 | 0 | 0 | 0 | 0 | 0 | 0 | 0 | 0 | 0 | 0 | 0 | 7012.441
2025-02-14 | 6411.21 | 26.38 | 0 | 0 | 0 | 0 | 0 | 0 | 0 | 0 | 0 | 0 | 0 | 1 | 0 | 0 | 0 | 0 | 0 | 0 | 0 | 0 | 0 | 0 | 0 | 0 | 0 | 0 | 6951.1543
2025-02-14 | 6670.236 | 25.05 | 0 | 0 | 0 | 0 | 0 | 0 | 0 | 0 | 0 | 0 | 0 | 0 | 1 | 0 | 0 | 0 | 0 | 0 | 0 | 0 | 0 | 0 | 0 | 0 | 0 | 0 | 6812.1932
2025-02-14 | 7716.296 | 23.68 | 0 | 0 | 0 | 0 | 0 | 0 | 0 | 0 | 0 | 0 | 0 | 0 | 0 | 1 | 0 | 0 | 0 | 0 | 0 | 0 | 0 | 0 | 0 | 0 | 0 | 0 | 6661.329
2025-02-14 | 8694.866 | 22.31 | 0 | 0 | 0 | 0 | 0 | 0 | 0 | 0 | 0 | 0 | 0 | 0 | 0 | 0 | 1 | 0 | 0 | 0 | 0 | 0 | 0 | 0 | 0 | 0 | 0 | 0 | 6409.0068
2025-02-14 | 8912.483 | 21.43 | 0 | 0 | 0 | 0 | 0 | 0 | 0 | 0 | 0 | 0 | 0 | 0 | 0 | 0 | 0 | 1 | 0 | 0 | 0 | 0 | 0 | 0 | 0 | 0 | 0 | 0 | 6249.8594
2025-02-14 | 9070.01 | 21.01 | 0 | 0 | 0 | 0 | 0 | 0 | 0 | 0 | 0 | 0 | 0 | 0 | 0 | 0 | 0 | 0 | 1 | 0 | 0 | 0 | 0 | 0 | 0 | 0 | 0 | 0 | 6289.9478
2025-02-14 | 9367.28 | 20.67 | 0 | 0 | 0 | 0 | 0 | 0 | 0 | 0 | 0 | 0 | 0 | 0 | 0 | 0 | 0 | 0 | 0 | 1 | 0 | 0 | 0 | 0 | 0 | 0 | 0 | 0 | 6639.217
2025-02-14 | 9172.668 | 20.55 | 0 | 0 | 0 | 0 | 0 | 0 | 0 | 0 | 0 | 0 | 0 | 0 | 0 | 0 | 0 | 0 | 0 | 0 | 1 | 0 | 0 | 0 | 0 | 0 | 0 | 0 | 7186.7349
2025-02-14 | 8069.763 | 21.12 | 0 | 0 | 0 | 0 | 0 | 0 | 0 | 0 | 0 | 0 | 0 | 0 | 0 | 0 | 0 | 0 | 0 | 0 | 0 | 1 | 0 | 0 | 0 | 0 | 0 | 0 | 7472.8903
2025-02-14 | 6780.316 | 21.59 | 0 | 0 | 0 | 0 | 0 | 0 | 0 | 0 | 0 | 0 | 0 | 0 | 0 | 0 | 0 | 0 | 0 | 0 | 0 | 0 | 1 | 0 | 0 | 0 | 0 | 0 | 7536.298
2025-02-14 | 5886.271 | 21.79 | 0 | 0 | 0 | 0 | 0 | 0 | 0 | 0 | 0 | 0 | 0 | 0 | 0 | 0 | 0 | 0 | 0 | 0 | 0 | 0 | 0 | 1 | 0 | 0 | 0 | 0 | 7528.6688
2025-02-14 | 5255.041 | 22.01 | 0 | 0 | 0 | 0 | 0 | 0 | 0 | 0 | 0 | 0 | 0 | 0 | 0 | 0 | 0 | 0 | 0 | 0 | 0 | 0 | 0 | 0 | 1 | 0 | 0 | 0 | 7317.9625
2025-02-14 | 4944.065 | 22.27 | 0 | 0 | 0 | 0 | 0 | 0 | 0 | 0 | 0 | 0 | 0 | 0 | 0 | 0 | 0 | 0 | 0 | 0 | 0 | 0 | 0 | 0 | 0 | 1 | 0 | 0 | 6811.126
2025-02-14 | 4794.179 | 22.13 | 0 | 0 | 0 | 0 | 0 | 0 | 0 | 0 | 0 | 0 | 0 | 0 | 0 | 0 | 0 | 0 | 0 | 0 | 0 | 0 | 0 | 0 | 0 | 0 | 1 | 0 | 6171.5274
2025-02-14 | 4804.039 | 22.4 | 0 | 0 | 0 | 0 | 0 | 0 | 0 | 0 | 0 | 0 | 0 | 0 | 0 | 0 | 0 | 0 | 0 | 0 | 0 | 0 | 0 | 0 | 0 | 0 | 0 | 1 | 5692.7689
2025-02-15 | 5139.41 | 22.01 | 0 | 1 | 1 | 0 | 0 | 0 | 0 | 0 | 0 | 0 | 0 | 0 | 0 | 0 | 0 | 0 | 0 | 0 | 0 | 0 | 0 | 0 | 0 | 0 | 0 | 0 | 5575.5868
2025-02-15 | 5933.604 | 22.09 | 0 | 1 | 0 | 1 | 0 | 0 | 0 | 0 | 0 | 0 | 0 | 0 | 0 | 0 | 0 | 0 | 0 | 0 | 0 | 0 | 0 | 0 | 0 | 0 | 0 | 0 | 5371.4189
2025-02-15 | 6753.065 | 22 | 0 | 1 | 0 | 0 | 1 | 0 | 0 | 0 | 0 | 0 | 0 | 0 | 0 | 0 | 0 | 0 | 0 | 0 | 0 | 0 | 0 | 0 | 0 | 0 | 0 | 0 | 5243.809
2025-02-15 | 6890.658 | 22.06 | 0 | 1 | 0 | 0 | 0 | 1 | 0 | 0 | 0 | 0 | 0 | 0 | 0 | 0 | 0 | 0 | 0 | 0 | 0 | 0 | 0 | 0 | 0 | 0 | 0 | 0 | 5223.331
2025-02-15 | 6806.036 | 22.11 | 0 | 1 | 0 | 0 | 0 | 0 | 1 | 0 | 0 | 0 | 0 | 0 | 0 | 0 | 0 | 0 | 0 | 0 | 0 | 0 | 0 | 0 | 0 | 0 | 0 | 0 | 5374.8849
2025-02-15 | 6772.142 | 21.32 | 0 | 1 | 0 | 0 | 0 | 0 | 0 | 1 | 0 | 0 | 0 | 0 | 0 | 0 | 0 | 0 | 0 | 0 | 0 | 0 | 0 | 0 | 0 | 0 | 0 | 0 | 5617.7441
2025-02-15 | 6907.247 | 21 | 0 | 1 | 0 | 0 | 0 | 0 | 0 | 0 | 1 | 0 | 0 | 0 | 0 | 0 | 0 | 0 | 0 | 0 | 0 | 0 | 0 | 0 | 0 | 0 | 0 | 0 | 5988.3907
2025-02-15 | 7094.429 | 20.99 | 0 | 1 | 0 | 0 | 0 | 0 | 0 | 0 | 0 | 1 | 0 | 0 | 0 | 0 | 0 | 0 | 0 | 0 | 0 | 0 | 0 | 0 | 0 | 0 | 0 | 0 | 6371.3182
2025-02-15 | 7068.448 | 20.43 | 0 | 1 | 0 | 0 | 0 | 0 | 0 | 0 | 0 | 0 | 1 | 0 | 0 | 0 | 0 | 0 | 0 | 0 | 0 | 0 | 0 | 0 | 0 | 0 | 0 | 0 | 6521.9935
2025-02-15 | 7236.544 | 19.63 | 0 | 1 | 0 | 0 | 0 | 0 | 0 | 0 | 0 | 0 | 0 | 1 | 0 | 0 | 0 | 0 | 0 | 0 | 0 | 0 | 0 | 0 | 0 | 0 | 0 | 0 | 6487.1076
2025-02-15 | 7678.627 | 18.7 | 0 | 1 | 0 | 0 | 0 | 0 | 0 | 0 | 0 | 0 | 0 | 0 | 1 | 0 | 0 | 0 | 0 | 0 | 0 | 0 | 0 | 0 | 0 | 0 | 0 | 0 | 6392.1477
2025-02-15 | 8949.313 | 18.56 | 0 | 1 | 0 | 0 | 0 | 0 | 0 | 0 | 0 | 0 | 0 | 0 | 0 | 1 | 0 | 0 | 0 | 0 | 0 | 0 | 0 | 0 | 0 | 0 | 0 | 0 | 6376.5873
2025-02-15 | 9993.956 | 18.4 | 0 | 1 | 0 | 0 | 0 | 0 | 0 | 0 | 0 | 0 | 0 | 0 | 0 | 0 | 1 | 0 | 0 | 0 | 0 | 0 | 0 | 0 | 0 | 0 | 0 | 0 | 6257.369
2025-02-15 | 10068.735 | 18.44 | 0 | 1 | 0 | 0 | 0 | 0 | 0 | 0 | 0 | 0 | 0 | 0 | 0 | 0 | 0 | 1 | 0 | 0 | 0 | 0 | 0 | 0 | 0 | 0 | 0 | 0 | 6199.4245
2025-02-15 | 10458.187 | 18.14 | 0 | 1 | 0 | 0 | 0 | 0 | 0 | 0 | 0 | 0 | 0 | 0 | 0 | 0 | 0 | 0 | 1 | 0 | 0 | 0 | 0 | 0 | 0 | 0 | 0 | 0 | 6252.7132
2025-02-15 | 10646.931 | 17.97 | 0 | 1 | 0 | 0 | 0 | 0 | 0 | 0 | 0 | 0 | 0 | 0 | 0 | 0 | 0 | 0 | 0 | 1 | 0 | 0 | 0 | 0 | 0 | 0 | 0 | 0 | 6620.683
2025-02-15 | 10459.47 | 18.16 | 0 | 1 | 0 | 0 | 0 | 0 | 0 | 0 | 0 | 0 | 0 | 0 | 0 | 0 | 0 | 0 | 0 | 0 | 1 | 0 | 0 | 0 | 0 | 0 | 0 | 0 | 7202.3018
2025-02-15 | 9447.078 | 18.43 | 0 | 1 | 0 | 0 | 0 | 0 | 0 | 0 | 0 | 0 | 0 | 0 | 0 | 0 | 0 | 0 | 0 | 0 | 0 | 1 | 0 | 0 | 0 | 0 | 0 | 0 | 7455.4563
2025-02-15 | 8140.088 | 18.88 | 0 | 1 | 0 | 0 | 0 | 0 | 0 | 0 | 0 | 0 | 0 | 0 | 0 | 0 | 0 | 0 | 0 | 0 | 0 | 0 | 1 | 0 | 0 | 0 | 0 | 0 | 7516.664
2025-02-15 | 6931.904 | 19.44 | 0 | 1 | 0 | 0 | 0 | 0 | 0 | 0 | 0 | 0 | 0 | 0 | 0 | 0 | 0 | 0 | 0 | 0 | 0 | 0 | 0 | 1 | 0 | 0 | 0 | 0 | 7548.6359
2025-02-15 | 6177.045 | 19.49 | 0 | 1 | 0 | 0 | 0 | 0 | 0 | 0 | 0 | 0 | 0 | 0 | 0 | 0 | 0 | 0 | 0 | 0 | 0 | 0 | 0 | 0 | 1 | 0 | 0 | 0 | 7319.2291
2025-02-15 | 5698.939 | 19.6 | 0 | 1 | 0 | 0 | 0 | 0 | 0 | 0 | 0 | 0 | 0 | 0 | 0 | 0 | 0 | 0 | 0 | 0 | 0 | 0 | 0 | 0 | 0 | 1 | 0 | 0 | 6795.892
2025-02-15 | 5357.058 | 19.84 | 0 | 1 | 0 | 0 | 0 | 0 | 0 | 0 | 0 | 0 | 0 | 0 | 0 | 0 | 0 | 0 | 0 | 0 | 0 | 0 | 0 | 0 | 0 | 0 | 1 | 0 | 6198.0947
2025-02-15 | 5237.061 | 19.94 | 0 | 1 | 0 | 0 | 0 | 0 | 0 | 0 | 0 | 0 | 0 | 0 | 0 | 0 | 0 | 0 | 0 | 0 | 0 | 0 | 0 | 0 | 0 | 0 | 0 | 1 | 5700.6356
2025-02-16 | 5470.363 | 20.06 | 0 | 1 | 1 | 0 | 0 | 0 | 0 | 0 | 0 | 0 | 0 | 0 | 0 | 0 | 0 | 0 | 0 | 0 | 0 | 0 | 0 | 0 | 0 | 0 | 0 | 0 | 5361.0807
2025-02-16 | 6110.971 | 20.17 | 0 | 1 | 0 | 1 | 0 | 0 | 0 | 0 | 0 | 0 | 0 | 0 | 0 | 0 | 0 | 0 | 0 | 0 | 0 | 0 | 0 | 0 | 0 | 0 | 0 | 0 | 5160.2129
2025-02-16 | 6955.888 | 20.35 | 0 | 1 | 0 | 0 | 1 | 0 | 0 | 0 | 0 | 0 | 0 | 0 | 0 | 0 | 0 | 0 | 0 | 0 | 0 | 0 | 0 | 0 | 0 | 0 | 0 | 0 | 5062.3039
2025-02-16 | 7325.547 | 20.54 | 0 | 1 | 0 | 0 | 0 | 1 | 0 | 0 | 0 | 0 | 0 | 0 | 0 | 0 | 0 | 0 | 0 | 0 | 0 | 0 | 0 | 0 | 0 | 0 | 0 | 0 | 5056.1263
2025-02-16 | 7245.149 | 20.8 | 0 | 1 | 0 | 0 | 0 | 0 | 1 | 0 | 0 | 0 | 0 | 0 | 0 | 0 | 0 | 0 | 0 | 0 | 0 | 0 | 0 | 0 | 0 | 0 | 0 | 0 | 5230.7808
2025-02-16 | 7417.014 | 21.17 | 0 | 1 | 0 | 0 | 0 | 0 | 0 | 1 | 0 | 0 | 0 | 0 | 0 | 0 | 0 | 0 | 0 | 0 | 0 | 0 | 0 | 0 | 0 | 0 | 0 | 0 | 5601.2436
2025-02-16 | 7652.589 | 21.46 | 0 | 1 | 0 | 0 | 0 | 0 | 0 | 0 | 1 | 0 | 0 | 0 | 0 | 0 | 0 | 0 | 0 | 0 | 0 | 0 | 0 | 0 | 0 | 0 | 0 | 0 | 6038.9922
2025-02-16 | 7870.616 | 21.59 | 0 | 1 | 0 | 0 | 0 | 0 | 0 | 0 | 0 | 1 | 0 | 0 | 0 | 0 | 0 | 0 | 0 | 0 | 0 | 0 | 0 | 0 | 0 | 0 | 0 | 0 | 6437.3201
2025-02-16 | 7976.358 | 21.67 | 0 | 1 | 0 | 0 | 0 | 0 | 0 | 0 | 0 | 0 | 1 | 0 | 0 | 0 | 0 | 0 | 0 | 0 | 0 | 0 | 0 | 0 | 0 | 0 | 0 | 0 | 6658.3974
2025-02-16 | 8003.516 | 21.42 | 0 | 1 | 0 | 0 | 0 | 0 | 0 | 0 | 0 | 0 | 0 | 1 | 0 | 0 | 0 | 0 | 0 | 0 | 0 | 0 | 0 | 0 | 0 | 0 | 0 | 0 | 6684.0132
2025-02-16 | 8259.308 | 20.87 | 0 | 1 | 0 | 0 | 0 | 0 | 0 | 0 | 0 | 0 | 0 | 0 | 1 | 0 | 0 | 0 | 0 | 0 | 0 | 0 | 0 | 0 | 0 | 0 | 0 | 0 | 6630.8545
2025-02-16 | 9054.887 | 20.38 | 0 | 1 | 0 | 0 | 0 | 0 | 0 | 0 | 0 | 0 | 0 | 0 | 0 | 1 | 0 | 0 | 0 | 0 | 0 | 0 | 0 | 0 | 0 | 0 | 0 | 0 | 6576.7931
2025-02-16 | 10250.392 | 19.89 | 0 | 1 | 0 | 0 | 0 | 0 | 0 | 0 | 0 | 0 | 0 | 0 | 0 | 0 | 1 | 0 | 0 | 0 | 0 | 0 | 0 | 0 | 0 | 0 | 0 | 0 | 6421.2736
2025-02-16 | 10134.389 | 19.39 | 0 | 1 | 0 | 0 | 0 | 0 | 0 | 0 | 0 | 0 | 0 | 0 | 0 | 0 | 0 | 1 | 0 | 0 | 0 | 0 | 0 | 0 | 0 | 0 | 0 | 0 | 6303.9274
2025-02-16 | 10336.371 | 19.29 | 0 | 1 | 0 | 0 | 0 | 0 | 0 | 0 | 0 | 0 | 0 | 0 | 0 | 0 | 0 | 0 | 1 | 0 | 0 | 0 | 0 | 0 | 0 | 0 | 0 | 0 | 6379.2168
2025-02-16 | 10652.935 | 19.07 | 0 | 1 | 0 | 0 | 0 | 0 | 0 | 0 | 0 | 0 | 0 | 0 | 0 | 0 | 0 | 0 | 0 | 1 | 0 | 0 | 0 | 0 | 0 | 0 | 0 | 0 | 6741.6864
2025-02-16 | 10569.473 | 19.36 | 0 | 1 | 0 | 0 | 0 | 0 | 0 | 0 | 0 | 0 | 0 | 0 | 0 | 0 | 0 | 0 | 0 | 0 | 1 | 0 | 0 | 0 | 0 | 0 | 0 | 0 | 7334.3056
2025-02-16 | 9464.485 | 19.85 | 0 | 1 | 0 | 0 | 0 | 0 | 0 | 0 | 0 | 0 | 0 | 0 | 0 | 0 | 0 | 0 | 0 | 0 | 0 | 1 | 0 | 0 | 0 | 0 | 0 | 0 | 7611.6607
2025-02-16 | 8009.759 | 20.51 | 0 | 1 | 0 | 0 | 0 | 0 | 0 | 0 | 0 | 0 | 0 | 0 | 0 | 0 | 0 | 0 | 0 | 0 | 0 | 0 | 1 | 0 | 0 | 0 | 0 | 0 | 7695.9691
2025-02-16 | 6944.051 | 21.01 | 0 | 1 | 0 | 0 | 0 | 0 | 0 | 0 | 0 | 0 | 0 | 0 | 0 | 0 | 0 | 0 | 0 | 0 | 0 | 0 | 0 | 1 | 0 | 0 | 0 | 0 | 7721.3408
2025-02-16 | 6149.398 | 21.42 | 0 | 1 | 0 | 0 | 0 | 0 | 0 | 0 | 0 | 0 | 0 | 0 | 0 | 0 | 0 | 0 | 0 | 0 | 0 | 0 | 0 | 0 | 1 | 0 | 0 | 0 | 7531.5351
2025-02-16 | 5549.119 | 21.63 | 0 | 1 | 0 | 0 | 0 | 0 | 0 | 0 | 0 | 0 | 0 | 0 | 0 | 0 | 0 | 0 | 0 | 0 | 0 | 0 | 0 | 0 | 0 | 1 | 0 | 0 | 7019.1984
2025-02-16 | 5305.118 | 21.89 | 0 | 1 | 0 | 0 | 0 | 0 | 0 | 0 | 0 | 0 | 0 | 0 | 0 | 0 | 0 | 0 | 0 | 0 | 0 | 0 | 0 | 0 | 0 | 0 | 1 | 0 | 6423.6011
2025-02-16 | 5247.738 | 22.08 | 0 | 1 | 0 | 0 | 0 | 0 | 0 | 0 | 0 | 0 | 0 | 0 | 0 | 0 | 0 | 0 | 0 | 0 | 0 | 0 | 0 | 0 | 0 | 0 | 0 | 1 | 5936.0423
2025-02-17 | 5472.595 | 22.31 | 0 | 0 | 1 | 0 | 0 | 0 | 0 | 0 | 0 | 0 | 0 | 0 | 0 | 0 | 0 | 0 | 0 | 0 | 0 | 0 | 0 | 0 | 0 | 0 | 0 | 0 | 5330.1133
2025-02-17 | 6204.659 | 22.72 | 0 | 0 | 0 | 1 | 0 | 0 | 0 | 0 | 0 | 0 | 0 | 0 | 0 | 0 | 0 | 0 | 0 | 0 | 0 | 0 | 0 | 0 | 0 | 0 | 0 | 0 | 5162.2464
2025-02-17 | 7090.667 | 23.09 | 0 | 0 | 0 | 0 | 1 | 0 | 0 | 0 | 0 | 0 | 0 | 0 | 0 | 0 | 0 | 0 | 0 | 0 | 0 | 0 | 0 | 0 | 0 | 0 | 0 | 0 | 5085.238
2025-02-17 | 7476.075 | 23.44 | 0 | 0 | 0 | 0 | 0 | 1 | 0 | 0 | 0 | 0 | 0 | 0 | 0 | 0 | 0 | 0 | 0 | 0 | 0 | 0 | 0 | 0 | 0 | 0 | 0 | 0 | 5096.6609
2025-02-17 | 7521.965 | 23.52 | 0 | 0 | 0 | 0 | 0 | 0 | 1 | 0 | 0 | 0 | 0 | 0 | 0 | 0 | 0 | 0 | 0 | 0 | 0 | 0 | 0 | 0 | 0 | 0 | 0 | 0 | 5251.5148
2025-02-17 | 7719.345 | 23.82 | 0 | 0 | 0 | 0 | 0 | 0 | 0 | 1 | 0 | 0 | 0 | 0 | 0 | 0 | 0 | 0 | 0 | 0 | 0 | 0 | 0 | 0 | 0 | 0 | 0 | 0 | 5614.2775
2025-02-17 | 8027.124 | 24.05 | 0 | 0 | 0 | 0 | 0 | 0 | 0 | 0 | 1 | 0 | 0 | 0 | 0 | 0 | 0 | 0 | 0 | 0 | 0 | 0 | 0 | 0 | 0 | 0 | 0 | 0 | 6045.4258
2025-02-17 | 8437.587 | 24.09 | 0 | 0 | 0 | 0 | 0 | 0 | 0 | 0 | 0 | 1 | 0 | 0 | 0 | 0 | 0 | 0 | 0 | 0 | 0 | 0 | 0 | 0 | 0 | 0 | 0 | 0 | 6433.8535
2025-02-17 | 8448.163 | 23.81 | 0 | 0 | 0 | 0 | 0 | 0 | 0 | 0 | 0 | 0 | 1 | 0 | 0 | 0 | 0 | 0 | 0 | 0 | 0 | 0 | 0 | 0 | 0 | 0 | 0 | 0 | 6615.3296
2025-02-17 | 8418.72 | 23.13 | 0 | 0 | 0 | 0 | 0 | 0 | 0 | 0 | 0 | 0 | 0 | 1 | 0 | 0 | 0 | 0 | 0 | 0 | 0 | 0 | 0 | 0 | 0 | 0 | 0 | 0 | 6593.6441
2025-02-17 | 9086.59 | 22.58 | 0 | 0 | 0 | 0 | 0 | 0 | 0 | 0 | 0 | 0 | 0 | 0 | 1 | 0 | 0 | 0 | 0 | 0 | 0 | 0 | 0 | 0 | 0 | 0 | 0 | 0 | 6540.4854
2025-02-17 | 9943.112 | 21.93 | 0 | 0 | 0 | 0 | 0 | 0 | 0 | 0 | 0 | 0 | 0 | 0 | 0 | 1 | 0 | 0 | 0 | 0 | 0 | 0 | 0 | 0 | 0 | 0 | 0 | 0 | 6468.8235
2025-02-17 | 10573.469 | 21.62 | 0 | 0 | 0 | 0 | 0 | 0 | 0 | 0 | 0 | 0 | 0 | 0 | 0 | 0 | 1 | 0 | 0 | 0 | 0 | 0 | 0 | 0 | 0 | 0 | 0 | 0 | 6333.1046
2025-02-17 | 10601.737 | 21.52 | 0 | 0 | 0 | 0 | 0 | 0 | 0 | 0 | 0 | 0 | 0 | 0 | 0 | 0 | 0 | 1 | 0 | 0 | 0 | 0 | 0 | 0 | 0 | 0 | 0 | 0 | 6259.7597
2025-02-17 | 10393.161 | 21.54 | 0 | 0 | 0 | 0 | 0 | 0 | 0 | 0 | 0 | 0 | 0 | 0 | 0 | 0 | 0 | 0 | 1 | 0 | 0 | 0 | 0 | 0 | 0 | 0 | 0 | 0 | 6348.2494
2025-02-17 | 10328.293 | 21.57 | 0 | 0 | 0 | 0 | 0 | 0 | 0 | 0 | 0 | 0 | 0 | 0 | 0 | 0 | 0 | 0 | 0 | 1 | 0 | 0 | 0 | 0 | 0 | 0 | 0 | 0 | 6738.2198
2025-02-17 | 10123.915 | 21.79 | 0 | 0 | 0 | 0 | 0 | 0 | 0 | 0 | 0 | 0 | 0 | 0 | 0 | 0 | 0 | 0 | 0 | 0 | 1 | 0 | 0 | 0 | 0 | 0 | 0 | 0 | 7323.1388
2025-02-17 | 9260.55 | 22.38 | 0 | 0 | 0 | 0 | 0 | 0 | 0 | 0 | 0 | 0 | 0 | 0 | 0 | 0 | 0 | 0 | 0 | 0 | 0 | 1 | 0 | 0 | 0 | 0 | 0 | 0 | 7611.4942
2025-02-17 | 8103.324 | 22.88 | 0 | 0 | 0 | 0 | 0 | 0 | 0 | 0 | 0 | 0 | 0 | 0 | 0 | 0 | 0 | 0 | 0 | 0 | 0 | 0 | 1 | 0 | 0 | 0 | 0 | 0 | 7678.2021
2025-02-17 | 7067.419 | 23.21 | 0 | 0 | 0 | 0 | 0 | 0 | 0 | 0 | 0 | 0 | 0 | 0 | 0 | 0 | 0 | 0 | 0 | 0 | 0 | 0 | 0 | 1 | 0 | 0 | 0 | 0 | 7684.8733
2025-02-17 | 6217.235 | 23.41 | 0 | 0 | 0 | 0 | 0 | 0 | 0 | 0 | 0 | 0 | 0 | 0 | 0 | 0 | 0 | 0 | 0 | 0 | 0 | 0 | 0 | 0 | 1 | 0 | 0 | 0 | 7471.9669
2025-02-17 | 5621.413 | 23.51 | 0 | 0 | 0 | 0 | 0 | 0 | 0 | 0 | 0 | 0 | 0 | 0 | 0 | 0 | 0 | 0 | 0 | 0 | 0 | 0 | 0 | 0 | 0 | 1 | 0 | 0 | 6947.5299
2025-02-17 | 5309.972 | 23.81 | 0 | 0 | 0 | 0 | 0 | 0 | 0 | 0 | 0 | 0 | 0 | 0 | 0 | 0 | 0 | 0 | 0 | 0 | 0 | 0 | 0 | 0 | 0 | 0 | 1 | 0 | 6356.3327
2025-02-17 | 5183.572 | 23.88 | 0 | 0 | 0 | 0 | 0 | 0 | 0 | 0 | 0 | 0 | 0 | 0 | 0 | 0 | 0 | 0 | 0 | 0 | 0 | 0 | 0 | 0 | 0 | 0 | 0 | 1 | 5855.5735
2025-02-18 | 5245.918 | 24.25 | 0 | 0 | 1 | 0 | 0 | 0 | 0 | 0 | 0 | 0 | 0 | 0 | 0 | 0 | 0 | 0 | 0 | 0 | 0 | 0 | 0 | 0 | 0 | 0 | 0 | 0 | 5543.5194
2025-02-18 | 5680.176 | 24.34 | 0 | 0 | 0 | 1 | 0 | 0 | 0 | 0 | 0 | 0 | 0 | 0 | 0 | 0 | 0 | 0 | 0 | 0 | 0 | 0 | 0 | 0 | 0 | 0 | 0 | 0 | 5340.4515
2025-02-18 | 6671.25 | 24.65 | 0 | 0 | 0 | 0 | 1 | 0 | 0 | 0 | 0 | 0 | 0 | 0 | 0 | 0 | 0 | 0 | 0 | 0 | 0 | 0 | 0 | 0 | 0 | 0 | 0 | 0 | 5256.8429
2025-02-18 | 7764.223 | 25.15 | 0 | 0 | 0 | 0 | 0 | 1 | 0 | 0 | 0 | 0 | 0 | 0 | 0 | 0 | 0 | 0 | 0 | 0 | 0 | 0 | 0 | 0 | 0 | 0 | 0 | 0 | 5284.7663
2025-02-18 | 8841.602 | 25.26 | 0 | 0 | 0 | 0 | 0 | 0 | 1 | 0 | 0 | 0 | 0 | 0 | 0 | 0 | 0 | 0 | 0 | 0 | 0 | 0 | 0 | 0 | 0 | 0 | 0 | 0 | 5442.9203
2025-02-18 | 9428.938 | 25.12 | 0 | 0 | 0 | 0 | 0 | 0 | 0 | 1 | 0 | 0 | 0 | 0 | 0 | 0 | 0 | 0 | 0 | 0 | 0 | 0 | 0 | 0 | 0 | 0 | 0 | 0 | 5757.2816
2025-02-18 | 9813.077 | 24.84 | 0 | 0 | 0 | 0 | 0 | 0 | 0 | 0 | 1 | 0 | 0 | 0 | 0 | 0 | 0 | 0 | 0 | 0 | 0 | 0 | 0 | 0 | 0 | 0 | 0 | 0 | 6132.3283
2025-02-18 | 10117.634 | 24.7 | 0 | 0 | 0 | 0 | 0 | 0 | 0 | 0 | 0 | 1 | 0 | 0 | 0 | 0 | 0 | 0 | 0 | 0 | 0 | 0 | 0 | 0 | 0 | 0 | 0 | 0 | 6500.9554
2025-02-18 | 10120.645 | 24.26 | 0 | 0 | 0 | 0 | 0 | 0 | 0 | 0 | 0 | 0 | 1 | 0 | 0 | 0 | 0 | 0 | 0 | 0 | 0 | 0 | 0 | 0 | 0 | 0 | 0 | 0 | 6664.8311
2025-02-18 | 10201.986 | 23.09 | 0 | 0 | 0 | 0 | 0 | 0 | 0 | 0 | 0 | 0 | 0 | 1 | 0 | 0 | 0 | 0 | 0 | 0 | 0 | 0 | 0 | 0 | 0 | 0 | 0 | 0 | 6589.244
2025-02-18 | 10433.06 | 21.72 | 0 | 0 | 0 | 0 | 0 | 0 | 0 | 0 | 0 | 0 | 0 | 0 | 1 | 0 | 0 | 0 | 0 | 0 | 0 | 0 | 0 | 0 | 0 | 0 | 0 | 0 | 6445.8827
2025-02-18 | 10876.095 | 20.54 | 0 | 0 | 0 | 0 | 0 | 0 | 0 | 0 | 0 | 0 | 0 | 0 | 0 | 1 | 0 | 0 | 0 | 0 | 0 | 0 | 0 | 0 | 0 | 0 | 0 | 0 | 6315.9191
2025-02-18 | 11409.15 | 19.95 | 0 | 0 | 0 | 0 | 0 | 0 | 0 | 0 | 0 | 0 | 0 | 0 | 0 | 0 | 1 | 0 | 0 | 0 | 0 | 0 | 0 | 0 | 0 | 0 | 0 | 0 | 6149.3994
2025-02-18 | 11265.077 | 19.1 | 0 | 0 | 0 | 0 | 0 | 0 | 0 | 0 | 0 | 0 | 0 | 0 | 0 | 0 | 0 | 1 | 0 | 0 | 0 | 0 | 0 | 0 | 0 | 0 | 0 | 0 | 5993.5521
2025-02-18 | 10529.297 | 19.05 | 0 | 0 | 0 | 0 | 0 | 0 | 0 | 0 | 0 | 0 | 0 | 0 | 0 | 0 | 0 | 0 | 1 | 0 | 0 | 0 | 0 | 0 | 0 | 0 | 0 | 0 | 6074.3416
2025-02-18 | 10051.691 | 19.01 | 0 | 0 | 0 | 0 | 0 | 0 | 0 | 0 | 0 | 0 | 0 | 0 | 0 | 0 | 0 | 0 | 0 | 1 | 0 | 0 | 0 | 0 | 0 | 0 | 0 | 0 | 6456.6118
2025-02-18 | 9611.634 | 19.14 | 0 | 0 | 0 | 0 | 0 | 0 | 0 | 0 | 0 | 0 | 0 | 0 | 0 | 0 | 0 | 0 | 0 | 0 | 1 | 0 | 0 | 0 | 0 | 0 | 0 | 0 | 7031.6304
2025-02-18 | 8784.18 | 19.46 | 0 | 0 | 0 | 0 | 0 | 0 | 0 | 0 | 0 | 0 | 0 | 0 | 0 | 0 | 0 | 0 | 0 | 0 | 0 | 1 | 0 | 0 | 0 | 0 | 0 | 0 | 7290.2851
2025-02-18 | 7684.337 | 20.28 | 0 | 0 | 0 | 0 | 0 | 0 | 0 | 0 | 0 | 0 | 0 | 0 | 0 | 0 | 0 | 0 | 0 | 0 | 0 | 0 | 1 | 0 | 0 | 0 | 0 | 0 | 7392.1939
2025-02-18 | 6684.979 | 21 | 0 | 0 | 0 | 0 | 0 | 0 | 0 | 0 | 0 | 0 | 0 | 0 | 0 | 0 | 0 | 0 | 0 | 0 | 0 | 0 | 0 | 1 | 0 | 0 | 0 | 0 | 7441.7664
2025-02-18 | 5929.231 | 21.25 | 0 | 0 | 0 | 0 | 0 | 0 | 0 | 0 | 0 | 0 | 0 | 0 | 0 | 0 | 0 | 0 | 0 | 0 | 0 | 0 | 0 | 0 | 1 | 0 | 0 | 0 | 7234.3602
2025-02-18 | 5405.091 | 21.48 | 0 | 0 | 0 | 0 | 0 | 0 | 0 | 0 | 0 | 0 | 0 | 0 | 0 | 0 | 0 | 0 | 0 | 0 | 0 | 0 | 0 | 0 | 0 | 1 | 0 | 0 | 6724.2235
2025-02-18 | 5137.615 | 21.53 | 0 | 0 | 0 | 0 | 0 | 0 | 0 | 0 | 0 | 0 | 0 | 0 | 0 | 0 | 0 | 0 | 0 | 0 | 0 | 0 | 0 | 0 | 0 | 0 | 1 | 0 | 6105.5255
2025-02-18 | 5017.875 | 21.64 | 0 | 0 | 0 | 0 | 0 | 0 | 0 | 0 | 0 | 0 | 0 | 0 | 0 | 0 | 0 | 0 | 0 | 0 | 0 | 0 | 0 | 0 | 0 | 0 | 0 | 1 | 5609.1665
2025-02-19 | 5028.402 | 21.98 | 0 | 0 | 1 | 0 | 0 | 0 | 0 | 0 | 0 | 0 | 0 | 0 | 0 | 0 | 0 | 0 | 0 | 0 | 0 | 0 | 0 | 0 | 0 | 0 | 0 | 0 | 5293.8123
2025-02-19 | 5440.597 | 22.13 | 0 | 0 | 0 | 1 | 0 | 0 | 0 | 0 | 0 | 0 | 0 | 0 | 0 | 0 | 0 | 0 | 0 | 0 | 0 | 0 | 0 | 0 | 0 | 0 | 0 | 0 | 5097.3446
2025-02-19 | 6249.143 | 22.13 | 0 | 0 | 0 | 0 | 1 | 0 | 0 | 0 | 0 | 0 | 0 | 0 | 0 | 0 | 0 | 0 | 0 | 0 | 0 | 0 | 0 | 0 | 0 | 0 | 0 | 0 | 4979.635
2025-02-19 | 7323.953 | 22.1 | 0 | 0 | 0 | 0 | 0 | 1 | 0 | 0 | 0 | 0 | 0 | 0 | 0 | 0 | 0 | 0 | 0 | 0 | 0 | 0 | 0 | 0 | 0 | 0 | 0 | 0 | 4949.2567
2025-02-19 | 8237.095 | 22.44 | 0 | 0 | 0 | 0 | 0 | 0 | 1 | 0 | 0 | 0 | 0 | 0 | 0 | 0 | 0 | 0 | 0 | 0 | 0 | 0 | 0 | 0 | 0 | 0 | 0 | 0 | 5132.7115
2025-02-19 | 8871.316 | 22.41 | 0 | 0 | 0 | 0 | 0 | 0 | 0 | 1 | 0 | 0 | 0 | 0 | 0 | 0 | 0 | 0 | 0 | 0 | 0 | 0 | 0 | 0 | 0 | 0 | 0 | 0 | 5459.1731
2025-02-19 | 9225.034 | 22.74 | 0 | 0 | 0 | 0 | 0 | 0 | 0 | 0 | 1 | 0 | 0 | 0 | 0 | 0 | 0 | 0 | 0 | 0 | 0 | 0 | 0 | 0 | 0 | 0 | 0 | 0 | 5901.3217
2025-02-19 | 9582.489 | 22.81 | 0 | 0 | 0 | 0 | 0 | 0 | 0 | 0 | 0 | 1 | 0 | 0 | 0 | 0 | 0 | 0 | 0 | 0 | 0 | 0 | 0 | 0 | 0 | 0 | 0 | 0 | 6293.0495
2025-02-19 | 9418.556 | 22.78 | 0 | 0 | 0 | 0 | 0 | 0 | 0 | 0 | 0 | 0 | 1 | 0 | 0 | 0 | 0 | 0 | 0 | 0 | 0 | 0 | 0 | 0 | 0 | 0 | 0 | 0 | 6502.0264
2025-02-19 | 9497.143 | 21.92 | 0 | 0 | 0 | 0 | 0 | 0 | 0 | 0 | 0 | 0 | 0 | 1 | 0 | 0 | 0 | 0 | 0 | 0 | 0 | 0 | 0 | 0 | 0 | 0 | 0 | 0 | 6460.5403
2025-02-19 | 9671.72 | 20.75 | 0 | 0 | 0 | 0 | 0 | 0 | 0 | 0 | 0 | 0 | 0 | 0 | 1 | 0 | 0 | 0 | 0 | 0 | 0 | 0 | 0 | 0 | 0 | 0 | 0 | 0 | 6339.1797
2025-02-19 | 10629.118 | 19.71 | 0 | 0 | 0 | 0 | 0 | 0 | 0 | 0 | 0 | 0 | 0 | 0 | 0 | 1 | 0 | 0 | 0 | 0 | 0 | 0 | 0 | 0 | 0 | 0 | 0 | 0 | 6224.6165
2025-02-19 | 11383.525 | 18.95 | 0 | 0 | 0 | 0 | 0 | 0 | 0 | 0 | 0 | 0 | 0 | 0 | 0 | 0 | 1 | 0 | 0 | 0 | 0 | 0 | 0 | 0 | 0 | 0 | 0 | 0 | 6039.3962
2025-02-19 | 11458.85 | 18.38 | 0 | 0 | 0 | 0 | 0 | 0 | 0 | 0 | 0 | 0 | 0 | 0 | 0 | 0 | 0 | 1 | 0 | 0 | 0 | 0 | 0 | 0 | 0 | 0 | 0 | 0 | 5914.3498
2025-02-19 | 11070.348 | 18.21 | 0 | 0 | 0 | 0 | 0 | 0 | 0 | 0 | 0 | 0 | 0 | 0 | 0 | 0 | 0 | 0 | 1 | 0 | 0 | 0 | 0 | 0 | 0 | 0 | 0 | 0 | 5981.939
2025-02-19 | 10874.686 | 18.05 | 0 | 0 | 0 | 0 | 0 | 0 | 0 | 0 | 0 | 0 | 0 | 0 | 0 | 0 | 0 | 0 | 0 | 1 | 0 | 0 | 0 | 0 | 0 | 0 | 0 | 0 | 6351.0088
2025-02-19 | 10390.649 | 18.26 | 0 | 0 | 0 | 0 | 0 | 0 | 0 | 0 | 0 | 0 | 0 | 0 | 0 | 0 | 0 | 0 | 0 | 0 | 1 | 0 | 0 | 0 | 0 | 0 | 0 | 0 | 6934.8277
2025-02-19 | 9040.72 | 18.69 | 0 | 0 | 0 | 0 | 0 | 0 | 0 | 0 | 0 | 0 | 0 | 0 | 0 | 0 | 0 | 0 | 0 | 0 | 0 | 1 | 0 | 0 | 0 | 0 | 0 | 0 | 7205.5827
2025-02-19 | 7546.135 | 19.08 | 0 | 0 | 0 | 0 | 0 | 0 | 0 | 0 | 0 | 0 | 0 | 0 | 0 | 0 | 0 | 0 | 0 | 0 | 0 | 0 | 1 | 0 | 0 | 0 | 0 | 0 | 7260.1902
2025-02-19 | 6407.304 | 19.43 | 0 | 0 | 0 | 0 | 0 | 0 | 0 | 0 | 0 | 0 | 0 | 0 | 0 | 0 | 0 | 0 | 0 | 0 | 0 | 0 | 0 | 1 | 0 | 0 | 0 | 0 | 7269.0614
2025-02-19 | 5758.14 | 19.91 | 0 | 0 | 0 | 0 | 0 | 0 | 0 | 0 | 0 | 0 | 0 | 0 | 0 | 0 | 0 | 0 | 0 | 0 | 0 | 0 | 0 | 0 | 1 | 0 | 0 | 0 | 7086.956
2025-02-19 | 5332.921 | 20.23 | 0 | 0 | 0 | 0 | 0 | 0 | 0 | 0 | 0 | 0 | 0 | 0 | 0 | 0 | 0 | 0 | 0 | 0 | 0 | 0 | 0 | 0 | 0 | 1 | 0 | 0 | 6586.7196
2025-02-19 | 5195.544 | 20.17 | 0 | 0 | 0 | 0 | 0 | 0 | 0 | 0 | 0 | 0 | 0 | 0 | 0 | 0 | 0 | 0 | 0 | 0 | 0 | 0 | 0 | 0 | 0 | 0 | 1 | 0 | 5955.9213
2025-02-19 | 5141.172 | 20.34 | 0 | 0 | 0 | 0 | 0 | 0 | 0 | 0 | 0 | 0 | 0 | 0 | 0 | 0 | 0 | 0 | 0 | 0 | 0 | 0 | 0 | 0 | 0 | 0 | 0 | 1 | 5466.1625
2025-02-20 | 5400.816 | 20.7 | 0 | 0 | 1 | 0 | 0 | 0 | 0 | 0 | 0 | 0 | 0 | 0 | 0 | 0 | 0 | 0 | 0 | 0 | 0 | 0 | 0 | 0 | 0 | 0 | 0 | 0 | 5153.0083
2025-02-20 | 5986.755 | 21.09 | 0 | 0 | 0 | 1 | 0 | 0 | 0 | 0 | 0 | 0 | 0 | 0 | 0 | 0 | 0 | 0 | 0 | 0 | 0 | 0 | 0 | 0 | 0 | 0 | 0 | 0 | 4982.9413
2025-02-20 | 6705.73 | 21.3 | 0 | 0 | 0 | 0 | 1 | 0 | 0 | 0 | 0 | 0 | 0 | 0 | 0 | 0 | 0 | 0 | 0 | 0 | 0 | 0 | 0 | 0 | 0 | 0 | 0 | 0 | 4888.3324
2025-02-20 | 7121.38 | 21.57 | 0 | 0 | 0 | 0 | 0 | 1 | 0 | 0 | 0 | 0 | 0 | 0 | 0 | 0 | 0 | 0 | 0 | 0 | 0 | 0 | 0 | 0 | 0 | 0 | 0 | 0 | 4890.9551
2025-02-20 | 7265.355 | 21.76 | 0 | 0 | 0 | 0 | 0 | 0 | 1 | 0 | 0 | 0 | 0 | 0 | 0 | 0 | 0 | 0 | 0 | 0 | 0 | 0 | 0 | 0 | 0 | 0 | 0 | 0 | 5057.9093
2025-02-20 | 7397.498 | 21.91 | 0 | 0 | 0 | 0 | 0 | 0 | 0 | 1 | 0 | 0 | 0 | 0 | 0 | 0 | 0 | 0 | 0 | 0 | 0 | 0 | 0 | 0 | 0 | 0 | 0 | 0 | 5404.1715
2025-02-20 | 7683.353 | 22.1 | 0 | 0 | 0 | 0 | 0 | 0 | 0 | 0 | 1 | 0 | 0 | 0 | 0 | 0 | 0 | 0 | 0 | 0 | 0 | 0 | 0 | 0 | 0 | 0 | 0 | 0 | 5830.9197
2025-02-20 | 7892.535 | 21.88 | 0 | 0 | 0 | 0 | 0 | 0 | 0 | 0 | 0 | 1 | 0 | 0 | 0 | 0 | 0 | 0 | 0 | 0 | 0 | 0 | 0 | 0 | 0 | 0 | 0 | 0 | 6190.7465
2025-02-20 | 7721.603 | 21.44 | 0 | 0 | 0 | 0 | 0 | 0 | 0 | 0 | 0 | 0 | 1 | 0 | 0 | 0 | 0 | 0 | 0 | 0 | 0 | 0 | 0 | 0 | 0 | 0 | 0 | 0 | 6354.6222
2025-02-20 | 7820.369 | 20.33 | 0 | 0 | 0 | 0 | 0 | 0 | 0 | 0 | 0 | 0 | 0 | 1 | 0 | 0 | 0 | 0 | 0 | 0 | 0 | 0 | 0 | 0 | 0 | 0 | 0 | 0 | 6285.6353
2025-02-20 | 8214.166 | 19.02 | 0 | 0 | 0 | 0 | 0 | 0 | 0 | 0 | 0 | 0 | 0 | 0 | 1 | 0 | 0 | 0 | 0 | 0 | 0 | 0 | 0 | 0 | 0 | 0 | 0 | 0 | 6148.8743
2025-02-20 | 9177.134 | 18.26 | 0 | 0 | 0 | 0 | 0 | 0 | 0 | 0 | 0 | 0 | 0 | 0 | 0 | 1 | 0 | 0 | 0 | 0 | 0 | 0 | 0 | 0 | 0 | 0 | 0 | 0 | 6065.112
2025-02-20 | 10115.91 | 17.18 | 0 | 0 | 0 | 0 | 0 | 0 | 0 | 0 | 0 | 0 | 0 | 0 | 0 | 0 | 1 | 0 | 0 | 0 | 0 | 0 | 0 | 0 | 0 | 0 | 0 | 0 | 5844.6907
2025-02-20 | 9998.506 | 16.24 | 0 | 0 | 0 | 0 | 0 | 0 | 0 | 0 | 0 | 0 | 0 | 0 | 0 | 0 | 0 | 1 | 0 | 0 | 0 | 0 | 0 | 0 | 0 | 0 | 0 | 0 | 5678.9431
2025-02-20 | 10114.184 | 15.84 | 0 | 0 | 0 | 0 | 0 | 0 | 0 | 0 | 0 | 0 | 0 | 0 | 0 | 0 | 0 | 0 | 1 | 0 | 0 | 0 | 0 | 0 | 0 | 0 | 0 | 0 | 5721.2316
2025-02-20 | 10114.287 | 15.56 | 0 | 0 | 0 | 0 | 0 | 0 | 0 | 0 | 0 | 0 | 0 | 0 | 0 | 0 | 0 | 0 | 0 | 1 | 0 | 0 | 0 | 0 | 0 | 0 | 0 | 0 | 6077.101
2025-02-20 | 9717.012 | 15.77 | 0 | 0 | 0 | 0 | 0 | 0 | 0 | 0 | 0 | 0 | 0 | 0 | 0 | 0 | 0 | 0 | 0 | 0 | 1 | 0 | 0 | 0 | 0 | 0 | 0 | 0 | 6660.9199
2025-02-20 | 8638.392 | 16.24 | 0 | 0 | 0 | 0 | 0 | 0 | 0 | 0 | 0 | 0 | 0 | 0 | 0 | 0 | 0 | 0 | 0 | 0 | 0 | 1 | 0 | 0 | 0 | 0 | 0 | 0 | 6936.075
2025-02-20 | 7229.952 | 16.94 | 0 | 0 | 0 | 0 | 0 | 0 | 0 | 0 | 0 | 0 | 0 | 0 | 0 | 0 | 0 | 0 | 0 | 0 | 0 | 0 | 1 | 0 | 0 | 0 | 0 | 0 | 7024.7834
2025-02-20 | 6194.114 | 17.5 | 0 | 0 | 0 | 0 | 0 | 0 | 0 | 0 | 0 | 0 | 0 | 0 | 0 | 0 | 0 | 0 | 0 | 0 | 0 | 0 | 0 | 1 | 0 | 0 | 0 | 0 | 7056.7554
2025-02-20 | 5594.379 | 17.84 | 0 | 0 | 0 | 0 | 0 | 0 | 0 | 0 | 0 | 0 | 0 | 0 | 0 | 0 | 0 | 0 | 0 | 0 | 0 | 0 | 0 | 0 | 1 | 0 | 0 | 0 | 6859.2495
2025-02-20 | 5222.062 | 18.13 | 0 | 0 | 0 | 0 | 0 | 0 | 0 | 0 | 0 | 0 | 0 | 0 | 0 | 0 | 0 | 0 | 0 | 0 | 0 | 0 | 0 | 0 | 0 | 1 | 0 | 0 | 6355.713
2025-02-20 | 4970.61 | 18.66 | 0 | 0 | 0 | 0 | 0 | 0 | 0 | 0 | 0 | 0 | 0 | 0 | 0 | 0 | 0 | 0 | 0 | 0 | 0 | 0 | 0 | 0 | 0 | 0 | 1 | 0 | 5789.8165
2025-02-20 | 4967.757 | 18.8 | 0 | 0 | 0 | 0 | 0 | 0 | 0 | 0 | 0 | 0 | 0 | 0 | 0 | 0 | 0 | 0 | 0 | 0 | 0 | 0 | 0 | 0 | 0 | 0 | 0 | 1 | 5296.7576
2025-02-21 | 5337.469 | 18.97 | 0 | 0 | 1 | 0 | 0 | 0 | 0 | 0 | 0 | 0 | 0 | 0 | 0 | 0 | 0 | 0 | 0 | 0 | 0 | 0 | 0 | 0 | 0 | 0 | 0 | 0 | 4962.7029
2025-02-21 | 5989.245 | 19.02 | 0 | 0 | 0 | 1 | 0 | 0 | 0 | 0 | 0 | 0 | 0 | 0 | 0 | 0 | 0 | 0 | 0 | 0 | 0 | 0 | 0 | 0 | 0 | 0 | 0 | 0 | 4755.2348
2025-02-21 | 6806.867 | 19.45 | 0 | 0 | 0 | 0 | 1 | 0 | 0 | 0 | 0 | 0 | 0 | 0 | 0 | 0 | 0 | 0 | 0 | 0 | 0 | 0 | 0 | 0 | 0 | 0 | 0 | 0 | 4684.8266
2025-02-21 | 7145.947 | 19.84 | 0 | 0 | 0 | 0 | 0 | 1 | 0 | 0 | 0 | 0 | 0 | 0 | 0 | 0 | 0 | 0 | 0 | 0 | 0 | 0 | 0 | 0 | 0 | 0 | 0 | 0 | 4700.6496
2025-02-21 | 7072.474 | 19.55 | 0 | 0 | 0 | 0 | 0 | 0 | 1 | 0 | 0 | 0 | 0 | 0 | 0 | 0 | 0 | 0 | 0 | 0 | 0 | 0 | 0 | 0 | 0 | 0 | 0 | 0 | 4814.8024
2025-02-21 | 7168.475 | 19.97 | 0 | 0 | 0 | 0 | 0 | 0 | 0 | 1 | 0 | 0 | 0 | 0 | 0 | 0 | 0 | 0 | 0 | 0 | 0 | 0 | 0 | 0 | 0 | 0 | 0 | 0 | 5190.7654
2025-02-21 | 7187.081 | 19.85 | 0 | 0 | 0 | 0 | 0 | 0 | 0 | 0 | 1 | 0 | 0 | 0 | 0 | 0 | 0 | 0 | 0 | 0 | 0 | 0 | 0 | 0 | 0 | 0 | 0 | 0 | 5583.4127
2025-02-21 | 7302.703 | 19.92 | 0 | 0 | 0 | 0 | 0 | 0 | 0 | 0 | 0 | 1 | 0 | 0 | 0 | 0 | 0 | 0 | 0 | 0 | 0 | 0 | 0 | 0 | 0 | 0 | 0 | 0 | 5975.1404
2025-02-21 | 7156.534 | 19.86 | 0 | 0 | 0 | 0 | 0 | 0 | 0 | 0 | 0 | 0 | 1 | 0 | 0 | 0 | 0 | 0 | 0 | 0 | 0 | 0 | 0 | 0 | 0 | 0 | 0 | 0 | 6180.8173
2025-02-21 | 7163.045 | 18.97 | 0 | 0 | 0 | 0 | 0 | 0 | 0 | 0 | 0 | 0 | 0 | 1 | 0 | 0 | 0 | 0 | 0 | 0 | 0 | 0 | 0 | 0 | 0 | 0 | 0 | 0 | 6136.0311
2025-02-21 | 7601.472 | 17.99 | 0 | 0 | 0 | 0 | 0 | 0 | 0 | 0 | 0 | 0 | 0 | 0 | 1 | 0 | 0 | 0 | 0 | 0 | 0 | 0 | 0 | 0 | 0 | 0 | 0 | 0 | 6035.5711
2025-02-21 | 8638.547 | 16.77 | 0 | 0 | 0 | 0 | 0 | 0 | 0 | 0 | 0 | 0 | 0 | 0 | 0 | 1 | 0 | 0 | 0 | 0 | 0 | 0 | 0 | 0 | 0 | 0 | 0 | 0 | 5901.2073
2025-02-21 | 9666.105 | 16.33 | 0 | 0 | 0 | 0 | 0 | 0 | 0 | 0 | 0 | 0 | 0 | 0 | 0 | 0 | 1 | 0 | 0 | 0 | 0 | 0 | 0 | 0 | 0 | 0 | 0 | 0 | 5751.188
2025-02-21 | 9485.666 | 16.09 | 0 | 0 | 0 | 0 | 0 | 0 | 0 | 0 | 0 | 0 | 0 | 0 | 0 | 0 | 0 | 1 | 0 | 0 | 0 | 0 | 0 | 0 | 0 | 0 | 0 | 0 | 5662.4426
2025-02-21 | 9521.441 | 15.6 | 0 | 0 | 0 | 0 | 0 | 0 | 0 | 0 | 0 | 0 | 0 | 0 | 0 | 0 | 0 | 0 | 1 | 0 | 0 | 0 | 0 | 0 | 0 | 0 | 0 | 0 | 5694.8308
2025-02-21 | 9553.746 | 15.56 | 0 | 0 | 0 | 0 | 0 | 0 | 0 | 0 | 0 | 0 | 0 | 0 | 0 | 0 | 0 | 0 | 0 | 1 | 0 | 0 | 0 | 0 | 0 | 0 | 0 | 0 | 6077.101
2025-02-21 | 9277.793 | 15.9 | 0 | 0 | 0 | 0 | 0 | 0 | 0 | 0 | 0 | 0 | 0 | 0 | 0 | 0 | 0 | 0 | 0 | 0 | 1 | 0 | 0 | 0 | 0 | 0 | 0 | 0 | 6675.2203
2025-02-21 | 8379.715 | 16.59 | 0 | 0 | 0 | 0 | 0 | 0 | 0 | 0 | 0 | 0 | 0 | 0 | 0 | 0 | 0 | 0 | 0 | 0 | 0 | 1 | 0 | 0 | 0 | 0 | 0 | 0 | 6974.5761
2025-02-21 | 7123.222 | 17.33 | 0 | 0 | 0 | 0 | 0 | 0 | 0 | 0 | 0 | 0 | 0 | 0 | 0 | 0 | 0 | 0 | 0 | 0 | 0 | 0 | 1 | 0 | 0 | 0 | 0 | 0 | 7067.6847
2025-02-21 | 6142.947 | 17.8 | 0 | 0 | 0 | 0 | 0 | 0 | 0 | 0 | 0 | 0 | 0 | 0 | 0 | 0 | 0 | 0 | 0 | 0 | 0 | 0 | 0 | 1 | 0 | 0 | 0 | 0 | 7089.7563
2025-02-21 | 5551.158 | 18.33 | 0 | 0 | 0 | 0 | 0 | 0 | 0 | 0 | 0 | 0 | 0 | 0 | 0 | 0 | 0 | 0 | 0 | 0 | 0 | 0 | 0 | 0 | 1 | 0 | 0 | 0 | 6913.151
2025-02-21 | 5168.449 | 18.65 | 0 | 0 | 0 | 0 | 0 | 0 | 0 | 0 | 0 | 0 | 0 | 0 | 0 | 0 | 0 | 0 | 0 | 0 | 0 | 0 | 0 | 0 | 0 | 1 | 0 | 0 | 6412.9146
2025-02-21 | 4961.027 | 18.77 | 0 | 0 | 0 | 0 | 0 | 0 | 0 | 0 | 0 | 0 | 0 | 0 | 0 | 0 | 0 | 0 | 0 | 0 | 0 | 0 | 0 | 0 | 0 | 0 | 1 | 0 | 5801.9169
2025-02-21 | 4970.519 | 18.76 | 0 | 0 | 0 | 0 | 0 | 0 | 0 | 0 | 0 | 0 | 0 | 0 | 0 | 0 | 0 | 0 | 0 | 0 | 0 | 0 | 0 | 0 | 0 | 0 | 0 | 1 | 5292.3575
2025-02-22 | 5339.382 | 18.88 | 0 | 1 | 1 | 0 | 0 | 0 | 0 | 0 | 0 | 0 | 0 | 0 | 0 | 0 | 0 | 0 | 0 | 0 | 0 | 0 | 0 | 0 | 0 | 0 | 0 | 0 | 5231.277
2025-02-22 | 5967.295 | 19.14 | 0 | 1 | 0 | 1 | 0 | 0 | 0 | 0 | 0 | 0 | 0 | 0 | 0 | 0 | 0 | 0 | 0 | 0 | 0 | 0 | 0 | 0 | 0 | 0 | 0 | 0 | 5046.9096
2025-02-22 | 6780.778 | 19.31 | 0 | 1 | 0 | 0 | 1 | 0 | 0 | 0 | 0 | 0 | 0 | 0 | 0 | 0 | 0 | 0 | 0 | 0 | 0 | 0 | 0 | 0 | 0 | 0 | 0 | 0 | 4947.9006
2025-02-22 | 6923.607 | 19.41 | 0 | 1 | 0 | 0 | 0 | 1 | 0 | 0 | 0 | 0 | 0 | 0 | 0 | 0 | 0 | 0 | 0 | 0 | 0 | 0 | 0 | 0 | 0 | 0 | 0 | 0 | 4931.8227
2025-02-22 | 7033.059 | 19.43 | 0 | 1 | 0 | 0 | 0 | 0 | 1 | 0 | 0 | 0 | 0 | 0 | 0 | 0 | 0 | 0 | 0 | 0 | 0 | 0 | 0 | 0 | 0 | 0 | 0 | 0 | 5080.0765
2025-02-22 | 7093.527 | 19.66 | 0 | 1 | 0 | 0 | 0 | 0 | 0 | 1 | 0 | 0 | 0 | 0 | 0 | 0 | 0 | 0 | 0 | 0 | 0 | 0 | 0 | 0 | 0 | 0 | 0 | 0 | 5435.1389
2025-02-22 | 7224.547 | 19.48 | 0 | 1 | 0 | 0 | 0 | 0 | 0 | 0 | 1 | 0 | 0 | 0 | 0 | 0 | 0 | 0 | 0 | 0 | 0 | 0 | 0 | 0 | 0 | 0 | 0 | 0 | 5821.186
2025-02-22 | 7323.082 | 19.56 | 0 | 1 | 0 | 0 | 0 | 0 | 0 | 0 | 0 | 1 | 0 | 0 | 0 | 0 | 0 | 0 | 0 | 0 | 0 | 0 | 0 | 0 | 0 | 0 | 0 | 0 | 6214.0137
2025-02-22 | 7167.308 | 19.45 | 0 | 1 | 0 | 0 | 0 | 0 | 0 | 0 | 0 | 0 | 1 | 0 | 0 | 0 | 0 | 0 | 0 | 0 | 0 | 0 | 0 | 0 | 0 | 0 | 0 | 0 | 6414.1904
2025-02-22 | 7317.601 | 18.56 | 0 | 1 | 0 | 0 | 0 | 0 | 0 | 0 | 0 | 0 | 0 | 1 | 0 | 0 | 0 | 0 | 0 | 0 | 0 | 0 | 0 | 0 | 0 | 0 | 0 | 0 | 6369.4042
2025-02-22 | 7926.832 | 17.75 | 0 | 1 | 0 | 0 | 0 | 0 | 0 | 0 | 0 | 0 | 0 | 0 | 1 | 0 | 0 | 0 | 0 | 0 | 0 | 0 | 0 | 0 | 0 | 0 | 0 | 0 | 6287.6447
2025-02-22 | 8968.542 | 16.88 | 0 | 1 | 0 | 0 | 0 | 0 | 0 | 0 | 0 | 0 | 0 | 0 | 0 | 1 | 0 | 0 | 0 | 0 | 0 | 0 | 0 | 0 | 0 | 0 | 0 | 0 | 6191.7821
2025-02-22 | 10128.274 | 16.19 | 0 | 1 | 0 | 0 | 0 | 0 | 0 | 0 | 0 | 0 | 0 | 0 | 0 | 0 | 1 | 0 | 0 | 0 | 0 | 0 | 0 | 0 | 0 | 0 | 0 | 0 | 6014.262
2025-02-22 | 10356.685 | 15.81 | 0 | 1 | 0 | 0 | 0 | 0 | 0 | 0 | 0 | 0 | 0 | 0 | 0 | 0 | 0 | 1 | 0 | 0 | 0 | 0 | 0 | 0 | 0 | 0 | 0 | 0 | 5910.1162
2025-02-22 | 10315.105 | 15.56 | 0 | 1 | 0 | 0 | 0 | 0 | 0 | 0 | 0 | 0 | 0 | 0 | 0 | 0 | 0 | 0 | 1 | 0 | 0 | 0 | 0 | 0 | 0 | 0 | 0 | 0 | 5968.9051
2025-02-22 | 10329.022 | 15.46 | 0 | 1 | 0 | 0 | 0 | 0 | 0 | 0 | 0 | 0 | 0 | 0 | 0 | 0 | 0 | 0 | 0 | 1 | 0 | 0 | 0 | 0 | 0 | 0 | 0 | 0 | 6344.5751
2025-02-22 | 9973.728 | 15.68 | 0 | 1 | 0 | 0 | 0 | 0 | 0 | 0 | 0 | 0 | 0 | 0 | 0 | 0 | 0 | 0 | 0 | 0 | 1 | 0 | 0 | 0 | 0 | 0 | 0 | 0 | 6929.494
2025-02-22 | 8934.288 | 16.29 | 0 | 1 | 0 | 0 | 0 | 0 | 0 | 0 | 0 | 0 | 0 | 0 | 0 | 0 | 0 | 0 | 0 | 0 | 0 | 1 | 0 | 0 | 0 | 0 | 0 | 0 | 7220.0496
2025-02-22 | 7645.976 | 16.92 | 0 | 1 | 0 | 0 | 0 | 0 | 0 | 0 | 0 | 0 | 0 | 0 | 0 | 0 | 0 | 0 | 0 | 0 | 0 | 0 | 1 | 0 | 0 | 0 | 0 | 0 | 7301.0578
2025-02-22 | 6603.989 | 17.36 | 0 | 1 | 0 | 0 | 0 | 0 | 0 | 0 | 0 | 0 | 0 | 0 | 0 | 0 | 0 | 0 | 0 | 0 | 0 | 0 | 0 | 1 | 0 | 0 | 0 | 0 | 7319.8294
2025-02-22 | 5915.676 | 17.45 | 0 | 1 | 0 | 0 | 0 | 0 | 0 | 0 | 0 | 0 | 0 | 0 | 0 | 0 | 0 | 0 | 0 | 0 | 0 | 0 | 0 | 0 | 1 | 0 | 0 | 0 | 7094.8227
2025-02-22 | 5440.665 | 17.63 | 0 | 1 | 0 | 0 | 0 | 0 | 0 | 0 | 0 | 0 | 0 | 0 | 0 | 0 | 0 | 0 | 0 | 0 | 0 | 0 | 0 | 0 | 0 | 1 | 0 | 0 | 6579.1859
2025-02-22 | 5191.762 | 17.58 | 0 | 1 | 0 | 0 | 0 | 0 | 0 | 0 | 0 | 0 | 0 | 0 | 0 | 0 | 0 | 0 | 0 | 0 | 0 | 0 | 0 | 0 | 0 | 0 | 1 | 0 | 5949.4876
2025-02-22 | 5036.942 | 17.98 | 0 | 1 | 0 | 0 | 0 | 0 | 0 | 0 | 0 | 0 | 0 | 0 | 0 | 0 | 0 | 0 | 0 | 0 | 0 | 0 | 0 | 0 | 0 | 0 | 0 | 1 | 5485.0295
2025-02-23 | 5357.932 | 17.88 | 0 | 1 | 1 | 0 | 0 | 0 | 0 | 0 | 0 | 0 | 0 | 0 | 0 | 0 | 0 | 0 | 0 | 0 | 0 | 0 | 0 | 0 | 0 | 0 | 0 | 0 | 5121.2739
2025-02-23 | 6077.686 | 18.05 | 0 | 1 | 0 | 1 | 0 | 0 | 0 | 0 | 0 | 0 | 0 | 0 | 0 | 0 | 0 | 0 | 0 | 0 | 0 | 0 | 0 | 0 | 0 | 0 | 0 | 0 | 4927.0062
2025-02-23 | 6849.116 | 18.42 | 0 | 1 | 0 | 0 | 1 | 0 | 0 | 0 | 0 | 0 | 0 | 0 | 0 | 0 | 0 | 0 | 0 | 0 | 0 | 0 | 0 | 0 | 0 | 0 | 0 | 0 | 4849.9978
2025-02-23 | 7076.185 | 18.67 | 0 | 1 | 0 | 0 | 0 | 1 | 0 | 0 | 0 | 0 | 0 | 0 | 0 | 0 | 0 | 0 | 0 | 0 | 0 | 0 | 0 | 0 | 0 | 0 | 0 | 0 | 4850.4204
2025-02-23 | 6949.201 | 18.88 | 0 | 1 | 0 | 0 | 0 | 0 | 1 | 0 | 0 | 0 | 0 | 0 | 0 | 0 | 0 | 0 | 0 | 0 | 0 | 0 | 0 | 0 | 0 | 0 | 0 | 0 | 5019.5747
2025-02-23 | 7159.825 | 18.76 | 0 | 1 | 0 | 0 | 0 | 0 | 0 | 1 | 0 | 0 | 0 | 0 | 0 | 0 | 0 | 0 | 0 | 0 | 0 | 0 | 0 | 0 | 0 | 0 | 0 | 0 | 5336.1361
2025-02-23 | 7234.012 | 18.67 | 0 | 1 | 0 | 0 | 0 | 0 | 0 | 0 | 1 | 0 | 0 | 0 | 0 | 0 | 0 | 0 | 0 | 0 | 0 | 0 | 0 | 0 | 0 | 0 | 0 | 0 | 5732.0834
2025-02-23 | 7268.572 | 18.89 | 0 | 1 | 0 | 0 | 0 | 0 | 0 | 0 | 0 | 1 | 0 | 0 | 0 | 0 | 0 | 0 | 0 | 0 | 0 | 0 | 0 | 0 | 0 | 0 | 0 | 0 | 6140.3116
2025-02-23 | 7152.014 | 18.23 | 0 | 1 | 0 | 0 | 0 | 0 | 0 | 0 | 0 | 0 | 1 | 0 | 0 | 0 | 0 | 0 | 0 | 0 | 0 | 0 | 0 | 0 | 0 | 0 | 0 | 0 | 6279.9866
2025-02-23 | 7164.882 | 17.38 | 0 | 1 | 0 | 0 | 0 | 0 | 0 | 0 | 0 | 0 | 0 | 1 | 0 | 0 | 0 | 0 | 0 | 0 | 0 | 0 | 0 | 0 | 0 | 0 | 0 | 0 | 6239.6005
2025-02-23 | 7693.843 | 16.67 | 0 | 1 | 0 | 0 | 0 | 0 | 0 | 0 | 0 | 0 | 0 | 0 | 1 | 0 | 0 | 0 | 0 | 0 | 0 | 0 | 0 | 0 | 0 | 0 | 0 | 0 | 6168.8414
2025-02-23 | 8811.059 | 15.88 | 0 | 1 | 0 | 0 | 0 | 0 | 0 | 0 | 0 | 0 | 0 | 0 | 0 | 1 | 0 | 0 | 0 | 0 | 0 | 0 | 0 | 0 | 0 | 0 | 0 | 0 | 6081.7789
2025-02-23 | 9758.426 | 15.24 | 0 | 1 | 0 | 0 | 0 | 0 | 0 | 0 | 0 | 0 | 0 | 0 | 0 | 0 | 1 | 0 | 0 | 0 | 0 | 0 | 0 | 0 | 0 | 0 | 0 | 0 | 5909.7591
2025-02-23 | 9860.03 | 14.78 | 0 | 1 | 0 | 0 | 0 | 0 | 0 | 0 | 0 | 0 | 0 | 0 | 0 | 0 | 0 | 1 | 0 | 0 | 0 | 0 | 0 | 0 | 0 | 0 | 0 | 0 | 5796.813
2025-02-23 | 9973.738 | 14.61 | 0 | 1 | 0 | 0 | 0 | 0 | 0 | 0 | 0 | 0 | 0 | 0 | 0 | 0 | 0 | 0 | 1 | 0 | 0 | 0 | 0 | 0 | 0 | 0 | 0 | 0 | 5864.4022
2025-02-23 | 10011.529 | 15.08 | 0 | 1 | 0 | 0 | 0 | 0 | 0 | 0 | 0 | 0 | 0 | 0 | 0 | 0 | 0 | 0 | 0 | 1 | 0 | 0 | 0 | 0 | 0 | 0 | 0 | 0 | 6302.7739
2025-02-23 | 9708.586 | 15.61 | 0 | 1 | 0 | 0 | 0 | 0 | 0 | 0 | 0 | 0 | 0 | 0 | 0 | 0 | 0 | 0 | 0 | 0 | 1 | 0 | 0 | 0 | 0 | 0 | 0 | 0 | 6921.7938
2025-02-23 | 8760.258 | 16.36 | 0 | 1 | 0 | 0 | 0 | 0 | 0 | 0 | 0 | 0 | 0 | 0 | 0 | 0 | 0 | 0 | 0 | 0 | 0 | 1 | 0 | 0 | 0 | 0 | 0 | 0 | 7227.7498
2025-02-23 | 7476.407 | 17.19 | 0 | 1 | 0 | 0 | 0 | 0 | 0 | 0 | 0 | 0 | 0 | 0 | 0 | 0 | 0 | 0 | 0 | 0 | 0 | 0 | 1 | 0 | 0 | 0 | 0 | 0 | 7330.7587
2025-02-23 | 6405.805 | 17.49 | 0 | 1 | 0 | 0 | 0 | 0 | 0 | 0 | 0 | 0 | 0 | 0 | 0 | 0 | 0 | 0 | 0 | 0 | 0 | 0 | 0 | 1 | 0 | 0 | 0 | 0 | 7334.1298
2025-02-23 | 5659.959 | 17.81 | 0 | 1 | 0 | 0 | 0 | 0 | 0 | 0 | 0 | 0 | 0 | 0 | 0 | 0 | 0 | 0 | 0 | 0 | 0 | 0 | 0 | 0 | 1 | 0 | 0 | 0 | 7134.4238
2025-02-23 | 5239.492 | 17.92 | 0 | 1 | 0 | 0 | 0 | 0 | 0 | 0 | 0 | 0 | 0 | 0 | 0 | 0 | 0 | 0 | 0 | 0 | 0 | 0 | 0 | 0 | 0 | 1 | 0 | 0 | 6611.0868
2025-02-23 | 5015.467 | 18.23 | 0 | 1 | 0 | 0 | 0 | 0 | 0 | 0 | 0 | 0 | 0 | 0 | 0 | 0 | 0 | 0 | 0 | 0 | 0 | 0 | 0 | 0 | 0 | 0 | 1 | 0 | 6020.9896
2025-02-23 | 4961.866 | 18.4 | 0 | 1 | 0 | 0 | 0 | 0 | 0 | 0 | 0 | 0 | 0 | 0 | 0 | 0 | 0 | 0 | 0 | 0 | 0 | 0 | 0 | 0 | 0 | 0 | 0 | 1 | 5531.2308
2025-02-24 | 5234.013 | 18.66 | 0 | 0 | 1 | 0 | 0 | 0 | 0 | 0 | 0 | 0 | 0 | 0 | 0 | 0 | 0 | 0 | 0 | 0 | 0 | 0 | 0 | 0 | 0 | 0 | 0 | 0 | 4928.6019
2025-02-24 | 5930.948 | 19 | 0 | 0 | 0 | 1 | 0 | 0 | 0 | 0 | 0 | 0 | 0 | 0 | 0 | 0 | 0 | 0 | 0 | 0 | 0 | 0 | 0 | 0 | 0 | 0 | 0 | 0 | 4753.0347
2025-02-24 | 6689.458 | 19.31 | 0 | 0 | 0 | 0 | 1 | 0 | 0 | 0 | 0 | 0 | 0 | 0 | 0 | 0 | 0 | 0 | 0 | 0 | 0 | 0 | 0 | 0 | 0 | 0 | 0 | 0 | 4669.4262
2025-02-24 | 7042.589 | 19.63 | 0 | 0 | 0 | 0 | 0 | 1 | 0 | 0 | 0 | 0 | 0 | 0 | 0 | 0 | 0 | 0 | 0 | 0 | 0 | 0 | 0 | 0 | 0 | 0 | 0 | 0 | 4677.549
2025-02-24 | 7003.496 | 20.01 | 0 | 0 | 0 | 0 | 0 | 0 | 1 | 0 | 0 | 0 | 0 | 0 | 0 | 0 | 0 | 0 | 0 | 0 | 0 | 0 | 0 | 0 | 0 | 0 | 0 | 0 | 4865.4038
2025-02-24 | 7065.153 | 20.27 | 0 | 0 | 0 | 0 | 0 | 0 | 0 | 1 | 0 | 0 | 0 | 0 | 0 | 0 | 0 | 0 | 0 | 0 | 0 | 0 | 0 | 0 | 0 | 0 | 0 | 0 | 5223.7664
2025-02-24 | 7013.756 | 20.51 | 0 | 0 | 0 | 0 | 0 | 0 | 0 | 0 | 1 | 0 | 0 | 0 | 0 | 0 | 0 | 0 | 0 | 0 | 0 | 0 | 0 | 0 | 0 | 0 | 0 | 0 | 5656.0147
2025-02-24 | 7051.367 | 20.42 | 0 | 0 | 0 | 0 | 0 | 0 | 0 | 0 | 0 | 1 | 0 | 0 | 0 | 0 | 0 | 0 | 0 | 0 | 0 | 0 | 0 | 0 | 0 | 0 | 0 | 0 | 6030.142
2025-02-24 | 6902.673 | 20.27 | 0 | 0 | 0 | 0 | 0 | 0 | 0 | 0 | 0 | 0 | 1 | 0 | 0 | 0 | 0 | 0 | 0 | 0 | 0 | 0 | 0 | 0 | 0 | 0 | 0 | 0 | 6225.9185
2025-02-24 | 6912.246 | 19.65 | 0 | 0 | 0 | 0 | 0 | 0 | 0 | 0 | 0 | 0 | 0 | 1 | 0 | 0 | 0 | 0 | 0 | 0 | 0 | 0 | 0 | 0 | 0 | 0 | 0 | 0 | 6210.8332
2025-02-24 | 7138.453 | 18.76 | 0 | 0 | 0 | 0 | 0 | 0 | 0 | 0 | 0 | 0 | 0 | 0 | 1 | 0 | 0 | 0 | 0 | 0 | 0 | 0 | 0 | 0 | 0 | 0 | 0 | 0 | 6120.2735
2025-02-24 | 7729.424 | 18.05 | 0 | 0 | 0 | 0 | 0 | 0 | 0 | 0 | 0 | 0 | 0 | 0 | 0 | 1 | 0 | 0 | 0 | 0 | 0 | 0 | 0 | 0 | 0 | 0 | 0 | 0 | 6042.0113
2025-02-24 | 8604.35 | 17.28 | 0 | 0 | 0 | 0 | 0 | 0 | 0 | 0 | 0 | 0 | 0 | 0 | 0 | 0 | 1 | 0 | 0 | 0 | 0 | 0 | 0 | 0 | 0 | 0 | 0 | 0 | 5855.691
2025-02-24 | 8713.667 | 16.47 | 0 | 0 | 0 | 0 | 0 | 0 | 0 | 0 | 0 | 0 | 0 | 0 | 0 | 0 | 0 | 1 | 0 | 0 | 0 | 0 | 0 | 0 | 0 | 0 | 0 | 0 | 5704.2438
2025-02-24 | 8715.359 | 16.27 | 0 | 0 | 0 | 0 | 0 | 0 | 0 | 0 | 0 | 0 | 0 | 0 | 0 | 0 | 0 | 0 | 1 | 0 | 0 | 0 | 0 | 0 | 0 | 0 | 0 | 0 | 5768.5329
2025-02-24 | 8745.443 | 16.24 | 0 | 0 | 0 | 0 | 0 | 0 | 0 | 0 | 0 | 0 | 0 | 0 | 0 | 0 | 0 | 0 | 0 | 1 | 0 | 0 | 0 | 0 | 0 | 0 | 0 | 0 | 6151.9031
2025-02-24 | 8710.71 | 16.3 | 0 | 0 | 0 | 0 | 0 | 0 | 0 | 0 | 0 | 0 | 0 | 0 | 0 | 0 | 0 | 0 | 0 | 0 | 1 | 0 | 0 | 0 | 0 | 0 | 0 | 0 | 6719.2215
2025-02-24 | 8006.587 | 16.64 | 0 | 0 | 0 | 0 | 0 | 0 | 0 | 0 | 0 | 0 | 0 | 0 | 0 | 0 | 0 | 0 | 0 | 0 | 0 | 1 | 0 | 0 | 0 | 0 | 0 | 0 | 6980.0762
2025-02-24 | 7082.131 | 17.38 | 0 | 0 | 0 | 0 | 0 | 0 | 0 | 0 | 0 | 0 | 0 | 0 | 0 | 0 | 0 | 0 | 0 | 0 | 0 | 0 | 1 | 0 | 0 | 0 | 0 | 0 | 7073.1848
2025-02-24 | 6179.518 | 17.86 | 0 | 0 | 0 | 0 | 0 | 0 | 0 | 0 | 0 | 0 | 0 | 0 | 0 | 0 | 0 | 0 | 0 | 0 | 0 | 0 | 0 | 1 | 0 | 0 | 0 | 0 | 7096.3565
2025-02-24 | 5501.556 | 18.19 | 0 | 0 | 0 | 0 | 0 | 0 | 0 | 0 | 0 | 0 | 0 | 0 | 0 | 0 | 0 | 0 | 0 | 0 | 0 | 0 | 0 | 0 | 1 | 0 | 0 | 0 | 6897.7506
2025-02-24 | 5100.884 | 18.59 | 0 | 0 | 0 | 0 | 0 | 0 | 0 | 0 | 0 | 0 | 0 | 0 | 0 | 0 | 0 | 0 | 0 | 0 | 0 | 0 | 0 | 0 | 0 | 1 | 0 | 0 | 6406.3144
2025-02-24 | 4929.297 | 18.76 | 0 | 0 | 0 | 0 | 0 | 0 | 0 | 0 | 0 | 0 | 0 | 0 | 0 | 0 | 0 | 0 | 0 | 0 | 0 | 0 | 0 | 0 | 0 | 0 | 1 | 0 | 5800.8168
2025-02-24 | 4826.591 | 18.94 | 0 | 0 | 0 | 0 | 0 | 0 | 0 | 0 | 0 | 0 | 0 | 0 | 0 | 0 | 0 | 0 | 0 | 0 | 0 | 0 | 0 | 0 | 0 | 0 | 0 | 1 | 5312.1581
2025-02-25 | 4899.923 | 19.27 | 0 | 0 | 1 | 0 | 0 | 0 | 0 | 0 | 0 | 0 | 0 | 0 | 0 | 0 | 0 | 0 | 0 | 0 | 0 | 0 | 0 | 0 | 0 | 0 | 0 | 0 | 4995.7038
2025-02-25 | 5378.463 | 19.43 | 0 | 0 | 0 | 1 | 0 | 0 | 0 | 0 | 0 | 0 | 0 | 0 | 0 | 0 | 0 | 0 | 0 | 0 | 0 | 0 | 0 | 0 | 0 | 0 | 0 | 0 | 4800.3361
2025-02-25 | 6318.962 | 19.71 | 0 | 0 | 0 | 0 | 1 | 0 | 0 | 0 | 0 | 0 | 0 | 0 | 0 | 0 | 0 | 0 | 0 | 0 | 0 | 0 | 0 | 0 | 0 | 0 | 0 | 0 | 4713.4274
2025-02-25 | 7416.586 | 19.83 | 0 | 0 | 0 | 0 | 0 | 1 | 0 | 0 | 0 | 0 | 0 | 0 | 0 | 0 | 0 | 0 | 0 | 0 | 0 | 0 | 0 | 0 | 0 | 0 | 0 | 0 | 4699.5496
2025-02-25 | 8085.964 | 19.98 | 0 | 0 | 0 | 0 | 0 | 0 | 1 | 0 | 0 | 0 | 0 | 0 | 0 | 0 | 0 | 0 | 0 | 0 | 0 | 0 | 0 | 0 | 0 | 0 | 0 | 0 | 4862.1037
2025-02-25 | 8421.215 | 20.04 | 0 | 0 | 0 | 0 | 0 | 0 | 0 | 1 | 0 | 0 | 0 | 0 | 0 | 0 | 0 | 0 | 0 | 0 | 0 | 0 | 0 | 0 | 0 | 0 | 0 | 0 | 5198.4656
2025-02-25 | 8568.236 | 20.21 | 0 | 0 | 0 | 0 | 0 | 0 | 0 | 0 | 1 | 0 | 0 | 0 | 0 | 0 | 0 | 0 | 0 | 0 | 0 | 0 | 0 | 0 | 0 | 0 | 0 | 0 | 5623.0138
2025-02-25 | 8641.485 | 20.28 | 0 | 0 | 0 | 0 | 0 | 0 | 0 | 0 | 0 | 1 | 0 | 0 | 0 | 0 | 0 | 0 | 0 | 0 | 0 | 0 | 0 | 0 | 0 | 0 | 0 | 0 | 6014.7415
2025-02-25 | 8441.272 | 20.05 | 0 | 0 | 0 | 0 | 0 | 0 | 0 | 0 | 0 | 0 | 1 | 0 | 0 | 0 | 0 | 0 | 0 | 0 | 0 | 0 | 0 | 0 | 0 | 0 | 0 | 0 | 6201.7179
2025-02-25 | 8279.96 | 19.52 | 0 | 0 | 0 | 0 | 0 | 0 | 0 | 0 | 0 | 0 | 0 | 1 | 0 | 0 | 0 | 0 | 0 | 0 | 0 | 0 | 0 | 0 | 0 | 0 | 0 | 0 | 6196.5328
2025-02-25 | 8298.359 | 18.64 | 0 | 0 | 0 | 0 | 0 | 0 | 0 | 0 | 0 | 0 | 0 | 0 | 1 | 0 | 0 | 0 | 0 | 0 | 0 | 0 | 0 | 0 | 0 | 0 | 0 | 0 | 6107.0731
2025-02-25 | 8994.547 | 17.53 | 0 | 0 | 0 | 0 | 0 | 0 | 0 | 0 | 0 | 0 | 0 | 0 | 0 | 1 | 0 | 0 | 0 | 0 | 0 | 0 | 0 | 0 | 0 | 0 | 0 | 0 | 5984.8097
2025-02-25 | 9810.999 | 16.98 | 0 | 0 | 0 | 0 | 0 | 0 | 0 | 0 | 0 | 0 | 0 | 0 | 0 | 0 | 1 | 0 | 0 | 0 | 0 | 0 | 0 | 0 | 0 | 0 | 0 | 0 | 5822.6901
2025-02-25 | 9887.028 | 16.73 | 0 | 0 | 0 | 0 | 0 | 0 | 0 | 0 | 0 | 0 | 0 | 0 | 0 | 0 | 0 | 1 | 0 | 0 | 0 | 0 | 0 | 0 | 0 | 0 | 0 | 0 | 5732.8447
2025-02-25 | 9666.485 | 16.64 | 0 | 0 | 0 | 0 | 0 | 0 | 0 | 0 | 0 | 0 | 0 | 0 | 0 | 0 | 0 | 0 | 1 | 0 | 0 | 0 | 0 | 0 | 0 | 0 | 0 | 0 | 5809.2341
2025-02-25 | 9390.122 | 16.78 | 0 | 0 | 0 | 0 | 0 | 0 | 0 | 0 | 0 | 0 | 0 | 0 | 0 | 0 | 0 | 0 | 0 | 1 | 0 | 0 | 0 | 0 | 0 | 0 | 0 | 0 | 6211.3048
2025-02-25 | 9109.353 | 17.03 | 0 | 0 | 0 | 0 | 0 | 0 | 0 | 0 | 0 | 0 | 0 | 0 | 0 | 0 | 0 | 0 | 0 | 0 | 1 | 0 | 0 | 0 | 0 | 0 | 0 | 0 | 6799.5238
2025-02-25 | 8413.464 | 17.46 | 0 | 0 | 0 | 0 | 0 | 0 | 0 | 0 | 0 | 0 | 0 | 0 | 0 | 0 | 0 | 0 | 0 | 0 | 0 | 1 | 0 | 0 | 0 | 0 | 0 | 0 | 7070.2788
2025-02-25 | 7323.929 | 18.17 | 0 | 0 | 0 | 0 | 0 | 0 | 0 | 0 | 0 | 0 | 0 | 0 | 0 | 0 | 0 | 0 | 0 | 0 | 0 | 0 | 1 | 0 | 0 | 0 | 0 | 0 | 7160.0873
2025-02-25 | 6258.654 | 18.62 | 0 | 0 | 0 | 0 | 0 | 0 | 0 | 0 | 0 | 0 | 0 | 0 | 0 | 0 | 0 | 0 | 0 | 0 | 0 | 0 | 0 | 1 | 0 | 0 | 0 | 0 | 7179.9589
2025-02-25 | 5560.225 | 19.08 | 0 | 0 | 0 | 0 | 0 | 0 | 0 | 0 | 0 | 0 | 0 | 0 | 0 | 0 | 0 | 0 | 0 | 0 | 0 | 0 | 0 | 0 | 1 | 0 | 0 | 0 | 6995.6534
2025-02-25 | 5193.374 | 19.32 | 0 | 0 | 0 | 0 | 0 | 0 | 0 | 0 | 0 | 0 | 0 | 0 | 0 | 0 | 0 | 0 | 0 | 0 | 0 | 0 | 0 | 0 | 0 | 1 | 0 | 0 | 6486.6167
2025-02-25 | 4979.603 | 19.45 | 0 | 0 | 0 | 0 | 0 | 0 | 0 | 0 | 0 | 0 | 0 | 0 | 0 | 0 | 0 | 0 | 0 | 0 | 0 | 0 | 0 | 0 | 0 | 0 | 1 | 0 | 5876.719
2025-02-25 | 4835.429 | 19.76 | 0 | 0 | 0 | 0 | 0 | 0 | 0 | 0 | 0 | 0 | 0 | 0 | 0 | 0 | 0 | 0 | 0 | 0 | 0 | 0 | 0 | 0 | 0 | 0 | 0 | 1 | 5402.3606
2025-02-26 | 4892.918 | 19.77 | 0 | 0 | 1 | 0 | 0 | 0 | 0 | 0 | 0 | 0 | 0 | 0 | 0 | 0 | 0 | 0 | 0 | 0 | 0 | 0 | 0 | 0 | 0 | 0 | 0 | 0 | 5050.7054
2025-02-26 | 5274.052 | 20.35 | 0 | 0 | 0 | 1 | 0 | 0 | 0 | 0 | 0 | 0 | 0 | 0 | 0 | 0 | 0 | 0 | 0 | 0 | 0 | 0 | 0 | 0 | 0 | 0 | 0 | 0 | 4901.539
2025-02-26 | 6077.451 | 20.94 | 0 | 0 | 0 | 0 | 1 | 0 | 0 | 0 | 0 | 0 | 0 | 0 | 0 | 0 | 0 | 0 | 0 | 0 | 0 | 0 | 0 | 0 | 0 | 0 | 0 | 0 | 4848.7313
2025-02-26 | 7184.644 | 21.55 | 0 | 0 | 0 | 0 | 0 | 1 | 0 | 0 | 0 | 0 | 0 | 0 | 0 | 0 | 0 | 0 | 0 | 0 | 0 | 0 | 0 | 0 | 0 | 0 | 0 | 0 | 4888.755
2025-02-26 | 8141.424 | 21.95 | 0 | 0 | 0 | 0 | 0 | 0 | 1 | 0 | 0 | 0 | 0 | 0 | 0 | 0 | 0 | 0 | 0 | 0 | 0 | 0 | 0 | 0 | 0 | 0 | 0 | 0 | 5078.8099
2025-02-26 | 8772.496 | 22.56 | 0 | 0 | 0 | 0 | 0 | 0 | 0 | 1 | 0 | 0 | 0 | 0 | 0 | 0 | 0 | 0 | 0 | 0 | 0 | 0 | 0 | 0 | 0 | 0 | 0 | 0 | 5475.6735
2025-02-26 | 9183.14 | 22.11 | 0 | 0 | 0 | 0 | 0 | 0 | 0 | 0 | 1 | 0 | 0 | 0 | 0 | 0 | 0 | 0 | 0 | 0 | 0 | 0 | 0 | 0 | 0 | 0 | 0 | 0 | 5832.0198
2025-02-26 | 9393.712 | 22.23 | 0 | 0 | 0 | 0 | 0 | 0 | 0 | 0 | 0 | 1 | 0 | 0 | 0 | 0 | 0 | 0 | 0 | 0 | 0 | 0 | 0 | 0 | 0 | 0 | 0 | 0 | 6229.2476
2025-02-26 | 9290.337 | 21.52 | 0 | 0 | 0 | 0 | 0 | 0 | 0 | 0 | 0 | 0 | 1 | 0 | 0 | 0 | 0 | 0 | 0 | 0 | 0 | 0 | 0 | 0 | 0 | 0 | 0 | 0 | 6363.4225
2025-02-26 | 9404.036 | 20.11 | 0 | 0 | 0 | 0 | 0 | 0 | 0 | 0 | 0 | 0 | 0 | 1 | 0 | 0 | 0 | 0 | 0 | 0 | 0 | 0 | 0 | 0 | 0 | 0 | 0 | 0 | 6261.4347
2025-02-26 | 9714.783 | 19.01 | 0 | 0 | 0 | 0 | 0 | 0 | 0 | 0 | 0 | 0 | 0 | 0 | 1 | 0 | 0 | 0 | 0 | 0 | 0 | 0 | 0 | 0 | 0 | 0 | 0 | 0 | 6147.7743
2025-02-26 | 10605.228 | 18.12 | 0 | 0 | 0 | 0 | 0 | 0 | 0 | 0 | 0 | 0 | 0 | 0 | 0 | 1 | 0 | 0 | 0 | 0 | 0 | 0 | 0 | 0 | 0 | 0 | 0 | 0 | 6049.7115
2025-02-26 | 11250.821 | 17.69 | 0 | 0 | 0 | 0 | 0 | 0 | 0 | 0 | 0 | 0 | 0 | 0 | 0 | 0 | 1 | 0 | 0 | 0 | 0 | 0 | 0 | 0 | 0 | 0 | 0 | 0 | 5900.7923
2025-02-26 | 11357.099 | 17.29 | 0 | 0 | 0 | 0 | 0 | 0 | 0 | 0 | 0 | 0 | 0 | 0 | 0 | 0 | 0 | 1 | 0 | 0 | 0 | 0 | 0 | 0 | 0 | 0 | 0 | 0 | 5794.4464
2025-02-26 | 11158.036 | 16.84 | 0 | 0 | 0 | 0 | 0 | 0 | 0 | 0 | 0 | 0 | 0 | 0 | 0 | 0 | 0 | 0 | 1 | 0 | 0 | 0 | 0 | 0 | 0 | 0 | 0 | 0 | 5831.2347
2025-02-26 | 10904.978 | 16.84 | 0 | 0 | 0 | 0 | 0 | 0 | 0 | 0 | 0 | 0 | 0 | 0 | 0 | 0 | 0 | 0 | 0 | 1 | 0 | 0 | 0 | 0 | 0 | 0 | 0 | 0 | 6217.905
2025-02-26 | 10345.409 | 17.06 | 0 | 0 | 0 | 0 | 0 | 0 | 0 | 0 | 0 | 0 | 0 | 0 | 0 | 0 | 0 | 0 | 0 | 0 | 1 | 0 | 0 | 0 | 0 | 0 | 0 | 0 | 6802.8239
2025-02-26 | 9143.954 | 17.72 | 0 | 0 | 0 | 0 | 0 | 0 | 0 | 0 | 0 | 0 | 0 | 0 | 0 | 0 | 0 | 0 | 0 | 0 | 0 | 1 | 0 | 0 | 0 | 0 | 0 | 0 | 7098.8796
2025-02-26 | 7635.145 | 18.52 | 0 | 0 | 0 | 0 | 0 | 0 | 0 | 0 | 0 | 0 | 0 | 0 | 0 | 0 | 0 | 0 | 0 | 0 | 0 | 0 | 1 | 0 | 0 | 0 | 0 | 0 | 7198.5884
2025-02-26 | 6362.353 | 19.03 | 0 | 0 | 0 | 0 | 0 | 0 | 0 | 0 | 0 | 0 | 0 | 0 | 0 | 0 | 0 | 0 | 0 | 0 | 0 | 0 | 0 | 1 | 0 | 0 | 0 | 0 | 7225.0602
2025-02-26 | 5669.689 | 19.61 | 0 | 0 | 0 | 0 | 0 | 0 | 0 | 0 | 0 | 0 | 0 | 0 | 0 | 0 | 0 | 0 | 0 | 0 | 0 | 0 | 0 | 0 | 1 | 0 | 0 | 0 | 7053.955
2025-02-26 | 5224.85 | 19.5 | 0 | 0 | 0 | 0 | 0 | 0 | 0 | 0 | 0 | 0 | 0 | 0 | 0 | 0 | 0 | 0 | 0 | 0 | 0 | 0 | 0 | 0 | 0 | 1 | 0 | 0 | 6506.4173
2025-02-26 | 5001.468 | 19.61 | 0 | 0 | 0 | 0 | 0 | 0 | 0 | 0 | 0 | 0 | 0 | 0 | 0 | 0 | 0 | 0 | 0 | 0 | 0 | 0 | 0 | 0 | 0 | 0 | 1 | 0 | 5894.3195
2025-02-26 | 5013.236 | 19.63 | 0 | 0 | 0 | 0 | 0 | 0 | 0 | 0 | 0 | 0 | 0 | 0 | 0 | 0 | 0 | 0 | 0 | 0 | 0 | 0 | 0 | 0 | 0 | 0 | 0 | 1 | 5388.0602
2025-02-27 | 5301.356 | 20.09 | 0 | 0 | 1 | 0 | 0 | 0 | 0 | 0 | 0 | 0 | 0 | 0 | 0 | 0 | 0 | 0 | 0 | 0 | 0 | 0 | 0 | 0 | 0 | 0 | 0 | 0 | 5085.9064
2025-02-27 | 6042.353 | 20.28 | 0 | 0 | 0 | 1 | 0 | 0 | 0 | 0 | 0 | 0 | 0 | 0 | 0 | 0 | 0 | 0 | 0 | 0 | 0 | 0 | 0 | 0 | 0 | 0 | 0 | 0 | 4893.8388
2025-02-27 | 6801.354 | 20.4 | 0 | 0 | 0 | 0 | 1 | 0 | 0 | 0 | 0 | 0 | 0 | 0 | 0 | 0 | 0 | 0 | 0 | 0 | 0 | 0 | 0 | 0 | 0 | 0 | 0 | 0 | 4789.3296
2025-02-27 | 7008.086 | 20.51 | 0 | 0 | 0 | 0 | 0 | 1 | 0 | 0 | 0 | 0 | 0 | 0 | 0 | 0 | 0 | 0 | 0 | 0 | 0 | 0 | 0 | 0 | 0 | 0 | 0 | 0 | 4774.3517
2025-02-27 | 7075.235 | 20.78 | 0 | 0 | 0 | 0 | 0 | 0 | 1 | 0 | 0 | 0 | 0 | 0 | 0 | 0 | 0 | 0 | 0 | 0 | 0 | 0 | 0 | 0 | 0 | 0 | 0 | 0 | 4950.1062
2025-02-27 | 7174.742 | 20.53 | 0 | 0 | 0 | 0 | 0 | 0 | 0 | 1 | 0 | 0 | 0 | 0 | 0 | 0 | 0 | 0 | 0 | 0 | 0 | 0 | 0 | 0 | 0 | 0 | 0 | 0 | 5252.3672
2025-02-27 | 7479.415 | 20.63 | 0 | 0 | 0 | 0 | 0 | 0 | 0 | 0 | 1 | 0 | 0 | 0 | 0 | 0 | 0 | 0 | 0 | 0 | 0 | 0 | 0 | 0 | 0 | 0 | 0 | 0 | 5669.2151
2025-02-27 | 7905.52 | 20.59 | 0 | 0 | 0 | 0 | 0 | 0 | 0 | 0 | 0 | 1 | 0 | 0 | 0 | 0 | 0 | 0 | 0 | 0 | 0 | 0 | 0 | 0 | 0 | 0 | 0 | 0 | 6048.8425
2025-02-27 | 7981.898 | 19.7 | 0 | 0 | 0 | 0 | 0 | 0 | 0 | 0 | 0 | 0 | 1 | 0 | 0 | 0 | 0 | 0 | 0 | 0 | 0 | 0 | 0 | 0 | 0 | 0 | 0 | 0 | 6163.2168
2025-02-27 | 8113.848 | 18.48 | 0 | 0 | 0 | 0 | 0 | 0 | 0 | 0 | 0 | 0 | 0 | 1 | 0 | 0 | 0 | 0 | 0 | 0 | 0 | 0 | 0 | 0 | 0 | 0 | 0 | 0 | 6082.1295
2025-02-27 | 8941.088 | 17.18 | 0 | 0 | 0 | 0 | 0 | 0 | 0 | 0 | 0 | 0 | 0 | 0 | 1 | 0 | 0 | 0 | 0 | 0 | 0 | 0 | 0 | 0 | 0 | 0 | 0 | 0 | 5946.4685
2025-02-27 | 10269.404 | 16.21 | 0 | 0 | 0 | 0 | 0 | 0 | 0 | 0 | 0 | 0 | 0 | 0 | 0 | 1 | 0 | 0 | 0 | 0 | 0 | 0 | 0 | 0 | 0 | 0 | 0 | 0 | 5839.6055
2025-02-27 | 11608.567 | 15.82 | 0 | 0 | 0 | 0 | 0 | 0 | 0 | 0 | 0 | 0 | 0 | 0 | 0 | 0 | 1 | 0 | 0 | 0 | 0 | 0 | 0 | 0 | 0 | 0 | 0 | 0 | 5695.0864
2025-02-27 | 11687.984 | 15.43 | 0 | 0 | 0 | 0 | 0 | 0 | 0 | 0 | 0 | 0 | 0 | 0 | 0 | 0 | 0 | 1 | 0 | 0 | 0 | 0 | 0 | 0 | 0 | 0 | 0 | 0 | 5589.8406
2025-02-27 | 11630.1 | 15.15 | 0 | 0 | 0 | 0 | 0 | 0 | 0 | 0 | 0 | 0 | 0 | 0 | 0 | 0 | 0 | 0 | 1 | 0 | 0 | 0 | 0 | 0 | 0 | 0 | 0 | 0 | 5645.3294
2025-02-27 | 11493.742 | 15.21 | 0 | 0 | 0 | 0 | 0 | 0 | 0 | 0 | 0 | 0 | 0 | 0 | 0 | 0 | 0 | 0 | 0 | 1 | 0 | 0 | 0 | 0 | 0 | 0 | 0 | 0 | 6038.5999
2025-02-27 | 10998.326 | 15.45 | 0 | 0 | 0 | 0 | 0 | 0 | 0 | 0 | 0 | 0 | 0 | 0 | 0 | 0 | 0 | 0 | 0 | 0 | 1 | 0 | 0 | 0 | 0 | 0 | 0 | 0 | 6625.7189
2025-02-27 | 9893.742 | 16.19 | 0 | 0 | 0 | 0 | 0 | 0 | 0 | 0 | 0 | 0 | 0 | 0 | 0 | 0 | 0 | 0 | 0 | 0 | 0 | 1 | 0 | 0 | 0 | 0 | 0 | 0 | 6930.5748
2025-02-27 | 8294.465 | 16.68 | 0 | 0 | 0 | 0 | 0 | 0 | 0 | 0 | 0 | 0 | 0 | 0 | 0 | 0 | 0 | 0 | 0 | 0 | 0 | 0 | 1 | 0 | 0 | 0 | 0 | 0 | 6996.1826
2025-02-27 | 7000.879 | 17.1 | 0 | 0 | 0 | 0 | 0 | 0 | 0 | 0 | 0 | 0 | 0 | 0 | 0 | 0 | 0 | 0 | 0 | 0 | 0 | 0 | 0 | 1 | 0 | 0 | 0 | 0 | 7012.7541
2025-02-27 | 6162.959 | 17.31 | 0 | 0 | 0 | 0 | 0 | 0 | 0 | 0 | 0 | 0 | 0 | 0 | 0 | 0 | 0 | 0 | 0 | 0 | 0 | 0 | 0 | 0 | 1 | 0 | 0 | 0 | 6800.9478
2025-02-27 | 5707.164 | 17.62 | 0 | 0 | 0 | 0 | 0 | 0 | 0 | 0 | 0 | 0 | 0 | 0 | 0 | 0 | 0 | 0 | 0 | 0 | 0 | 0 | 0 | 0 | 0 | 1 | 0 | 0 | 6299.6114
2025-02-27 | 5358.92 | 17.8 | 0 | 0 | 0 | 0 | 0 | 0 | 0 | 0 | 0 | 0 | 0 | 0 | 0 | 0 | 0 | 0 | 0 | 0 | 0 | 0 | 0 | 0 | 0 | 0 | 1 | 0 | 5695.2138
2025-02-27 | 5336.357 | 18.07 | 0 | 0 | 0 | 0 | 0 | 0 | 0 | 0 | 0 | 0 | 0 | 0 | 0 | 0 | 0 | 0 | 0 | 0 | 0 | 0 | 0 | 0 | 0 | 0 | 0 | 1 | 5216.4553
2025-02-28 | 5640.127 | 18.36 | 0 | 0 | 1 | 0 | 0 | 0 | 0 | 0 | 0 | 0 | 0 | 0 | 0 | 0 | 0 | 0 | 0 | 0 | 0 | 0 | 0 | 0 | 0 | 0 | 0 | 0 | 4895.6009
2025-02-28 | 6276.189 | 18.63 | 0 | 0 | 0 | 1 | 0 | 0 | 0 | 0 | 0 | 0 | 0 | 0 | 0 | 0 | 0 | 0 | 0 | 0 | 0 | 0 | 0 | 0 | 0 | 0 | 0 | 0 | 4712.3336
2025-02-28 | 6979.24 | 19.16 | 0 | 0 | 0 | 0 | 1 | 0 | 0 | 0 | 0 | 0 | 0 | 0 | 0 | 0 | 0 | 0 | 0 | 0 | 0 | 0 | 0 | 0 | 0 | 0 | 0 | 0 | 4652.9257
2025-02-28 | 7289.434 | 19.41 | 0 | 0 | 0 | 0 | 0 | 1 | 0 | 0 | 0 | 0 | 0 | 0 | 0 | 0 | 0 | 0 | 0 | 0 | 0 | 0 | 0 | 0 | 0 | 0 | 0 | 0 | 4653.3483
2025-02-28 | 7267.227 | 19.66 | 0 | 0 | 0 | 0 | 0 | 0 | 1 | 0 | 0 | 0 | 0 | 0 | 0 | 0 | 0 | 0 | 0 | 0 | 0 | 0 | 0 | 0 | 0 | 0 | 0 | 0 | 4826.9027
2025-02-28 | 7537.742 | 19.85 | 0 | 0 | 0 | 0 | 0 | 0 | 0 | 1 | 0 | 0 | 0 | 0 | 0 | 0 | 0 | 0 | 0 | 0 | 0 | 0 | 0 | 0 | 0 | 0 | 0 | 0 | 5177.5651
2025-02-28 | 7656.857 | 19.96 | 0 | 0 | 0 | 0 | 0 | 0 | 0 | 0 | 1 | 0 | 0 | 0 | 0 | 0 | 0 | 0 | 0 | 0 | 0 | 0 | 0 | 0 | 0 | 0 | 0 | 0 | 5595.513
2025-02-28 | 8143.686 | 19.94 | 0 | 0 | 0 | 0 | 0 | 0 | 0 | 0 | 0 | 1 | 0 | 0 | 0 | 0 | 0 | 0 | 0 | 0 | 0 | 0 | 0 | 0 | 0 | 0 | 0 | 0 | 5977.3405
2025-02-28 | 8373.972 | 19.54 | 0 | 0 | 0 | 0 | 0 | 0 | 0 | 0 | 0 | 0 | 1 | 0 | 0 | 0 | 0 | 0 | 0 | 0 | 0 | 0 | 0 | 0 | 0 | 0 | 0 | 0 | 6145.6163
2025-02-28 | 8584.801 | 18.57 | 0 | 0 | 0 | 0 | 0 | 0 | 0 | 0 | 0 | 0 | 0 | 1 | 0 | 0 | 0 | 0 | 0 | 0 | 0 | 0 | 0 | 0 | 0 | 0 | 0 | 0 | 6092.0298
2025-02-28 | 9311.689 | 17.1 | 0 | 0 | 0 | 0 | 0 | 0 | 0 | 0 | 0 | 0 | 0 | 0 | 1 | 0 | 0 | 0 | 0 | 0 | 0 | 0 | 0 | 0 | 0 | 0 | 0 | 0 | 5937.6683
2025-02-28 | 10794.62 | 15.29 | 0 | 0 | 0 | 0 | 0 | 0 | 0 | 0 | 0 | 0 | 0 | 0 | 0 | 1 | 0 | 0 | 0 | 0 | 0 | 0 | 0 | 0 | 0 | 0 | 0 | 0 | 5738.4027
2025-02-28 | 12025.481 | 14.84 | 0 | 0 | 0 | 0 | 0 | 0 | 0 | 0 | 0 | 0 | 0 | 0 | 0 | 0 | 1 | 0 | 0 | 0 | 0 | 0 | 0 | 0 | 0 | 0 | 0 | 0 | 5587.2834
2025-02-28 | 12203.385 | 15.29 | 0 | 0 | 0 | 0 | 0 | 0 | 0 | 0 | 0 | 0 | 0 | 0 | 0 | 0 | 0 | 1 | 0 | 0 | 0 | 0 | 0 | 0 | 0 | 0 | 0 | 0 | 5574.4401
2025-02-28 | 12218.945 | 15.4 | 0 | 0 | 0 | 0 | 0 | 0 | 0 | 0 | 0 | 0 | 0 | 0 | 0 | 0 | 0 | 0 | 1 | 0 | 0 | 0 | 0 | 0 | 0 | 0 | 0 | 0 | 5672.8302
2025-02-28 | 11977.703 | 15.46 | 0 | 0 | 0 | 0 | 0 | 0 | 0 | 0 | 0 | 0 | 0 | 0 | 0 | 0 | 0 | 0 | 0 | 1 | 0 | 0 | 0 | 0 | 0 | 0 | 0 | 0 | 6066.1007
2025-02-28 | 11591.018 | 15.48 | 0 | 0 | 0 | 0 | 0 | 0 | 0 | 0 | 0 | 0 | 0 | 0 | 0 | 0 | 0 | 0 | 0 | 0 | 1 | 0 | 0 | 0 | 0 | 0 | 0 | 0 | 6629.019
2025-02-28 | 10457.908 | 15.79 | 0 | 0 | 0 | 0 | 0 | 0 | 0 | 0 | 0 | 0 | 0 | 0 | 0 | 0 | 0 | 0 | 0 | 0 | 0 | 1 | 0 | 0 | 0 | 0 | 0 | 0 | 6886.5736
2025-02-28 | 8891.322 | 16.21 | 0 | 0 | 0 | 0 | 0 | 0 | 0 | 0 | 0 | 0 | 0 | 0 | 0 | 0 | 0 | 0 | 0 | 0 | 0 | 0 | 1 | 0 | 0 | 0 | 0 | 0 | 6944.4812
2025-02-28 | 7543.879 | 16.85 | 0 | 0 | 0 | 0 | 0 | 0 | 0 | 0 | 0 | 0 | 0 | 0 | 0 | 0 | 0 | 0 | 0 | 0 | 0 | 0 | 0 | 1 | 0 | 0 | 0 | 0 | 6985.2534
2025-02-28 | 6679.59 | 17.27 | 0 | 0 | 0 | 0 | 0 | 0 | 0 | 0 | 0 | 0 | 0 | 0 | 0 | 0 | 0 | 0 | 0 | 0 | 0 | 0 | 0 | 0 | 1 | 0 | 0 | 0 | 6796.5477
2025-02-28 | 6029.331 | 17.41 | 0 | 0 | 0 | 0 | 0 | 0 | 0 | 0 | 0 | 0 | 0 | 0 | 0 | 0 | 0 | 0 | 0 | 0 | 0 | 0 | 0 | 0 | 0 | 1 | 0 | 0 | 6276.5107
2025-02-28 | 5705.597 | 17.41 | 0 | 0 | 0 | 0 | 0 | 0 | 0 | 0 | 0 | 0 | 0 | 0 | 0 | 0 | 0 | 0 | 0 | 0 | 0 | 0 | 0 | 0 | 0 | 0 | 1 | 0 | 5652.3126
2025-02-28 | 5638.395 | 17.44 | 0 | 0 | 0 | 0 | 0 | 0 | 0 | 0 | 0 | 0 | 0 | 0 | 0 | 0 | 0 | 0 | 0 | 0 | 0 | 0 | 0 | 0 | 0 | 0 | 0 | 1 | 5147.1534
2025-03-01 | 5957.869 | 19.4 | 0 | 1 | 1 | 0 | 0 | 0 | 0 | 0 | 0 | 0 | 0 | 0 | 0 | 0 | 0 | 0 | 0 | 0 | 0 | 0 | 0 | 0 | 0 | 0 | 0 | 0 | 5288.4786
2025-03-01 | 6613.196 | 19.37 | 0 | 1 | 0 | 1 | 0 | 0 | 0 | 0 | 0 | 0 | 0 | 0 | 0 | 0 | 0 | 0 | 0 | 0 | 0 | 0 | 0 | 0 | 0 | 0 | 0 | 0 | 5072.2103
2025-03-01 | 7395.041 | 19.43 | 0 | 1 | 0 | 0 | 1 | 0 | 0 | 0 | 0 | 0 | 0 | 0 | 0 | 0 | 0 | 0 | 0 | 0 | 0 | 0 | 0 | 0 | 0 | 0 | 0 | 0 | 4961.101
2025-03-01 | 7877.295 | 20.06 | 0 | 1 | 0 | 0 | 0 | 1 | 0 | 0 | 0 | 0 | 0 | 0 | 0 | 0 | 0 | 0 | 0 | 0 | 0 | 0 | 0 | 0 | 0 | 0 | 0 | 0 | 5003.3248
2025-03-01 | 8136.91 | 20.43 | 0 | 1 | 0 | 0 | 0 | 0 | 1 | 0 | 0 | 0 | 0 | 0 | 0 | 0 | 0 | 0 | 0 | 0 | 0 | 0 | 0 | 0 | 0 | 0 | 0 | 0 | 5190.0796
2025-03-01 | 8839.1 | 20.96 | 0 | 1 | 0 | 0 | 0 | 0 | 0 | 1 | 0 | 0 | 0 | 0 | 0 | 0 | 0 | 0 | 0 | 0 | 0 | 0 | 0 | 0 | 0 | 0 | 0 | 0 | 5578.143
2025-03-01 | 9381.464 | 20.98 | 0 | 1 | 0 | 0 | 0 | 0 | 0 | 0 | 1 | 0 | 0 | 0 | 0 | 0 | 0 | 0 | 0 | 0 | 0 | 0 | 0 | 0 | 0 | 0 | 0 | 0 | 5986.1907
2025-03-01 | 9957.619 | 20.97 | 0 | 1 | 0 | 0 | 0 | 0 | 0 | 0 | 0 | 1 | 0 | 0 | 0 | 0 | 0 | 0 | 0 | 0 | 0 | 0 | 0 | 0 | 0 | 0 | 0 | 0 | 6369.1181
2025-03-01 | 10390.441 | 20.5 | 0 | 1 | 0 | 0 | 0 | 0 | 0 | 0 | 0 | 0 | 1 | 0 | 0 | 0 | 0 | 0 | 0 | 0 | 0 | 0 | 0 | 0 | 0 | 0 | 0 | 0 | 6529.6937
2025-03-01 | 10880.096 | 19.55 | 0 | 1 | 0 | 0 | 0 | 0 | 0 | 0 | 0 | 0 | 0 | 1 | 0 | 0 | 0 | 0 | 0 | 0 | 0 | 0 | 0 | 0 | 0 | 0 | 0 | 0 | 6478.3073
2025-03-01 | 11620.688 | 18.49 | 0 | 1 | 0 | 0 | 0 | 0 | 0 | 0 | 0 | 0 | 0 | 0 | 1 | 0 | 0 | 0 | 0 | 0 | 0 | 0 | 0 | 0 | 0 | 0 | 0 | 0 | 6369.0471
2025-03-01 | 12049.559 | 17.58 | 0 | 1 | 0 | 0 | 0 | 0 | 0 | 0 | 0 | 0 | 0 | 0 | 0 | 1 | 0 | 0 | 0 | 0 | 0 | 0 | 0 | 0 | 0 | 0 | 0 | 0 | 6268.7843
2025-03-01 | 13090.548 | 17.12 | 0 | 1 | 0 | 0 | 0 | 0 | 0 | 0 | 0 | 0 | 0 | 0 | 0 | 0 | 1 | 0 | 0 | 0 | 0 | 0 | 0 | 0 | 0 | 0 | 0 | 0 | 6116.565
2025-03-01 | 12987.972 | 16.68 | 0 | 1 | 0 | 0 | 0 | 0 | 0 | 0 | 0 | 0 | 0 | 0 | 0 | 0 | 0 | 1 | 0 | 0 | 0 | 0 | 0 | 0 | 0 | 0 | 0 | 0 | 6005.8189
2025-03-01 | 12728.07 | 16.68 | 0 | 1 | 0 | 0 | 0 | 0 | 0 | 0 | 0 | 0 | 0 | 0 | 0 | 0 | 0 | 0 | 1 | 0 | 0 | 0 | 0 | 0 | 0 | 0 | 0 | 0 | 6092.1087
2025-03-01 | 12481.217 | 16.52 | 0 | 1 | 0 | 0 | 0 | 0 | 0 | 0 | 0 | 0 | 0 | 0 | 0 | 0 | 0 | 0 | 0 | 1 | 0 | 0 | 0 | 0 | 0 | 0 | 0 | 0 | 6461.1784
2025-03-01 | 12189.454 | 17.02 | 0 | 1 | 0 | 0 | 0 | 0 | 0 | 0 | 0 | 0 | 0 | 0 | 0 | 0 | 0 | 0 | 0 | 0 | 1 | 0 | 0 | 0 | 0 | 0 | 0 | 0 | 7076.8982
2025-03-01 | 10994.67 | 17.68 | 0 | 1 | 0 | 0 | 0 | 0 | 0 | 0 | 0 | 0 | 0 | 0 | 0 | 0 | 0 | 0 | 0 | 0 | 0 | 1 | 0 | 0 | 0 | 0 | 0 | 0 | 7372.9539
2025-03-01 | 9491.99 | 18.23 | 0 | 1 | 0 | 0 | 0 | 0 | 0 | 0 | 0 | 0 | 0 | 0 | 0 | 0 | 0 | 0 | 0 | 0 | 0 | 0 | 1 | 0 | 0 | 0 | 0 | 0 | 7445.1619
2025-03-01 | 8123.057 | 18.81 | 0 | 1 | 0 | 0 | 0 | 0 | 0 | 0 | 0 | 0 | 0 | 0 | 0 | 0 | 0 | 0 | 0 | 0 | 0 | 0 | 0 | 1 | 0 | 0 | 0 | 0 | 7479.3339
2025-03-01 | 7309.976 | 19.53 | 0 | 1 | 0 | 0 | 0 | 0 | 0 | 0 | 0 | 0 | 0 | 0 | 0 | 0 | 0 | 0 | 0 | 0 | 0 | 0 | 0 | 0 | 1 | 0 | 0 | 0 | 7323.6292
2025-03-01 | 6685.637 | 19.83 | 0 | 1 | 0 | 0 | 0 | 0 | 0 | 0 | 0 | 0 | 0 | 0 | 0 | 0 | 0 | 0 | 0 | 0 | 0 | 0 | 0 | 0 | 0 | 1 | 0 | 0 | 6821.1928
2025-03-01 | 6267.221 | 20.36 | 0 | 1 | 0 | 0 | 0 | 0 | 0 | 0 | 0 | 0 | 0 | 0 | 0 | 0 | 0 | 0 | 0 | 0 | 0 | 0 | 0 | 0 | 0 | 0 | 1 | 0 | 6255.2963
2025-03-01 | 6094.454 | 20.76 | 0 | 1 | 0 | 0 | 0 | 0 | 0 | 0 | 0 | 0 | 0 | 0 | 0 | 0 | 0 | 0 | 0 | 0 | 0 | 0 | 0 | 0 | 0 | 0 | 0 | 1 | 5790.8382
2025-03-02 | 6312.087 | 21.23 | 0 | 1 | 1 | 0 | 0 | 0 | 0 | 0 | 0 | 0 | 0 | 0 | 0 | 0 | 0 | 0 | 0 | 0 | 0 | 0 | 0 | 0 | 0 | 0 | 0 | 0 | 5489.7844
2025-03-02 | 7080.506 | 21.75 | 0 | 1 | 0 | 1 | 0 | 0 | 0 | 0 | 0 | 0 | 0 | 0 | 0 | 0 | 0 | 0 | 0 | 0 | 0 | 0 | 0 | 0 | 0 | 0 | 0 | 0 | 5334.0178
2025-03-02 | 7738.317 | 22.27 | 0 | 1 | 0 | 0 | 1 | 0 | 0 | 0 | 0 | 0 | 0 | 0 | 0 | 0 | 0 | 0 | 0 | 0 | 0 | 0 | 0 | 0 | 0 | 0 | 0 | 0 | 5273.5099
2025-03-02 | 8147.669 | 22.46 | 0 | 1 | 0 | 0 | 0 | 1 | 0 | 0 | 0 | 0 | 0 | 0 | 0 | 0 | 0 | 0 | 0 | 0 | 0 | 0 | 0 | 0 | 0 | 0 | 0 | 0 | 5267.3323
2025-03-02 | 8207.785 | 22.52 | 0 | 1 | 0 | 0 | 0 | 0 | 1 | 0 | 0 | 0 | 0 | 0 | 0 | 0 | 0 | 0 | 0 | 0 | 0 | 0 | 0 | 0 | 0 | 0 | 0 | 0 | 5419.9861
2025-03-02 | 8217.913 | 22.32 | 0 | 1 | 0 | 0 | 0 | 0 | 0 | 1 | 0 | 0 | 0 | 0 | 0 | 0 | 0 | 0 | 0 | 0 | 0 | 0 | 0 | 0 | 0 | 0 | 0 | 0 | 5727.7472
2025-03-02 | 8293.029 | 22.08 | 0 | 1 | 0 | 0 | 0 | 0 | 0 | 0 | 1 | 0 | 0 | 0 | 0 | 0 | 0 | 0 | 0 | 0 | 0 | 0 | 0 | 0 | 0 | 0 | 0 | 0 | 6107.1941
2025-03-02 | 8480.159 | 21.96 | 0 | 1 | 0 | 0 | 0 | 0 | 0 | 0 | 0 | 1 | 0 | 0 | 0 | 0 | 0 | 0 | 0 | 0 | 0 | 0 | 0 | 0 | 0 | 0 | 0 | 0 | 6478.0212
2025-03-02 | 8765.284 | 21.71 | 0 | 1 | 0 | 0 | 0 | 0 | 0 | 0 | 0 | 0 | 1 | 0 | 0 | 0 | 0 | 0 | 0 | 0 | 0 | 0 | 0 | 0 | 0 | 0 | 0 | 0 | 6662.7975
2025-03-02 | 9047.549 | 21.2 | 0 | 1 | 0 | 0 | 0 | 0 | 0 | 0 | 0 | 0 | 0 | 1 | 0 | 0 | 0 | 0 | 0 | 0 | 0 | 0 | 0 | 0 | 0 | 0 | 0 | 0 | 6659.8125
2025-03-02 | 9238.631 | 20.57 | 0 | 1 | 0 | 0 | 0 | 0 | 0 | 0 | 0 | 0 | 0 | 0 | 1 | 0 | 0 | 0 | 0 | 0 | 0 | 0 | 0 | 0 | 0 | 0 | 0 | 0 | 6597.8536
2025-03-02 | 10083.064 | 19.76 | 0 | 1 | 0 | 0 | 0 | 0 | 0 | 0 | 0 | 0 | 0 | 0 | 0 | 1 | 0 | 0 | 0 | 0 | 0 | 0 | 0 | 0 | 0 | 0 | 0 | 0 | 6508.5911
2025-03-02 | 10746.232 | 18.72 | 0 | 1 | 0 | 0 | 0 | 0 | 0 | 0 | 0 | 0 | 0 | 0 | 0 | 0 | 1 | 0 | 0 | 0 | 0 | 0 | 0 | 0 | 0 | 0 | 0 | 0 | 6292.57
2025-03-02 | 10480.926 | 18.31 | 0 | 1 | 0 | 0 | 0 | 0 | 0 | 0 | 0 | 0 | 0 | 0 | 0 | 0 | 0 | 1 | 0 | 0 | 0 | 0 | 0 | 0 | 0 | 0 | 0 | 0 | 6185.124
2025-03-02 | 10458.439 | 17.92 | 0 | 1 | 0 | 0 | 0 | 0 | 0 | 0 | 0 | 0 | 0 | 0 | 0 | 0 | 0 | 0 | 1 | 0 | 0 | 0 | 0 | 0 | 0 | 0 | 0 | 0 | 6228.5125
2025-03-02 | 10460.594 | 17.75 | 0 | 1 | 0 | 0 | 0 | 0 | 0 | 0 | 0 | 0 | 0 | 0 | 0 | 0 | 0 | 0 | 0 | 1 | 0 | 0 | 0 | 0 | 0 | 0 | 0 | 0 | 6596.4823
2025-03-02 | 10208.896 | 17.71 | 0 | 1 | 0 | 0 | 0 | 0 | 0 | 0 | 0 | 0 | 0 | 0 | 0 | 0 | 0 | 0 | 0 | 0 | 1 | 0 | 0 | 0 | 0 | 0 | 0 | 0 | 7152.8004
2025-03-02 | 9114.227 | 17.92 | 0 | 1 | 0 | 0 | 0 | 0 | 0 | 0 | 0 | 0 | 0 | 0 | 0 | 0 | 0 | 0 | 0 | 0 | 0 | 1 | 0 | 0 | 0 | 0 | 0 | 0 | 7399.3547
2025-03-02 | 7805.864 | 18.65 | 0 | 1 | 0 | 0 | 0 | 0 | 0 | 0 | 0 | 0 | 0 | 0 | 0 | 0 | 0 | 0 | 0 | 0 | 0 | 0 | 1 | 0 | 0 | 0 | 0 | 0 | 7491.3632
2025-03-02 | 6715.634 | 19.41 | 0 | 1 | 0 | 0 | 0 | 0 | 0 | 0 | 0 | 0 | 0 | 0 | 0 | 0 | 0 | 0 | 0 | 0 | 0 | 0 | 0 | 1 | 0 | 0 | 0 | 0 | 7545.3358
2025-03-02 | 6052.514 | 19.85 | 0 | 1 | 0 | 0 | 0 | 0 | 0 | 0 | 0 | 0 | 0 | 0 | 0 | 0 | 0 | 0 | 0 | 0 | 0 | 0 | 0 | 0 | 1 | 0 | 0 | 0 | 7358.8302
2025-03-02 | 5620.939 | 19.92 | 0 | 1 | 0 | 0 | 0 | 0 | 0 | 0 | 0 | 0 | 0 | 0 | 0 | 0 | 0 | 0 | 0 | 0 | 0 | 0 | 0 | 0 | 0 | 1 | 0 | 0 | 6831.093
2025-03-02 | 5312.332 | 20.06 | 0 | 1 | 0 | 0 | 0 | 0 | 0 | 0 | 0 | 0 | 0 | 0 | 0 | 0 | 0 | 0 | 0 | 0 | 0 | 0 | 0 | 0 | 0 | 0 | 1 | 0 | 6222.2954
2025-03-02 | 5224.18 | 20.2 | 0 | 1 | 0 | 0 | 0 | 0 | 0 | 0 | 0 | 0 | 0 | 0 | 0 | 0 | 0 | 0 | 0 | 0 | 0 | 0 | 0 | 0 | 0 | 0 | 0 | 1 | 5729.2365
2025-03-03 | 5471.517 | 20.74 | 0 | 0 | 1 | 0 | 0 | 0 | 0 | 0 | 0 | 0 | 0 | 0 | 0 | 0 | 0 | 0 | 0 | 0 | 0 | 0 | 0 | 0 | 0 | 0 | 0 | 0 | 5157.4084
2025-03-03 | 6197.601 | 21.02 | 0 | 0 | 0 | 1 | 0 | 0 | 0 | 0 | 0 | 0 | 0 | 0 | 0 | 0 | 0 | 0 | 0 | 0 | 0 | 0 | 0 | 0 | 0 | 0 | 0 | 0 | 4975.2411
2025-03-03 | 7050.006 | 21.13 | 0 | 0 | 0 | 0 | 1 | 0 | 0 | 0 | 0 | 0 | 0 | 0 | 0 | 0 | 0 | 0 | 0 | 0 | 0 | 0 | 0 | 0 | 0 | 0 | 0 | 0 | 4869.6319
2025-03-03 | 7598.165 | 21.44 | 0 | 0 | 0 | 0 | 0 | 1 | 0 | 0 | 0 | 0 | 0 | 0 | 0 | 0 | 0 | 0 | 0 | 0 | 0 | 0 | 0 | 0 | 0 | 0 | 0 | 0 | 4876.6546
2025-03-03 | 7678.321 | 21.61 | 0 | 0 | 0 | 0 | 0 | 0 | 1 | 0 | 0 | 0 | 0 | 0 | 0 | 0 | 0 | 0 | 0 | 0 | 0 | 0 | 0 | 0 | 0 | 0 | 0 | 0 | 5041.4088
2025-03-03 | 7715.994 | 21.86 | 0 | 0 | 0 | 0 | 0 | 0 | 0 | 1 | 0 | 0 | 0 | 0 | 0 | 0 | 0 | 0 | 0 | 0 | 0 | 0 | 0 | 0 | 0 | 0 | 0 | 0 | 5398.6714
2025-03-03 | 7982.938 | 21.75 | 0 | 0 | 0 | 0 | 0 | 0 | 0 | 0 | 1 | 0 | 0 | 0 | 0 | 0 | 0 | 0 | 0 | 0 | 0 | 0 | 0 | 0 | 0 | 0 | 0 | 0 | 5792.4186
2025-03-03 | 8208.354 | 21.81 | 0 | 0 | 0 | 0 | 0 | 0 | 0 | 0 | 0 | 1 | 0 | 0 | 0 | 0 | 0 | 0 | 0 | 0 | 0 | 0 | 0 | 0 | 0 | 0 | 0 | 0 | 6183.0463
2025-03-03 | 8204.953 | 21.33 | 0 | 0 | 0 | 0 | 0 | 0 | 0 | 0 | 0 | 0 | 1 | 0 | 0 | 0 | 0 | 0 | 0 | 0 | 0 | 0 | 0 | 0 | 0 | 0 | 0 | 0 | 6342.5219
2025-03-03 | 8277.589 | 20.45 | 0 | 0 | 0 | 0 | 0 | 0 | 0 | 0 | 0 | 0 | 0 | 1 | 0 | 0 | 0 | 0 | 0 | 0 | 0 | 0 | 0 | 0 | 0 | 0 | 0 | 0 | 6298.8357
2025-03-03 | 8926.412 | 19.5 | 0 | 0 | 0 | 0 | 0 | 0 | 0 | 0 | 0 | 0 | 0 | 0 | 1 | 0 | 0 | 0 | 0 | 0 | 0 | 0 | 0 | 0 | 0 | 0 | 0 | 0 | 6201.6758
2025-03-03 | 9879.684 | 18.75 | 0 | 0 | 0 | 0 | 0 | 0 | 0 | 0 | 0 | 0 | 0 | 0 | 0 | 1 | 0 | 0 | 0 | 0 | 0 | 0 | 0 | 0 | 0 | 0 | 0 | 0 | 6119.0135
2025-03-03 | 10808.82 | 18.25 | 0 | 0 | 0 | 0 | 0 | 0 | 0 | 0 | 0 | 0 | 0 | 0 | 0 | 0 | 1 | 0 | 0 | 0 | 0 | 0 | 0 | 0 | 0 | 0 | 0 | 0 | 5962.3941
2025-03-03 | 11117.307 | 17.89 | 0 | 0 | 0 | 0 | 0 | 0 | 0 | 0 | 0 | 0 | 0 | 0 | 0 | 0 | 0 | 1 | 0 | 0 | 0 | 0 | 0 | 0 | 0 | 0 | 0 | 0 | 5860.4483
2025-03-03 | 11065.06 | 17.66 | 0 | 0 | 0 | 0 | 0 | 0 | 0 | 0 | 0 | 0 | 0 | 0 | 0 | 0 | 0 | 0 | 1 | 0 | 0 | 0 | 0 | 0 | 0 | 0 | 0 | 0 | 5921.4373
2025-03-03 | 10682.951 | 17.7 | 0 | 0 | 0 | 0 | 0 | 0 | 0 | 0 | 0 | 0 | 0 | 0 | 0 | 0 | 0 | 0 | 0 | 1 | 0 | 0 | 0 | 0 | 0 | 0 | 0 | 0 | 6312.5077
2025-03-03 | 10269.327 | 17.63 | 0 | 0 | 0 | 0 | 0 | 0 | 0 | 0 | 0 | 0 | 0 | 0 | 0 | 0 | 0 | 0 | 0 | 0 | 1 | 0 | 0 | 0 | 0 | 0 | 0 | 0 | 6865.5257
2025-03-03 | 9564.468 | 17.91 | 0 | 0 | 0 | 0 | 0 | 0 | 0 | 0 | 0 | 0 | 0 | 0 | 0 | 0 | 0 | 0 | 0 | 0 | 0 | 1 | 0 | 0 | 0 | 0 | 0 | 0 | 7119.7802
2025-03-03 | 8222.056 | 18.57 | 0 | 0 | 0 | 0 | 0 | 0 | 0 | 0 | 0 | 0 | 0 | 0 | 0 | 0 | 0 | 0 | 0 | 0 | 0 | 0 | 1 | 0 | 0 | 0 | 0 | 0 | 7204.0886
2025-03-03 | 7044.774 | 19.29 | 0 | 0 | 0 | 0 | 0 | 0 | 0 | 0 | 0 | 0 | 0 | 0 | 0 | 0 | 0 | 0 | 0 | 0 | 0 | 0 | 0 | 1 | 0 | 0 | 0 | 0 | 7253.661
2025-03-03 | 6205.655 | 19.79 | 0 | 0 | 0 | 0 | 0 | 0 | 0 | 0 | 0 | 0 | 0 | 0 | 0 | 0 | 0 | 0 | 0 | 0 | 0 | 0 | 0 | 0 | 1 | 0 | 0 | 0 | 7073.7556
2025-03-03 | 5668.455 | 19.97 | 0 | 0 | 0 | 0 | 0 | 0 | 0 | 0 | 0 | 0 | 0 | 0 | 0 | 0 | 0 | 0 | 0 | 0 | 0 | 0 | 0 | 0 | 0 | 1 | 0 | 0 | 6558.1188
2025-03-03 | 5316.578 | 20.26 | 0 | 0 | 0 | 0 | 0 | 0 | 0 | 0 | 0 | 0 | 0 | 0 | 0 | 0 | 0 | 0 | 0 | 0 | 0 | 0 | 0 | 0 | 0 | 0 | 1 | 0 | 5965.8215
2025-03-03 | 5187.241 | 20.68 | 0 | 0 | 0 | 0 | 0 | 0 | 0 | 0 | 0 | 0 | 0 | 0 | 0 | 0 | 0 | 0 | 0 | 0 | 0 | 0 | 0 | 0 | 0 | 0 | 0 | 1 | 5503.5635
2025-03-04 | 5275.747 | 20.79 | 0 | 0 | 1 | 0 | 0 | 0 | 0 | 0 | 0 | 0 | 0 | 0 | 0 | 0 | 0 | 0 | 0 | 0 | 0 | 0 | 0 | 0 | 0 | 0 | 0 | 0 | 5162.9086
2025-03-04 | 5804.756 | 20.75 | 0 | 0 | 0 | 1 | 0 | 0 | 0 | 0 | 0 | 0 | 0 | 0 | 0 | 0 | 0 | 0 | 0 | 0 | 0 | 0 | 0 | 0 | 0 | 0 | 0 | 0 | 4945.5402
2025-03-04 | 6713.187 | 20.89 | 0 | 0 | 0 | 0 | 1 | 0 | 0 | 0 | 0 | 0 | 0 | 0 | 0 | 0 | 0 | 0 | 0 | 0 | 0 | 0 | 0 | 0 | 0 | 0 | 0 | 0 | 4843.2311
2025-03-04 | 7952.889 | 21.04 | 0 | 0 | 0 | 0 | 0 | 1 | 0 | 0 | 0 | 0 | 0 | 0 | 0 | 0 | 0 | 0 | 0 | 0 | 0 | 0 | 0 | 0 | 0 | 0 | 0 | 0 | 4832.6534
2025-03-04 | 8752.287 | 21.18 | 0 | 0 | 0 | 0 | 0 | 0 | 1 | 0 | 0 | 0 | 0 | 0 | 0 | 0 | 0 | 0 | 0 | 0 | 0 | 0 | 0 | 0 | 0 | 0 | 0 | 0 | 4994.1075
2025-03-04 | 9634.769 | 21.69 | 0 | 0 | 0 | 0 | 0 | 0 | 0 | 1 | 0 | 0 | 0 | 0 | 0 | 0 | 0 | 0 | 0 | 0 | 0 | 0 | 0 | 0 | 0 | 0 | 0 | 0 | 5379.9708
2025-03-04 | 10233.501 | 21.92 | 0 | 0 | 0 | 0 | 0 | 0 | 0 | 0 | 1 | 0 | 0 | 0 | 0 | 0 | 0 | 0 | 0 | 0 | 0 | 0 | 0 | 0 | 0 | 0 | 0 | 0 | 5811.1192
2025-03-04 | 10522.123 | 22.08 | 0 | 0 | 0 | 0 | 0 | 0 | 0 | 0 | 0 | 1 | 0 | 0 | 0 | 0 | 0 | 0 | 0 | 0 | 0 | 0 | 0 | 0 | 0 | 0 | 0 | 0 | 6212.7472
2025-03-04 | 10727.209 | 21.72 | 0 | 0 | 0 | 0 | 0 | 0 | 0 | 0 | 0 | 0 | 1 | 0 | 0 | 0 | 0 | 0 | 0 | 0 | 0 | 0 | 0 | 0 | 0 | 0 | 0 | 0 | 6385.4231
2025-03-04 | 10792.482 | 20.81 | 0 | 0 | 0 | 0 | 0 | 0 | 0 | 0 | 0 | 0 | 0 | 1 | 0 | 0 | 0 | 0 | 0 | 0 | 0 | 0 | 0 | 0 | 0 | 0 | 0 | 0 | 6338.4368
2025-03-04 | 10551.15 | 19.83 | 0 | 0 | 0 | 0 | 0 | 0 | 0 | 0 | 0 | 0 | 0 | 0 | 1 | 0 | 0 | 0 | 0 | 0 | 0 | 0 | 0 | 0 | 0 | 0 | 0 | 0 | 6237.9768
2025-03-04 | 10815.962 | 18.89 | 0 | 0 | 0 | 0 | 0 | 0 | 0 | 0 | 0 | 0 | 0 | 0 | 0 | 1 | 0 | 0 | 0 | 0 | 0 | 0 | 0 | 0 | 0 | 0 | 0 | 0 | 6134.4139
2025-03-04 | 11144.651 | 18.12 | 0 | 0 | 0 | 0 | 0 | 0 | 0 | 0 | 0 | 0 | 0 | 0 | 0 | 0 | 1 | 0 | 0 | 0 | 0 | 0 | 0 | 0 | 0 | 0 | 0 | 0 | 5948.0936
2025-03-04 | 10980.451 | 17.61 | 0 | 0 | 0 | 0 | 0 | 0 | 0 | 0 | 0 | 0 | 0 | 0 | 0 | 0 | 0 | 1 | 0 | 0 | 0 | 0 | 0 | 0 | 0 | 0 | 0 | 0 | 5829.6474
2025-03-04 | 10627.329 | 17.29 | 0 | 0 | 0 | 0 | 0 | 0 | 0 | 0 | 0 | 0 | 0 | 0 | 0 | 0 | 0 | 0 | 1 | 0 | 0 | 0 | 0 | 0 | 0 | 0 | 0 | 0 | 5880.7361
2025-03-04 | 10285.18 | 17.05 | 0 | 0 | 0 | 0 | 0 | 0 | 0 | 0 | 0 | 0 | 0 | 0 | 0 | 0 | 0 | 0 | 0 | 1 | 0 | 0 | 0 | 0 | 0 | 0 | 0 | 0 | 6241.0057
2025-03-04 | 10176.749 | 17.31 | 0 | 0 | 0 | 0 | 0 | 0 | 0 | 0 | 0 | 0 | 0 | 0 | 0 | 0 | 0 | 0 | 0 | 0 | 1 | 0 | 0 | 0 | 0 | 0 | 0 | 0 | 6830.3247
2025-03-04 | 9516.907 | 17.51 | 0 | 0 | 0 | 0 | 0 | 0 | 0 | 0 | 0 | 0 | 0 | 0 | 0 | 0 | 0 | 0 | 0 | 0 | 0 | 1 | 0 | 0 | 0 | 0 | 0 | 0 | 7075.779
2025-03-04 | 8443.779 | 18.32 | 0 | 0 | 0 | 0 | 0 | 0 | 0 | 0 | 0 | 0 | 0 | 0 | 0 | 0 | 0 | 0 | 0 | 0 | 0 | 0 | 1 | 0 | 0 | 0 | 0 | 0 | 7176.5878
2025-03-04 | 7420.532 | 19.37 | 0 | 0 | 0 | 0 | 0 | 0 | 0 | 0 | 0 | 0 | 0 | 0 | 0 | 0 | 0 | 0 | 0 | 0 | 0 | 0 | 0 | 1 | 0 | 0 | 0 | 0 | 7262.4613
2025-03-04 | 6676.977 | 19.84 | 0 | 0 | 0 | 0 | 0 | 0 | 0 | 0 | 0 | 0 | 0 | 0 | 0 | 0 | 0 | 0 | 0 | 0 | 0 | 0 | 0 | 0 | 1 | 0 | 0 | 0 | 7079.2557
2025-03-04 | 6155.773 | 20.24 | 0 | 0 | 0 | 0 | 0 | 0 | 0 | 0 | 0 | 0 | 0 | 0 | 0 | 0 | 0 | 0 | 0 | 0 | 0 | 0 | 0 | 0 | 0 | 1 | 0 | 0 | 6587.8196
2025-03-04 | 5901.382 | 20.56 | 0 | 0 | 0 | 0 | 0 | 0 | 0 | 0 | 0 | 0 | 0 | 0 | 0 | 0 | 0 | 0 | 0 | 0 | 0 | 0 | 0 | 0 | 0 | 0 | 1 | 0 | 5998.8225
2025-03-04 | 5805.561 | 20.55 | 0 | 0 | 0 | 0 | 0 | 0 | 0 | 0 | 0 | 0 | 0 | 0 | 0 | 0 | 0 | 0 | 0 | 0 | 0 | 0 | 0 | 0 | 0 | 0 | 0 | 1 | 5489.2631
2025-03-05 | 5940.614 | 20.69 | 0 | 0 | 1 | 0 | 0 | 0 | 0 | 0 | 0 | 0 | 0 | 0 | 0 | 0 | 0 | 0 | 0 | 0 | 0 | 0 | 0 | 0 | 0 | 0 | 0 | 0 | 5151.9082
2025-03-05 | 6367.225 | 21.08 | 0 | 0 | 0 | 1 | 0 | 0 | 0 | 0 | 0 | 0 | 0 | 0 | 0 | 0 | 0 | 0 | 0 | 0 | 0 | 0 | 0 | 0 | 0 | 0 | 0 | 0 | 4981.8413
2025-03-05 | 7659.072 | 21.39 | 0 | 0 | 0 | 0 | 1 | 0 | 0 | 0 | 0 | 0 | 0 | 0 | 0 | 0 | 0 | 0 | 0 | 0 | 0 | 0 | 0 | 0 | 0 | 0 | 0 | 0 | 4898.2327
2025-03-05 | 9069.221 | 21.64 | 0 | 0 | 0 | 0 | 0 | 1 | 0 | 0 | 0 | 0 | 0 | 0 | 0 | 0 | 0 | 0 | 0 | 0 | 0 | 0 | 0 | 0 | 0 | 0 | 0 | 0 | 4898.6553
2025-03-05 | 10637.949 | 21.6 | 0 | 0 | 0 | 0 | 0 | 0 | 1 | 0 | 0 | 0 | 0 | 0 | 0 | 0 | 0 | 0 | 0 | 0 | 0 | 0 | 0 | 0 | 0 | 0 | 0 | 0 | 5040.3088
2025-03-05 | 11619.052 | 21.85 | 0 | 0 | 0 | 0 | 0 | 0 | 0 | 1 | 0 | 0 | 0 | 0 | 0 | 0 | 0 | 0 | 0 | 0 | 0 | 0 | 0 | 0 | 0 | 0 | 0 | 0 | 5397.5713
2025-03-05 | 13403.629 | 22.1 | 0 | 0 | 0 | 0 | 0 | 0 | 0 | 0 | 1 | 0 | 0 | 0 | 0 | 0 | 0 | 0 | 0 | 0 | 0 | 0 | 0 | 0 | 0 | 0 | 0 | 0 | 5830.9197
2025-03-05 | 14681.905 | 21.78 | 0 | 0 | 0 | 0 | 0 | 0 | 0 | 0 | 0 | 1 | 0 | 0 | 0 | 0 | 0 | 0 | 0 | 0 | 0 | 0 | 0 | 0 | 0 | 0 | 0 | 0 | 6179.7462
2025-03-05 | 14992.277 | 20.54 | 0 | 0 | 0 | 0 | 0 | 0 | 0 | 0 | 0 | 0 | 1 | 0 | 0 | 0 | 0 | 0 | 0 | 0 | 0 | 0 | 0 | 0 | 0 | 0 | 0 | 0 | 6255.6194
2025-03-05 | 14873.375 | 19.08 | 0 | 0 | 0 | 0 | 0 | 0 | 0 | 0 | 0 | 0 | 0 | 1 | 0 | 0 | 0 | 0 | 0 | 0 | 0 | 0 | 0 | 0 | 0 | 0 | 0 | 0 | 6148.1314
2025-03-05 | 14692.52 | 18.18 | 0 | 0 | 0 | 0 | 0 | 0 | 0 | 0 | 0 | 0 | 0 | 0 | 1 | 0 | 0 | 0 | 0 | 0 | 0 | 0 | 0 | 0 | 0 | 0 | 0 | 0 | 6056.4717
2025-03-05 | 15692.699 | 17.33 | 0 | 0 | 0 | 0 | 0 | 0 | 0 | 0 | 0 | 0 | 0 | 0 | 0 | 1 | 0 | 0 | 0 | 0 | 0 | 0 | 0 | 0 | 0 | 0 | 0 | 0 | 5962.8091
2025-03-05 | 16782.327 | 16.8 | 0 | 0 | 0 | 0 | 0 | 0 | 0 | 0 | 0 | 0 | 0 | 0 | 0 | 0 | 1 | 0 | 0 | 0 | 0 | 0 | 0 | 0 | 0 | 0 | 0 | 0 | 5802.8895
2025-03-05 | 16844.544 | 16.22 | 0 | 0 | 0 | 0 | 0 | 0 | 0 | 0 | 0 | 0 | 0 | 0 | 0 | 0 | 0 | 1 | 0 | 0 | 0 | 0 | 0 | 0 | 0 | 0 | 0 | 0 | 5676.7431
2025-03-05 | 16661.065 | 15.65 | 0 | 0 | 0 | 0 | 0 | 0 | 0 | 0 | 0 | 0 | 0 | 0 | 0 | 0 | 0 | 0 | 1 | 0 | 0 | 0 | 0 | 0 | 0 | 0 | 0 | 0 | 5700.331
2025-03-05 | 16163.756 | 15.65 | 0 | 0 | 0 | 0 | 0 | 0 | 0 | 0 | 0 | 0 | 0 | 0 | 0 | 0 | 0 | 0 | 0 | 1 | 0 | 0 | 0 | 0 | 0 | 0 | 0 | 0 | 6087.0013
2025-03-05 | 15528.314 | 15.68 | 0 | 0 | 0 | 0 | 0 | 0 | 0 | 0 | 0 | 0 | 0 | 0 | 0 | 0 | 0 | 0 | 0 | 0 | 1 | 0 | 0 | 0 | 0 | 0 | 0 | 0 | 6651.0196
2025-03-05 | 13940.813 | 16.5 | 0 | 0 | 0 | 0 | 0 | 0 | 0 | 0 | 0 | 0 | 0 | 0 | 0 | 0 | 0 | 0 | 0 | 0 | 0 | 1 | 0 | 0 | 0 | 0 | 0 | 0 | 6964.6758
2025-03-05 | 11823.788 | 17.09 | 0 | 0 | 0 | 0 | 0 | 0 | 0 | 0 | 0 | 0 | 0 | 0 | 0 | 0 | 0 | 0 | 0 | 0 | 0 | 0 | 1 | 0 | 0 | 0 | 0 | 0 | 7041.2839
2025-03-05 | 10001.014 | 17.69 | 0 | 0 | 0 | 0 | 0 | 0 | 0 | 0 | 0 | 0 | 0 | 0 | 0 | 0 | 0 | 0 | 0 | 0 | 0 | 0 | 0 | 1 | 0 | 0 | 0 | 0 | 7077.656
2025-03-05 | 8753.05 | 18.04 | 0 | 0 | 0 | 0 | 0 | 0 | 0 | 0 | 0 | 0 | 0 | 0 | 0 | 0 | 0 | 0 | 0 | 0 | 0 | 0 | 0 | 0 | 1 | 0 | 0 | 0 | 6881.2501
2025-03-05 | 8038.186 | 18.25 | 0 | 0 | 0 | 0 | 0 | 0 | 0 | 0 | 0 | 0 | 0 | 0 | 0 | 0 | 0 | 0 | 0 | 0 | 0 | 0 | 0 | 0 | 0 | 1 | 0 | 0 | 6368.9134
2025-03-05 | 7362.961 | 18.55 | 0 | 0 | 0 | 0 | 0 | 0 | 0 | 0 | 0 | 0 | 0 | 0 | 0 | 0 | 0 | 0 | 0 | 0 | 0 | 0 | 0 | 0 | 0 | 0 | 1 | 0 | 5777.7162
2025-03-05 | 7188.345 | 19.03 | 0 | 0 | 0 | 0 | 0 | 0 | 0 | 0 | 0 | 0 | 0 | 0 | 0 | 0 | 0 | 0 | 0 | 0 | 0 | 0 | 0 | 0 | 0 | 0 | 0 | 1 | 5322.0584
2025-03-06 | 7380.601 | 19.62 | 0 | 0 | 1 | 0 | 0 | 0 | 0 | 0 | 0 | 0 | 0 | 0 | 0 | 0 | 0 | 0 | 0 | 0 | 0 | 0 | 0 | 0 | 0 | 0 | 0 | 0 | 5034.2049
2025-03-06 | 8177.383 | 19.97 | 0 | 0 | 0 | 1 | 0 | 0 | 0 | 0 | 0 | 0 | 0 | 0 | 0 | 0 | 0 | 0 | 0 | 0 | 0 | 0 | 0 | 0 | 0 | 0 | 0 | 0 | 4859.7378
2025-03-06 | 9376.228 | 19.93 | 0 | 0 | 0 | 0 | 1 | 0 | 0 | 0 | 0 | 0 | 0 | 0 | 0 | 0 | 0 | 0 | 0 | 0 | 0 | 0 | 0 | 0 | 0 | 0 | 0 | 0 | 4737.6281
2025-03-06 | 10578.397 | 19.94 | 0 | 0 | 0 | 0 | 0 | 1 | 0 | 0 | 0 | 0 | 0 | 0 | 0 | 0 | 0 | 0 | 0 | 0 | 0 | 0 | 0 | 0 | 0 | 0 | 0 | 0 | 4711.6499
2025-03-06 | 11719.732 | 19.99 | 0 | 0 | 0 | 0 | 0 | 0 | 1 | 0 | 0 | 0 | 0 | 0 | 0 | 0 | 0 | 0 | 0 | 0 | 0 | 0 | 0 | 0 | 0 | 0 | 0 | 0 | 4863.2038
2025-03-06 | 12649.447 | 20.11 | 0 | 0 | 0 | 0 | 0 | 0 | 0 | 1 | 0 | 0 | 0 | 0 | 0 | 0 | 0 | 0 | 0 | 0 | 0 | 0 | 0 | 0 | 0 | 0 | 0 | 0 | 5206.1659
2025-03-06 | 13217.881 | 20.23 | 0 | 0 | 0 | 0 | 0 | 0 | 0 | 0 | 1 | 0 | 0 | 0 | 0 | 0 | 0 | 0 | 0 | 0 | 0 | 0 | 0 | 0 | 0 | 0 | 0 | 0 | 5625.2139
2025-03-06 | 14008.317 | 19.75 | 0 | 0 | 0 | 0 | 0 | 0 | 0 | 0 | 0 | 1 | 0 | 0 | 0 | 0 | 0 | 0 | 0 | 0 | 0 | 0 | 0 | 0 | 0 | 0 | 0 | 0 | 5956.4399
2025-03-06 | 14552.034 | 18.95 | 0 | 0 | 0 | 0 | 0 | 0 | 0 | 0 | 0 | 0 | 1 | 0 | 0 | 0 | 0 | 0 | 0 | 0 | 0 | 0 | 0 | 0 | 0 | 0 | 0 | 0 | 6080.7144
2025-03-06 | 14857.878 | 18.14 | 0 | 0 | 0 | 0 | 0 | 0 | 0 | 0 | 0 | 0 | 0 | 1 | 0 | 0 | 0 | 0 | 0 | 0 | 0 | 0 | 0 | 0 | 0 | 0 | 0 | 0 | 6044.7285
2025-03-06 | 15615.972 | 17.56 | 0 | 0 | 0 | 0 | 0 | 0 | 0 | 0 | 0 | 0 | 0 | 0 | 1 | 0 | 0 | 0 | 0 | 0 | 0 | 0 | 0 | 0 | 0 | 0 | 0 | 0 | 5988.2697
2025-03-06 | 17045.204 | 16.88 | 0 | 0 | 0 | 0 | 0 | 0 | 0 | 0 | 0 | 0 | 0 | 0 | 0 | 1 | 0 | 0 | 0 | 0 | 0 | 0 | 0 | 0 | 0 | 0 | 0 | 0 | 5913.3076
2025-03-06 | 17686.554 | 16.44 | 0 | 0 | 0 | 0 | 0 | 0 | 0 | 0 | 0 | 0 | 0 | 0 | 0 | 0 | 1 | 0 | 0 | 0 | 0 | 0 | 0 | 0 | 0 | 0 | 0 | 0 | 5763.2884
2025-03-06 | 17562.984 | 16.19 | 0 | 0 | 0 | 0 | 0 | 0 | 0 | 0 | 0 | 0 | 0 | 0 | 0 | 0 | 0 | 1 | 0 | 0 | 0 | 0 | 0 | 0 | 0 | 0 | 0 | 0 | 5673.443
2025-03-06 | 17090.885 | 16.02 | 0 | 0 | 0 | 0 | 0 | 0 | 0 | 0 | 0 | 0 | 0 | 0 | 0 | 0 | 0 | 0 | 1 | 0 | 0 | 0 | 0 | 0 | 0 | 0 | 0 | 0 | 5741.0321
2025-03-06 | 16534.922 | 16.25 | 0 | 0 | 0 | 0 | 0 | 0 | 0 | 0 | 0 | 0 | 0 | 0 | 0 | 0 | 0 | 0 | 0 | 1 | 0 | 0 | 0 | 0 | 0 | 0 | 0 | 0 | 6153.0031
2025-03-06 | 15604.917 | 16.47 | 0 | 0 | 0 | 0 | 0 | 0 | 0 | 0 | 0 | 0 | 0 | 0 | 0 | 0 | 0 | 0 | 0 | 0 | 1 | 0 | 0 | 0 | 0 | 0 | 0 | 0 | 6737.9221
2025-03-06 | 14115.035 | 17.3 | 0 | 0 | 0 | 0 | 0 | 0 | 0 | 0 | 0 | 0 | 0 | 0 | 0 | 0 | 0 | 0 | 0 | 0 | 0 | 1 | 0 | 0 | 0 | 0 | 0 | 0 | 7052.6783
2025-03-06 | 12312.862 | 17.77 | 0 | 0 | 0 | 0 | 0 | 0 | 0 | 0 | 0 | 0 | 0 | 0 | 0 | 0 | 0 | 0 | 0 | 0 | 0 | 0 | 1 | 0 | 0 | 0 | 0 | 0 | 7116.086
2025-03-06 | 10332.085 | 18.2 | 0 | 0 | 0 | 0 | 0 | 0 | 0 | 0 | 0 | 0 | 0 | 0 | 0 | 0 | 0 | 0 | 0 | 0 | 0 | 0 | 0 | 1 | 0 | 0 | 0 | 0 | 7133.7576
2025-03-06 | 8861.468 | 18.35 | 0 | 0 | 0 | 0 | 0 | 0 | 0 | 0 | 0 | 0 | 0 | 0 | 0 | 0 | 0 | 0 | 0 | 0 | 0 | 0 | 0 | 0 | 1 | 0 | 0 | 0 | 6915.3511
2025-03-06 | 8054.395 | 18.19 | 0 | 0 | 0 | 0 | 0 | 0 | 0 | 0 | 0 | 0 | 0 | 0 | 0 | 0 | 0 | 0 | 0 | 0 | 0 | 0 | 0 | 0 | 0 | 1 | 0 | 0 | 6362.3132
2025-03-06 | 7450.039 | 18.38 | 0 | 0 | 0 | 0 | 0 | 0 | 0 | 0 | 0 | 0 | 0 | 0 | 0 | 0 | 0 | 0 | 0 | 0 | 0 | 0 | 0 | 0 | 0 | 0 | 1 | 0 | 5759.0157
2025-03-06 | 7226.161 | 18.62 | 0 | 0 | 0 | 0 | 0 | 0 | 0 | 0 | 0 | 0 | 0 | 0 | 0 | 0 | 0 | 0 | 0 | 0 | 0 | 0 | 0 | 0 | 0 | 0 | 0 | 1 | 5276.9571
2025-03-07 | 7199.731 | 18.94 | 0 | 0 | 1 | 0 | 0 | 0 | 0 | 0 | 0 | 0 | 0 | 0 | 0 | 0 | 0 | 0 | 0 | 0 | 0 | 0 | 0 | 0 | 0 | 0 | 0 | 0 | 4959.4028
2025-03-07 | 7956.019 | 19.1 | 0 | 0 | 0 | 1 | 0 | 0 | 0 | 0 | 0 | 0 | 0 | 0 | 0 | 0 | 0 | 0 | 0 | 0 | 0 | 0 | 0 | 0 | 0 | 0 | 0 | 0 | 4764.0351
2025-03-07 | 9301.71 | 19.38 | 0 | 0 | 0 | 0 | 1 | 0 | 0 | 0 | 0 | 0 | 0 | 0 | 0 | 0 | 0 | 0 | 0 | 0 | 0 | 0 | 0 | 0 | 0 | 0 | 0 | 0 | 4677.1264
2025-03-07 | 10318.052 | 19.34 | 0 | 0 | 0 | 0 | 0 | 1 | 0 | 0 | 0 | 0 | 0 | 0 | 0 | 0 | 0 | 0 | 0 | 0 | 0 | 0 | 0 | 0 | 0 | 0 | 0 | 0 | 4645.6481
2025-03-07 | 11199.191 | 19.61 | 0 | 0 | 0 | 0 | 0 | 0 | 1 | 0 | 0 | 0 | 0 | 0 | 0 | 0 | 0 | 0 | 0 | 0 | 0 | 0 | 0 | 0 | 0 | 0 | 0 | 0 | 4821.4026
2025-03-07 | 11889.602 | 19.8 | 0 | 0 | 0 | 0 | 0 | 0 | 0 | 1 | 0 | 0 | 0 | 0 | 0 | 0 | 0 | 0 | 0 | 0 | 0 | 0 | 0 | 0 | 0 | 0 | 0 | 0 | 5172.0649
2025-03-07 | 12389.122 | 19.94 | 0 | 0 | 0 | 0 | 0 | 0 | 0 | 0 | 1 | 0 | 0 | 0 | 0 | 0 | 0 | 0 | 0 | 0 | 0 | 0 | 0 | 0 | 0 | 0 | 0 | 0 | 5593.313
2025-03-07 | 13060.669 | 19.88 | 0 | 0 | 0 | 0 | 0 | 0 | 0 | 0 | 0 | 1 | 0 | 0 | 0 | 0 | 0 | 0 | 0 | 0 | 0 | 0 | 0 | 0 | 0 | 0 | 0 | 0 | 5970.7403
2025-03-07 | 13592.94 | 19.33 | 0 | 0 | 0 | 0 | 0 | 0 | 0 | 0 | 0 | 0 | 1 | 0 | 0 | 0 | 0 | 0 | 0 | 0 | 0 | 0 | 0 | 0 | 0 | 0 | 0 | 0 | 6122.5156
2025-03-07 | 14325.01 | 18.35 | 0 | 0 | 0 | 0 | 0 | 0 | 0 | 0 | 0 | 0 | 0 | 1 | 0 | 0 | 0 | 0 | 0 | 0 | 0 | 0 | 0 | 0 | 0 | 0 | 0 | 0 | 6067.8291
2025-03-07 | 15787.791 | 17.44 | 0 | 0 | 0 | 0 | 0 | 0 | 0 | 0 | 0 | 0 | 0 | 0 | 1 | 0 | 0 | 0 | 0 | 0 | 0 | 0 | 0 | 0 | 0 | 0 | 0 | 0 | 5975.0693
2025-03-07 | 17358.435 | 16.31 | 0 | 0 | 0 | 0 | 0 | 0 | 0 | 0 | 0 | 0 | 0 | 0 | 0 | 1 | 0 | 0 | 0 | 0 | 0 | 0 | 0 | 0 | 0 | 0 | 0 | 0 | 5850.6059
2025-03-07 | 17480.095 | 15.47 | 0 | 0 | 0 | 0 | 0 | 0 | 0 | 0 | 0 | 0 | 0 | 0 | 0 | 0 | 1 | 0 | 0 | 0 | 0 | 0 | 0 | 0 | 0 | 0 | 0 | 0 | 5656.5853
2025-03-07 | 18205.004 | 15.09 | 0 | 0 | 0 | 0 | 0 | 0 | 0 | 0 | 0 | 0 | 0 | 0 | 0 | 0 | 0 | 1 | 0 | 0 | 0 | 0 | 0 | 0 | 0 | 0 | 0 | 0 | 5552.4395
2025-03-07 | 18269.781 | 14.67 | 0 | 0 | 0 | 0 | 0 | 0 | 0 | 0 | 0 | 0 | 0 | 0 | 0 | 0 | 0 | 0 | 1 | 0 | 0 | 0 | 0 | 0 | 0 | 0 | 0 | 0 | 5592.5279
2025-03-07 | 17606.02 | 14.5 | 0 | 0 | 0 | 0 | 0 | 0 | 0 | 0 | 0 | 0 | 0 | 0 | 0 | 0 | 0 | 0 | 0 | 1 | 0 | 0 | 0 | 0 | 0 | 0 | 0 | 0 | 5960.4977
2025-03-07 | 16796.317 | 14.7 | 0 | 0 | 0 | 0 | 0 | 0 | 0 | 0 | 0 | 0 | 0 | 0 | 0 | 0 | 0 | 0 | 0 | 0 | 1 | 0 | 0 | 0 | 0 | 0 | 0 | 0 | 6543.2165
2025-03-07 | 15187.478 | 15.06 | 0 | 0 | 0 | 0 | 0 | 0 | 0 | 0 | 0 | 0 | 0 | 0 | 0 | 0 | 0 | 0 | 0 | 0 | 0 | 1 | 0 | 0 | 0 | 0 | 0 | 0 | 6806.2713
2025-03-07 | 12864.615 | 15.86 | 0 | 0 | 0 | 0 | 0 | 0 | 0 | 0 | 0 | 0 | 0 | 0 | 0 | 0 | 0 | 0 | 0 | 0 | 0 | 0 | 1 | 0 | 0 | 0 | 0 | 0 | 6905.9801
2025-03-07 | 10946.205 | 16.86 | 0 | 0 | 0 | 0 | 0 | 0 | 0 | 0 | 0 | 0 | 0 | 0 | 0 | 0 | 0 | 0 | 0 | 0 | 0 | 0 | 0 | 1 | 0 | 0 | 0 | 0 | 6986.3534
2025-03-07 | 9578.652 | 17.02 | 0 | 0 | 0 | 0 | 0 | 0 | 0 | 0 | 0 | 0 | 0 | 0 | 0 | 0 | 0 | 0 | 0 | 0 | 0 | 0 | 0 | 0 | 1 | 0 | 0 | 0 | 6769.0469
2025-03-07 | 8763.171 | 17.49 | 0 | 0 | 0 | 0 | 0 | 0 | 0 | 0 | 0 | 0 | 0 | 0 | 0 | 0 | 0 | 0 | 0 | 0 | 0 | 0 | 0 | 0 | 0 | 1 | 0 | 0 | 6285.311
2025-03-07 | 8126.703 | 17.86 | 0 | 0 | 0 | 0 | 0 | 0 | 0 | 0 | 0 | 0 | 0 | 0 | 0 | 0 | 0 | 0 | 0 | 0 | 0 | 0 | 0 | 0 | 0 | 0 | 1 | 0 | 5701.814
2025-03-07 | 7813.758 | 18.39 | 0 | 0 | 0 | 0 | 0 | 0 | 0 | 0 | 0 | 0 | 0 | 0 | 0 | 0 | 0 | 0 | 0 | 0 | 0 | 0 | 0 | 0 | 0 | 0 | 0 | 1 | 5251.6563
2025-03-08 | 7890.735 | 18.75 | 0 | 1 | 1 | 0 | 0 | 0 | 0 | 0 | 0 | 0 | 0 | 0 | 0 | 0 | 0 | 0 | 0 | 0 | 0 | 0 | 0 | 0 | 0 | 0 | 0 | 0 | 5216.9766
2025-03-08 | 8428.234 | 18.95 | 0 | 1 | 0 | 1 | 0 | 0 | 0 | 0 | 0 | 0 | 0 | 0 | 0 | 0 | 0 | 0 | 0 | 0 | 0 | 0 | 0 | 0 | 0 | 0 | 0 | 0 | 5026.009
2025-03-08 | 9086.115 | 19.62 | 0 | 1 | 0 | 0 | 1 | 0 | 0 | 0 | 0 | 0 | 0 | 0 | 0 | 0 | 0 | 0 | 0 | 0 | 0 | 0 | 0 | 0 | 0 | 0 | 0 | 0 | 4982.0016
2025-03-08 | 9610.447 | 19.89 | 0 | 1 | 0 | 0 | 0 | 1 | 0 | 0 | 0 | 0 | 0 | 0 | 0 | 0 | 0 | 0 | 0 | 0 | 0 | 0 | 0 | 0 | 0 | 0 | 0 | 0 | 4984.6242
2025-03-08 | 9979.337 | 20.27 | 0 | 1 | 0 | 0 | 0 | 0 | 1 | 0 | 0 | 0 | 0 | 0 | 0 | 0 | 0 | 0 | 0 | 0 | 0 | 0 | 0 | 0 | 0 | 0 | 0 | 0 | 5172.4791
2025-03-08 | 10869.182 | 20.18 | 0 | 1 | 0 | 0 | 0 | 0 | 0 | 1 | 0 | 0 | 0 | 0 | 0 | 0 | 0 | 0 | 0 | 0 | 0 | 0 | 0 | 0 | 0 | 0 | 0 | 0 | 5492.3405
2025-03-08 | 11793.743 | 20.41 | 0 | 1 | 0 | 0 | 0 | 0 | 0 | 0 | 1 | 0 | 0 | 0 | 0 | 0 | 0 | 0 | 0 | 0 | 0 | 0 | 0 | 0 | 0 | 0 | 0 | 0 | 5923.4889
2025-03-08 | 12366.339 | 20.14 | 0 | 1 | 0 | 0 | 0 | 0 | 0 | 0 | 0 | 1 | 0 | 0 | 0 | 0 | 0 | 0 | 0 | 0 | 0 | 0 | 0 | 0 | 0 | 0 | 0 | 0 | 6277.8155
2025-03-08 | 12625.304 | 19.4 | 0 | 1 | 0 | 0 | 0 | 0 | 0 | 0 | 0 | 0 | 1 | 0 | 0 | 0 | 0 | 0 | 0 | 0 | 0 | 0 | 0 | 0 | 0 | 0 | 0 | 0 | 6408.6903
2025-03-08 | 12970.092 | 18.23 | 0 | 1 | 0 | 0 | 0 | 0 | 0 | 0 | 0 | 0 | 0 | 1 | 0 | 0 | 0 | 0 | 0 | 0 | 0 | 0 | 0 | 0 | 0 | 0 | 0 | 0 | 6333.1032
2025-03-08 | 13708.219 | 16.65 | 0 | 1 | 0 | 0 | 0 | 0 | 0 | 0 | 0 | 0 | 0 | 0 | 1 | 0 | 0 | 0 | 0 | 0 | 0 | 0 | 0 | 0 | 0 | 0 | 0 | 0 | 6166.6413
2025-03-08 | 14991.886 | 15.25 | 0 | 1 | 0 | 0 | 0 | 0 | 0 | 0 | 0 | 0 | 0 | 0 | 0 | 1 | 0 | 0 | 0 | 0 | 0 | 0 | 0 | 0 | 0 | 0 | 0 | 0 | 6012.477
2025-03-08 | 16242.781 | 14.19 | 0 | 1 | 0 | 0 | 0 | 0 | 0 | 0 | 0 | 0 | 0 | 0 | 0 | 0 | 1 | 0 | 0 | 0 | 0 | 0 | 0 | 0 | 0 | 0 | 0 | 0 | 5794.2558
2025-03-08 | 16337.639 | 13.68 | 0 | 1 | 0 | 0 | 0 | 0 | 0 | 0 | 0 | 0 | 0 | 0 | 0 | 0 | 0 | 1 | 0 | 0 | 0 | 0 | 0 | 0 | 0 | 0 | 0 | 0 | 5675.8095
2025-03-08 | 15960.642 | 13.34 | 0 | 1 | 0 | 0 | 0 | 0 | 0 | 0 | 0 | 0 | 0 | 0 | 0 | 0 | 0 | 0 | 1 | 0 | 0 | 0 | 0 | 0 | 0 | 0 | 0 | 0 | 5724.6982
2025-03-08 | 15053.417 | 13.08 | 0 | 1 | 0 | 0 | 0 | 0 | 0 | 0 | 0 | 0 | 0 | 0 | 0 | 0 | 0 | 0 | 0 | 1 | 0 | 0 | 0 | 0 | 0 | 0 | 0 | 0 | 6082.7677
2025-03-08 | 14212.402 | 13.27 | 0 | 1 | 0 | 0 | 0 | 0 | 0 | 0 | 0 | 0 | 0 | 0 | 0 | 0 | 0 | 0 | 0 | 0 | 1 | 0 | 0 | 0 | 0 | 0 | 0 | 0 | 6664.3865
2025-03-08 | 12714.155 | 13.84 | 0 | 1 | 0 | 0 | 0 | 0 | 0 | 0 | 0 | 0 | 0 | 0 | 0 | 0 | 0 | 0 | 0 | 0 | 0 | 1 | 0 | 0 | 0 | 0 | 0 | 0 | 6950.5419
2025-03-08 | 10875.736 | 14.4 | 0 | 1 | 0 | 0 | 0 | 0 | 0 | 0 | 0 | 0 | 0 | 0 | 0 | 0 | 0 | 0 | 0 | 0 | 0 | 0 | 1 | 0 | 0 | 0 | 0 | 0 | 7023.8499
2025-03-08 | 9396.161 | 14.83 | 0 | 1 | 0 | 0 | 0 | 0 | 0 | 0 | 0 | 0 | 0 | 0 | 0 | 0 | 0 | 0 | 0 | 0 | 0 | 0 | 0 | 1 | 0 | 0 | 0 | 0 | 7041.5215
2025-03-08 | 8355.023 | 15.54 | 0 | 1 | 0 | 0 | 0 | 0 | 0 | 0 | 0 | 0 | 0 | 0 | 0 | 0 | 0 | 0 | 0 | 0 | 0 | 0 | 0 | 0 | 1 | 0 | 0 | 0 | 6884.7167
2025-03-08 | 7616.999 | 16.02 | 0 | 1 | 0 | 0 | 0 | 0 | 0 | 0 | 0 | 0 | 0 | 0 | 0 | 0 | 0 | 0 | 0 | 0 | 0 | 0 | 0 | 0 | 0 | 1 | 0 | 0 | 6402.0808
2025-03-08 | 7049.661 | 16.32 | 0 | 1 | 0 | 0 | 0 | 0 | 0 | 0 | 0 | 0 | 0 | 0 | 0 | 0 | 0 | 0 | 0 | 0 | 0 | 0 | 0 | 0 | 0 | 0 | 1 | 0 | 5810.8836
2025-03-08 | 6724.436 | 16.43 | 0 | 1 | 0 | 0 | 0 | 0 | 0 | 0 | 0 | 0 | 0 | 0 | 0 | 0 | 0 | 0 | 0 | 0 | 0 | 0 | 0 | 0 | 0 | 0 | 0 | 1 | 5314.5246
2025-03-09 | 6893.557 | 16.68 | 0 | 1 | 1 | 0 | 0 | 0 | 0 | 0 | 0 | 0 | 0 | 0 | 0 | 0 | 0 | 0 | 0 | 0 | 0 | 0 | 0 | 0 | 0 | 0 | 0 | 0 | 4989.2701
2025-03-09 | 7429.467 | 16.85 | 0 | 1 | 0 | 1 | 0 | 0 | 0 | 0 | 0 | 0 | 0 | 0 | 0 | 0 | 0 | 0 | 0 | 0 | 0 | 0 | 0 | 0 | 0 | 0 | 0 | 0 | 4795.0025
2025-03-09 | 7952.23 | 16.96 | 0 | 1 | 0 | 0 | 1 | 0 | 0 | 0 | 0 | 0 | 0 | 0 | 0 | 0 | 0 | 0 | 0 | 0 | 0 | 0 | 0 | 0 | 0 | 0 | 0 | 0 | 4689.3932
2025-03-09 | 8418.63 | 17.45 | 0 | 1 | 0 | 0 | 0 | 1 | 0 | 0 | 0 | 0 | 0 | 0 | 0 | 0 | 0 | 0 | 0 | 0 | 0 | 0 | 0 | 0 | 0 | 0 | 0 | 0 | 4716.2166
2025-03-09 | 8508.426 | 18.06 | 0 | 1 | 0 | 0 | 0 | 0 | 1 | 0 | 0 | 0 | 0 | 0 | 0 | 0 | 0 | 0 | 0 | 0 | 0 | 0 | 0 | 0 | 0 | 0 | 0 | 0 | 4929.3722
2025-03-09 | 8541.086 | 18.1 | 0 | 1 | 0 | 0 | 0 | 0 | 0 | 1 | 0 | 0 | 0 | 0 | 0 | 0 | 0 | 0 | 0 | 0 | 0 | 0 | 0 | 0 | 0 | 0 | 0 | 0 | 5263.534
2025-03-09 | 8777.178 | 17.88 | 0 | 1 | 0 | 0 | 0 | 0 | 0 | 0 | 1 | 0 | 0 | 0 | 0 | 0 | 0 | 0 | 0 | 0 | 0 | 0 | 0 | 0 | 0 | 0 | 0 | 0 | 5645.1809
2025-03-09 | 8813.451 | 17.54 | 0 | 1 | 0 | 0 | 0 | 0 | 0 | 0 | 0 | 1 | 0 | 0 | 0 | 0 | 0 | 0 | 0 | 0 | 0 | 0 | 0 | 0 | 0 | 0 | 0 | 0 | 5991.8074
2025-03-09 | 8821.471 | 16.43 | 0 | 1 | 0 | 0 | 0 | 0 | 0 | 0 | 0 | 0 | 1 | 0 | 0 | 0 | 0 | 0 | 0 | 0 | 0 | 0 | 0 | 0 | 0 | 0 | 0 | 0 | 6081.981
2025-03-09 | 8413.975 | 14.82 | 0 | 1 | 0 | 0 | 0 | 0 | 0 | 0 | 0 | 0 | 0 | 1 | 0 | 0 | 0 | 0 | 0 | 0 | 0 | 0 | 0 | 0 | 0 | 0 | 0 | 0 | 5957.9925
2025-03-09 | 8445.669 | 13.13 | 0 | 1 | 0 | 0 | 0 | 0 | 0 | 0 | 0 | 0 | 0 | 0 | 1 | 0 | 0 | 0 | 0 | 0 | 0 | 0 | 0 | 0 | 0 | 0 | 0 | 0 | 5779.4303
2025-03-09 | 9182.904 | 12.52 | 0 | 1 | 0 | 0 | 0 | 0 | 0 | 0 | 0 | 0 | 0 | 0 | 0 | 1 | 0 | 0 | 0 | 0 | 0 | 0 | 0 | 0 | 0 | 0 | 0 | 0 | 5712.1684
2025-03-09 | 10030.459 | 11.65 | 0.01 | 1 | 0 | 0 | 0 | 0 | 0 | 0 | 0 | 0 | 0 | 0 | 0 | 0 | 1 | 0 | 0 | 0 | 0 | 0 | 0 | 0 | 0 | 0 | 0 | 0 | 5518.5192
2025-03-09 | 9881.066 | 11.12 | 0.04 | 1 | 0 | 0 | 0 | 0 | 0 | 0 | 0 | 0 | 0 | 0 | 0 | 0 | 0 | 1 | 0 | 0 | 0 | 0 | 0 | 0 | 0 | 0 | 0 | 0 | 5408.887
2025-03-09 | 9909.891 | 11.02 | 0.15 | 1 | 0 | 0 | 0 | 0 | 0 | 0 | 0 | 0 | 0 | 0 | 0 | 0 | 0 | 0 | 1 | 0 | 0 | 0 | 0 | 0 | 0 | 0 | 0 | 0 | 5524.5614
2025-03-09 | 10057.08 | 11.07 | 0.02 | 1 | 0 | 0 | 0 | 0 | 0 | 0 | 0 | 0 | 0 | 0 | 0 | 0 | 0 | 0 | 0 | 1 | 0 | 0 | 0 | 0 | 0 | 0 | 0 | 0 | 5869.0041
2025-03-09 | 10024.692 | 11.23 | 0 | 1 | 0 | 0 | 0 | 0 | 0 | 0 | 0 | 0 | 0 | 0 | 0 | 0 | 0 | 0 | 0 | 0 | 1 | 0 | 0 | 0 | 0 | 0 | 0 | 0 | 6439.9801
2025-03-09 | 9323.062 | 11.65 | 0 | 1 | 0 | 0 | 0 | 0 | 0 | 0 | 0 | 0 | 0 | 0 | 0 | 0 | 0 | 0 | 0 | 0 | 0 | 1 | 0 | 0 | 0 | 0 | 0 | 0 | 6709.635
2025-03-09 | 8141.401 | 12.72 | 0 | 1 | 0 | 0 | 0 | 0 | 0 | 0 | 0 | 0 | 0 | 0 | 0 | 0 | 0 | 0 | 0 | 0 | 0 | 0 | 1 | 0 | 0 | 0 | 0 | 0 | 6839.0447
2025-03-09 | 6945.096 | 13.43 | 0 | 1 | 0 | 0 | 0 | 0 | 0 | 0 | 0 | 0 | 0 | 0 | 0 | 0 | 0 | 0 | 0 | 0 | 0 | 0 | 0 | 1 | 0 | 0 | 0 | 0 | 6887.5171
2025-03-09 | 6313.081 | 13.72 | 0 | 1 | 0 | 0 | 0 | 0 | 0 | 0 | 0 | 0 | 0 | 0 | 0 | 0 | 0 | 0 | 0 | 0 | 0 | 0 | 0 | 0 | 1 | 0 | 0 | 0 | 6684.511
2025-03-09 | 5855.794 | 14.15 | 0 | 1 | 0 | 0 | 0 | 0 | 0 | 0 | 0 | 0 | 0 | 0 | 0 | 0 | 0 | 0 | 0 | 0 | 0 | 0 | 0 | 0 | 0 | 1 | 0 | 0 | 6196.375
2025-03-09 | 5569.623 | 14.51 | 0 | 1 | 0 | 0 | 0 | 0 | 0 | 0 | 0 | 0 | 0 | 0 | 0 | 0 | 0 | 0 | 0 | 0 | 0 | 0 | 0 | 0 | 0 | 0 | 1 | 0 | 5611.778
2025-03-09 | 5464.014 | 14.74 | 0 | 1 | 0 | 0 | 0 | 0 | 0 | 0 | 0 | 0 | 0 | 0 | 0 | 0 | 0 | 0 | 0 | 0 | 0 | 0 | 0 | 0 | 0 | 0 | 0 | 1 | 5128.6193
2025-03-10 | 5726.956 | 15.19 | 0 | 0 | 1 | 0 | 0 | 0 | 0 | 0 | 0 | 0 | 0 | 0 | 0 | 0 | 0 | 0 | 0 | 0 | 0 | 0 | 0 | 0 | 0 | 0 | 0 | 0 | 4546.891
2025-03-10 | 6331.035 | 15.07 | 0 | 0 | 0 | 1 | 0 | 0 | 0 | 0 | 0 | 0 | 0 | 0 | 0 | 0 | 0 | 0 | 0 | 0 | 0 | 0 | 0 | 0 | 0 | 0 | 0 | 0 | 4320.7224
2025-03-10 | 6897.682 | 15.44 | 0 | 0 | 0 | 0 | 1 | 0 | 0 | 0 | 0 | 0 | 0 | 0 | 0 | 0 | 0 | 0 | 0 | 0 | 0 | 0 | 0 | 0 | 0 | 0 | 0 | 0 | 4243.714
2025-03-10 | 7456.804 | 15.87 | 0 | 0 | 0 | 0 | 0 | 1 | 0 | 0 | 0 | 0 | 0 | 0 | 0 | 0 | 0 | 0 | 0 | 0 | 0 | 0 | 0 | 0 | 0 | 0 | 0 | 0 | 4263.9372
2025-03-10 | 7684.606 | 15.98 | 0 | 0 | 0 | 0 | 0 | 0 | 1 | 0 | 0 | 0 | 0 | 0 | 0 | 0 | 0 | 0 | 0 | 0 | 0 | 0 | 0 | 0 | 0 | 0 | 0 | 0 | 4422.0912
2025-03-10 | 7882.737 | 16.35 | 0 | 0 | 0 | 0 | 0 | 0 | 0 | 1 | 0 | 0 | 0 | 0 | 0 | 0 | 0 | 0 | 0 | 0 | 0 | 0 | 0 | 0 | 0 | 0 | 0 | 0 | 4792.5541
2025-03-10 | 7998.216 | 16.5 | 0 | 0 | 0 | 0 | 0 | 0 | 0 | 0 | 1 | 0 | 0 | 0 | 0 | 0 | 0 | 0 | 0 | 0 | 0 | 0 | 0 | 0 | 0 | 0 | 0 | 0 | 5214.9022
2025-03-10 | 8423.73 | 16.89 | 0 | 0 | 0 | 0 | 0 | 0 | 0 | 0 | 0 | 1 | 0 | 0 | 0 | 0 | 0 | 0 | 0 | 0 | 0 | 0 | 0 | 0 | 0 | 0 | 0 | 0 | 5641.8309
2025-03-10 | 8326.571 | 16.04 | 0 | 0 | 0 | 0 | 0 | 0 | 0 | 0 | 0 | 0 | 1 | 0 | 0 | 0 | 0 | 0 | 0 | 0 | 0 | 0 | 0 | 0 | 0 | 0 | 0 | 0 | 5760.6053
2025-03-10 | 8209.613 | 14.98 | 0 | 0 | 0 | 0 | 0 | 0 | 0 | 0 | 0 | 0 | 0 | 1 | 0 | 0 | 0 | 0 | 0 | 0 | 0 | 0 | 0 | 0 | 0 | 0 | 0 | 0 | 5697.1186
2025-03-10 | 8495.687 | 14.32 | 0 | 0 | 0 | 0 | 0 | 0 | 0 | 0 | 0 | 0 | 0 | 0 | 1 | 0 | 0 | 0 | 0 | 0 | 0 | 0 | 0 | 0 | 0 | 0 | 0 | 0 | 5631.8596
2025-03-10 | 9429.406 | 13.98 | 0 | 0 | 0 | 0 | 0 | 0 | 0 | 0 | 0 | 0 | 0 | 0 | 0 | 1 | 0 | 0 | 0 | 0 | 0 | 0 | 0 | 0 | 0 | 0 | 0 | 0 | 5594.2986
2025-03-10 | 10513.645 | 14.07 | 0 | 0 | 0 | 0 | 0 | 0 | 0 | 0 | 0 | 0 | 0 | 0 | 0 | 0 | 1 | 0 | 0 | 0 | 0 | 0 | 0 | 0 | 0 | 0 | 0 | 0 | 5502.581
2025-03-10 | 10690.441 | 14.39 | 0 | 0 | 0 | 0 | 0 | 0 | 0 | 0 | 0 | 0 | 0 | 0 | 0 | 0 | 0 | 1 | 0 | 0 | 0 | 0 | 0 | 0 | 0 | 0 | 0 | 0 | 5475.4373
2025-03-10 | 10663.336 | 14.06 | 0 | 0 | 0 | 0 | 0 | 0 | 0 | 0 | 0 | 0 | 0 | 0 | 0 | 0 | 0 | 0 | 1 | 0 | 0 | 0 | 0 | 0 | 0 | 0 | 0 | 0 | 5525.426
2025-03-10 | 10836.989 | 14.48 | 0 | 0 | 0 | 0 | 0 | 0 | 0 | 0 | 0 | 0 | 0 | 0 | 0 | 0 | 0 | 0 | 0 | 1 | 0 | 0 | 0 | 0 | 0 | 0 | 0 | 0 | 5958.2976
2025-03-10 | 10804.831 | 14.79 | 0 | 0 | 0 | 0 | 0 | 0 | 0 | 0 | 0 | 0 | 0 | 0 | 0 | 0 | 0 | 0 | 0 | 0 | 1 | 0 | 0 | 0 | 0 | 0 | 0 | 0 | 6553.1168
2025-03-10 | 10191.418 | 15.7 | 0 | 0 | 0 | 0 | 0 | 0 | 0 | 0 | 0 | 0 | 0 | 0 | 0 | 0 | 0 | 0 | 0 | 0 | 0 | 1 | 0 | 0 | 0 | 0 | 0 | 0 | 6876.6733
2025-03-10 | 8942.586 | 16.27 | 0 | 0 | 0 | 0 | 0 | 0 | 0 | 0 | 0 | 0 | 0 | 0 | 0 | 0 | 0 | 0 | 0 | 0 | 0 | 0 | 1 | 0 | 0 | 0 | 0 | 0 | 6951.0813
2025-03-10 | 7750.67 | 16.81 | 0 | 0 | 0 | 0 | 0 | 0 | 0 | 0 | 0 | 0 | 0 | 0 | 0 | 0 | 0 | 0 | 0 | 0 | 0 | 0 | 0 | 1 | 0 | 0 | 0 | 0 | 6980.8532
2025-03-10 | 6799.724 | 17.18 | 0 | 0 | 0 | 0 | 0 | 0 | 0 | 0 | 0 | 0 | 0 | 0 | 0 | 0 | 0 | 0 | 0 | 0 | 0 | 0 | 0 | 0 | 1 | 0 | 0 | 0 | 6786.6474
2025-03-10 | 6234.793 | 17.46 | 0 | 0 | 0 | 0 | 0 | 0 | 0 | 0 | 0 | 0 | 0 | 0 | 0 | 0 | 0 | 0 | 0 | 0 | 0 | 0 | 0 | 0 | 0 | 1 | 0 | 0 | 6282.0109
2025-03-10 | 5891.924 | 17.48 | 0 | 0 | 0 | 0 | 0 | 0 | 0 | 0 | 0 | 0 | 0 | 0 | 0 | 0 | 0 | 0 | 0 | 0 | 0 | 0 | 0 | 0 | 0 | 0 | 1 | 0 | 5660.0128
2025-03-10 | 5724.049 | 17.55 | 0 | 0 | 0 | 0 | 0 | 0 | 0 | 0 | 0 | 0 | 0 | 0 | 0 | 0 | 0 | 0 | 0 | 0 | 0 | 0 | 0 | 0 | 0 | 0 | 0 | 1 | 5159.2537
2025-03-11 | 5695.746 | 17.43 | 0 | 0 | 1 | 0 | 0 | 0 | 0 | 0 | 0 | 0 | 0 | 0 | 0 | 0 | 0 | 0 | 0 | 0 | 0 | 0 | 0 | 0 | 0 | 0 | 0 | 0 | 4793.298
2025-03-11 | 6160.798 | 17.38 | 0 | 0 | 0 | 1 | 0 | 0 | 0 | 0 | 0 | 0 | 0 | 0 | 0 | 0 | 0 | 0 | 0 | 0 | 0 | 0 | 0 | 0 | 0 | 0 | 0 | 0 | 4574.8297
2025-03-11 | 7001.88 | 17.43 | 0 | 0 | 0 | 0 | 1 | 0 | 0 | 0 | 0 | 0 | 0 | 0 | 0 | 0 | 0 | 0 | 0 | 0 | 0 | 0 | 0 | 0 | 0 | 0 | 0 | 0 | 4462.6203
2025-03-11 | 8586.559 | 17.82 | 0 | 0 | 0 | 0 | 0 | 1 | 0 | 0 | 0 | 0 | 0 | 0 | 0 | 0 | 0 | 0 | 0 | 0 | 0 | 0 | 0 | 0 | 0 | 0 | 0 | 0 | 4478.4433
2025-03-11 | 10144.028 | 17.99 | 0 | 0 | 0 | 0 | 0 | 0 | 1 | 0 | 0 | 0 | 0 | 0 | 0 | 0 | 0 | 0 | 0 | 0 | 0 | 0 | 0 | 0 | 0 | 0 | 0 | 0 | 4643.1975
2025-03-11 | 11091.915 | 18.07 | 0 | 0 | 0 | 0 | 0 | 0 | 0 | 1 | 0 | 0 | 0 | 0 | 0 | 0 | 0 | 0 | 0 | 0 | 0 | 0 | 0 | 0 | 0 | 0 | 0 | 0 | 4981.7595
2025-03-11 | 12176.958 | 18.18 | 0 | 0 | 0 | 0 | 0 | 0 | 0 | 0 | 1 | 0 | 0 | 0 | 0 | 0 | 0 | 0 | 0 | 0 | 0 | 0 | 0 | 0 | 0 | 0 | 0 | 0 | 5399.7074
2025-03-11 | 13103.124 | 18.22 | 0 | 0 | 0 | 0 | 0 | 0 | 0 | 0 | 0 | 1 | 0 | 0 | 0 | 0 | 0 | 0 | 0 | 0 | 0 | 0 | 0 | 0 | 0 | 0 | 0 | 0 | 5788.1351
2025-03-11 | 13365.463 | 17.52 | 0 | 0 | 0 | 0 | 0 | 0 | 0 | 0 | 0 | 0 | 1 | 0 | 0 | 0 | 0 | 0 | 0 | 0 | 0 | 0 | 0 | 0 | 0 | 0 | 0 | 0 | 5923.4099
2025-03-11 | 13465.928 | 16.72 | 0 | 0 | 0 | 0 | 0 | 0 | 0 | 0 | 0 | 0 | 0 | 1 | 0 | 0 | 0 | 0 | 0 | 0 | 0 | 0 | 0 | 0 | 0 | 0 | 0 | 0 | 5888.524
2025-03-11 | 13760.833 | 15.63 | 0 | 0 | 0 | 0 | 0 | 0 | 0 | 0 | 0 | 0 | 0 | 0 | 1 | 0 | 0 | 0 | 0 | 0 | 0 | 0 | 0 | 0 | 0 | 0 | 0 | 0 | 5775.9637
2025-03-11 | 14420.13 | 14.9 | 0.06 | 0 | 0 | 0 | 0 | 0 | 0 | 0 | 0 | 0 | 0 | 0 | 0 | 1 | 0 | 0 | 0 | 0 | 0 | 0 | 0 | 0 | 0 | 0 | 0 | 0 | 5717.5296
2025-03-11 | 14822.21 | 14.41 | 0.04 | 0 | 0 | 0 | 0 | 0 | 0 | 0 | 0 | 0 | 0 | 0 | 0 | 0 | 1 | 0 | 0 | 0 | 0 | 0 | 0 | 0 | 0 | 0 | 0 | 0 | 5554.6675
2025-03-11 | 14441.02 | 14.33 | 0.02 | 0 | 0 | 0 | 0 | 0 | 0 | 0 | 0 | 0 | 0 | 0 | 0 | 0 | 0 | 1 | 0 | 0 | 0 | 0 | 0 | 0 | 0 | 0 | 0 | 0 | 5476.1799
2025-03-11 | 13360.923 | 14.27 | 0 | 0 | 0 | 0 | 0 | 0 | 0 | 0 | 0 | 0 | 0 | 0 | 0 | 0 | 0 | 0 | 1 | 0 | 0 | 0 | 0 | 0 | 0 | 0 | 0 | 0 | 5548.5267
2025-03-11 | 11703.408 | 14.16 | 0.11 | 0 | 0 | 0 | 0 | 0 | 0 | 0 | 0 | 0 | 0 | 0 | 0 | 0 | 0 | 0 | 0 | 1 | 0 | 0 | 0 | 0 | 0 | 0 | 0 | 0 | 5963.4816
2025-03-11 | 10689.573 | 14.52 | 0.12 | 0 | 0 | 0 | 0 | 0 | 0 | 0 | 0 | 0 | 0 | 0 | 0 | 0 | 0 | 0 | 0 | 0 | 1 | 0 | 0 | 0 | 0 | 0 | 0 | 0 | 6567.4724
2025-03-11 | 9818.672 | 14.95 | 0 | 0 | 0 | 0 | 0 | 0 | 0 | 0 | 0 | 0 | 0 | 0 | 0 | 0 | 0 | 0 | 0 | 0 | 0 | 1 | 0 | 0 | 0 | 0 | 0 | 0 | 6794.1709
2025-03-11 | 8582.666 | 16.13 | 0 | 0 | 0 | 0 | 0 | 0 | 0 | 0 | 0 | 0 | 0 | 0 | 0 | 0 | 0 | 0 | 0 | 0 | 0 | 0 | 1 | 0 | 0 | 0 | 0 | 0 | 6935.6809
2025-03-11 | 7491.011 | 17.03 | 0 | 0 | 0 | 0 | 0 | 0 | 0 | 0 | 0 | 0 | 0 | 0 | 0 | 0 | 0 | 0 | 0 | 0 | 0 | 0 | 0 | 1 | 0 | 0 | 0 | 0 | 7005.0539
2025-03-11 | 6558.161 | 17.54 | 0 | 0 | 0 | 0 | 0 | 0 | 0 | 0 | 0 | 0 | 0 | 0 | 0 | 0 | 0 | 0 | 0 | 0 | 0 | 0 | 0 | 0 | 1 | 0 | 0 | 0 | 6826.2485
2025-03-11 | 5942.007 | 18.14 | 0 | 0 | 0 | 0 | 0 | 0 | 0 | 0 | 0 | 0 | 0 | 0 | 0 | 0 | 0 | 0 | 0 | 0 | 0 | 0 | 0 | 0 | 0 | 1 | 0 | 0 | 6356.813
2025-03-11 | 5585.843 | 18.5 | 0 | 0 | 0 | 0 | 0 | 0 | 0 | 0 | 0 | 0 | 0 | 0 | 0 | 0 | 0 | 0 | 0 | 0 | 0 | 0 | 0 | 0 | 0 | 0 | 1 | 0 | 5772.216
2025-03-11 | 5400.831 | 18.96 | 0 | 0 | 0 | 0 | 0 | 0 | 0 | 0 | 0 | 0 | 0 | 0 | 0 | 0 | 0 | 0 | 0 | 0 | 0 | 0 | 0 | 0 | 0 | 0 | 0 | 1 | 5314.3581
2025-03-12 | 5435.958 | 19.29 | 0 | 0 | 1 | 0 | 0 | 0 | 0 | 0 | 0 | 0 | 0 | 0 | 0 | 0 | 0 | 0 | 0 | 0 | 0 | 0 | 0 | 0 | 0 | 0 | 0 | 0 | 4997.9039
2025-03-12 | 5831.77 | 19.61 | 0 | 0 | 0 | 1 | 0 | 0 | 0 | 0 | 0 | 0 | 0 | 0 | 0 | 0 | 0 | 0 | 0 | 0 | 0 | 0 | 0 | 0 | 0 | 0 | 0 | 0 | 4820.1367
2025-03-12 | 6816.413 | 19.84 | 0 | 0 | 0 | 0 | 1 | 0 | 0 | 0 | 0 | 0 | 0 | 0 | 0 | 0 | 0 | 0 | 0 | 0 | 0 | 0 | 0 | 0 | 0 | 0 | 0 | 0 | 4727.7278
2025-03-12 | 8262.491 | 20.02 | 0 | 0 | 0 | 0 | 0 | 1 | 0 | 0 | 0 | 0 | 0 | 0 | 0 | 0 | 0 | 0 | 0 | 0 | 0 | 0 | 0 | 0 | 0 | 0 | 0 | 0 | 4720.4502
2025-03-12 | 9523.555 | 20.4 | 0 | 0 | 0 | 0 | 0 | 0 | 1 | 0 | 0 | 0 | 0 | 0 | 0 | 0 | 0 | 0 | 0 | 0 | 0 | 0 | 0 | 0 | 0 | 0 | 0 | 0 | 4908.3051
2025-03-12 | 10314.569 | 20.92 | 0 | 0 | 0 | 0 | 0 | 0 | 0 | 1 | 0 | 0 | 0 | 0 | 0 | 0 | 0 | 0 | 0 | 0 | 0 | 0 | 0 | 0 | 0 | 0 | 0 | 0 | 5295.2684
2025-03-12 | 10762.909 | 20.96 | 0 | 0 | 0 | 0 | 0 | 0 | 0 | 0 | 1 | 0 | 0 | 0 | 0 | 0 | 0 | 0 | 0 | 0 | 0 | 0 | 0 | 0 | 0 | 0 | 0 | 0 | 5705.5162
2025-03-12 | 10926.949 | 20.84 | 0 | 0 | 0 | 0 | 0 | 0 | 0 | 0 | 0 | 1 | 0 | 0 | 0 | 0 | 0 | 0 | 0 | 0 | 0 | 0 | 0 | 0 | 0 | 0 | 0 | 0 | 6076.3433
2025-03-12 | 10951.902 | 20.12 | 0 | 0 | 0 | 0 | 0 | 0 | 0 | 0 | 0 | 0 | 1 | 0 | 0 | 0 | 0 | 0 | 0 | 0 | 0 | 0 | 0 | 0 | 0 | 0 | 0 | 0 | 6209.4181
2025-03-12 | 11110.635 | 19 | 0 | 0 | 0 | 0 | 0 | 0 | 0 | 0 | 0 | 0 | 0 | 1 | 0 | 0 | 0 | 0 | 0 | 0 | 0 | 0 | 0 | 0 | 0 | 0 | 0 | 0 | 6139.3312
2025-03-12 | 11615.214 | 17.49 | 0 | 0 | 0 | 0 | 0 | 0 | 0 | 0 | 0 | 0 | 0 | 0 | 1 | 0 | 0 | 0 | 0 | 0 | 0 | 0 | 0 | 0 | 0 | 0 | 0 | 0 | 5980.5695
2025-03-12 | 12584.11 | 16.25 | 0 | 0 | 0 | 0 | 0 | 0 | 0 | 0 | 0 | 0 | 0 | 0 | 0 | 1 | 0 | 0 | 0 | 0 | 0 | 0 | 0 | 0 | 0 | 0 | 0 | 0 | 5844.0057
2025-03-12 | 13559.441 | 15.31 | 0 | 0 | 0 | 0 | 0 | 0 | 0 | 0 | 0 | 0 | 0 | 0 | 0 | 0 | 1 | 0 | 0 | 0 | 0 | 0 | 0 | 0 | 0 | 0 | 0 | 0 | 5638.9848
2025-03-12 | 13763.896 | 14.89 | 0 | 0 | 0 | 0 | 0 | 0 | 0 | 0 | 0 | 0 | 0 | 0 | 0 | 0 | 0 | 1 | 0 | 0 | 0 | 0 | 0 | 0 | 0 | 0 | 0 | 0 | 5530.4389
2025-03-12 | 13225.743 | 14.59 | 0 | 0 | 0 | 0 | 0 | 0 | 0 | 0 | 0 | 0 | 0 | 0 | 0 | 0 | 0 | 0 | 1 | 0 | 0 | 0 | 0 | 0 | 0 | 0 | 0 | 0 | 5583.7277
2025-03-12 | 12335.724 | 14.81 | 0 | 0 | 0 | 0 | 0 | 0 | 0 | 0 | 0 | 0 | 0 | 0 | 0 | 0 | 0 | 0 | 0 | 1 | 0 | 0 | 0 | 0 | 0 | 0 | 0 | 0 | 5994.5986
2025-03-12 | 11663.225 | 15.32 | 0 | 0 | 0 | 0 | 0 | 0 | 0 | 0 | 0 | 0 | 0 | 0 | 0 | 0 | 0 | 0 | 0 | 0 | 1 | 0 | 0 | 0 | 0 | 0 | 0 | 0 | 6611.4185
2025-03-12 | 10612.031 | 15.86 | 0 | 0 | 0 | 0 | 0 | 0 | 0 | 0 | 0 | 0 | 0 | 0 | 0 | 0 | 0 | 0 | 0 | 0 | 0 | 1 | 0 | 0 | 0 | 0 | 0 | 0 | 6894.2738
2025-03-12 | 9021.151 | 16.77 | 0 | 0 | 0 | 0 | 0 | 0 | 0 | 0 | 0 | 0 | 0 | 0 | 0 | 0 | 0 | 0 | 0 | 0 | 0 | 0 | 1 | 0 | 0 | 0 | 0 | 0 | 7006.0829
2025-03-12 | 7652.278 | 17.57 | 0 | 0 | 0 | 0 | 0 | 0 | 0 | 0 | 0 | 0 | 0 | 0 | 0 | 0 | 0 | 0 | 0 | 0 | 0 | 0 | 0 | 1 | 0 | 0 | 0 | 0 | 7064.4556
2025-03-12 | 6735.815 | 18 | 0 | 0 | 0 | 0 | 0 | 0 | 0 | 0 | 0 | 0 | 0 | 0 | 0 | 0 | 0 | 0 | 0 | 0 | 0 | 0 | 0 | 0 | 1 | 0 | 0 | 0 | 6876.85
2025-03-12 | 6149.529 | 18.31 | 0 | 0 | 0 | 0 | 0 | 0 | 0 | 0 | 0 | 0 | 0 | 0 | 0 | 0 | 0 | 0 | 0 | 0 | 0 | 0 | 0 | 0 | 0 | 1 | 0 | 0 | 6375.5136
2025-03-12 | 5804.708 | 18.47 | 0 | 0 | 0 | 0 | 0 | 0 | 0 | 0 | 0 | 0 | 0 | 0 | 0 | 0 | 0 | 0 | 0 | 0 | 0 | 0 | 0 | 0 | 0 | 0 | 1 | 0 | 5768.9159
2025-03-12 | 5637.124 | 18.93 | 0 | 0 | 0 | 0 | 0 | 0 | 0 | 0 | 0 | 0 | 0 | 0 | 0 | 0 | 0 | 0 | 0 | 0 | 0 | 0 | 0 | 0 | 0 | 0 | 0 | 1 | 5311.058
2025-03-13 | 5784.052 | 19.35 | 0 | 0 | 1 | 0 | 0 | 0 | 0 | 0 | 0 | 0 | 0 | 0 | 0 | 0 | 0 | 0 | 0 | 0 | 0 | 0 | 0 | 0 | 0 | 0 | 0 | 0 | 5004.504
2025-03-13 | 6316.401 | 19.73 | 0 | 0 | 0 | 1 | 0 | 0 | 0 | 0 | 0 | 0 | 0 | 0 | 0 | 0 | 0 | 0 | 0 | 0 | 0 | 0 | 0 | 0 | 0 | 0 | 0 | 0 | 4833.337
2025-03-13 | 7211.185 | 19.79 | 0 | 0 | 0 | 0 | 1 | 0 | 0 | 0 | 0 | 0 | 0 | 0 | 0 | 0 | 0 | 0 | 0 | 0 | 0 | 0 | 0 | 0 | 0 | 0 | 0 | 0 | 4722.2277
2025-03-13 | 8412.998 | 19.93 | 0 | 0 | 0 | 0 | 0 | 1 | 0 | 0 | 0 | 0 | 0 | 0 | 0 | 0 | 0 | 0 | 0 | 0 | 0 | 0 | 0 | 0 | 0 | 0 | 0 | 0 | 4710.5499
2025-03-13 | 9487.915 | 20 | 0 | 0 | 0 | 0 | 0 | 0 | 1 | 0 | 0 | 0 | 0 | 0 | 0 | 0 | 0 | 0 | 0 | 0 | 0 | 0 | 0 | 0 | 0 | 0 | 0 | 0 | 4864.3038
2025-03-13 | 10326.096 | 19.99 | 0 | 0 | 0 | 0 | 0 | 0 | 0 | 1 | 0 | 0 | 0 | 0 | 0 | 0 | 0 | 0 | 0 | 0 | 0 | 0 | 0 | 0 | 0 | 0 | 0 | 0 | 5192.9655
2025-03-13 | 10725.966 | 19.78 | 0 | 0 | 0 | 0 | 0 | 0 | 0 | 0 | 1 | 0 | 0 | 0 | 0 | 0 | 0 | 0 | 0 | 0 | 0 | 0 | 0 | 0 | 0 | 0 | 0 | 0 | 5575.7125
2025-03-13 | 11347.514 | 19.77 | 0 | 0 | 0 | 0 | 0 | 0 | 0 | 0 | 0 | 1 | 0 | 0 | 0 | 0 | 0 | 0 | 0 | 0 | 0 | 0 | 0 | 0 | 0 | 0 | 0 | 0 | 5958.6399
2025-03-13 | 11633.324 | 18.99 | 0 | 0 | 0 | 0 | 0 | 0 | 0 | 0 | 0 | 0 | 1 | 0 | 0 | 0 | 0 | 0 | 0 | 0 | 0 | 0 | 0 | 0 | 0 | 0 | 0 | 0 | 6085.1145
2025-03-13 | 12142.304 | 17.83 | 0 | 0 | 0 | 0 | 0 | 0 | 0 | 0 | 0 | 0 | 0 | 1 | 0 | 0 | 0 | 0 | 0 | 0 | 0 | 0 | 0 | 0 | 0 | 0 | 0 | 0 | 6010.6275
2025-03-13 | 12395.257 | 16.65 | 0 | 0 | 0 | 0 | 0 | 0 | 0 | 0 | 0 | 0 | 0 | 0 | 1 | 0 | 0 | 0 | 0 | 0 | 0 | 0 | 0 | 0 | 0 | 0 | 0 | 0 | 5888.1669
2025-03-13 | 12753.044 | 15.73 | 0 | 0 | 0 | 0 | 0 | 0 | 0 | 0 | 0 | 0 | 0 | 0 | 0 | 1 | 0 | 0 | 0 | 0 | 0 | 0 | 0 | 0 | 0 | 0 | 0 | 0 | 5786.804
2025-03-13 | 13482.714 | 14.93 | 0.21 | 0 | 0 | 0 | 0 | 0 | 0 | 0 | 0 | 0 | 0 | 0 | 0 | 0 | 1 | 0 | 0 | 0 | 0 | 0 | 0 | 0 | 0 | 0 | 0 | 0 | 5674.2824
2025-03-13 | 13376.62 | 14.92 | 0.18 | 0 | 0 | 0 | 0 | 0 | 0 | 0 | 0 | 0 | 0 | 0 | 0 | 0 | 0 | 1 | 0 | 0 | 0 | 0 | 0 | 0 | 0 | 0 | 0 | 0 | 5599.8236
2025-03-13 | 13388.734 | 14.69 | 0.18 | 0 | 0 | 0 | 0 | 0 | 0 | 0 | 0 | 0 | 0 | 0 | 0 | 0 | 0 | 0 | 1 | 0 | 0 | 0 | 0 | 0 | 0 | 0 | 0 | 0 | 5660.8126
2025-03-13 | 12830.818 | 14.5 | 0.12 | 0 | 0 | 0 | 0 | 0 | 0 | 0 | 0 | 0 | 0 | 0 | 0 | 0 | 0 | 0 | 0 | 1 | 0 | 0 | 0 | 0 | 0 | 0 | 0 | 0 | 6004.5541
2025-03-13 | 12326.544 | 14.28 | 0.08 | 0 | 0 | 0 | 0 | 0 | 0 | 0 | 0 | 0 | 0 | 0 | 0 | 0 | 0 | 0 | 0 | 0 | 1 | 0 | 0 | 0 | 0 | 0 | 0 | 0 | 6526.3862
2025-03-13 | 11409.231 | 14.84 | 0 | 0 | 0 | 0 | 0 | 0 | 0 | 0 | 0 | 0 | 0 | 0 | 0 | 0 | 0 | 0 | 0 | 0 | 0 | 1 | 0 | 0 | 0 | 0 | 0 | 0 | 6782.0706
2025-03-13 | 9931.222 | 15.57 | 0 | 0 | 0 | 0 | 0 | 0 | 0 | 0 | 0 | 0 | 0 | 0 | 0 | 0 | 0 | 0 | 0 | 0 | 0 | 0 | 1 | 0 | 0 | 0 | 0 | 0 | 6874.0792
2025-03-13 | 8585.074 | 16.22 | 0 | 0 | 0 | 0 | 0 | 0 | 0 | 0 | 0 | 0 | 0 | 0 | 0 | 0 | 0 | 0 | 0 | 0 | 0 | 0 | 0 | 1 | 0 | 0 | 0 | 0 | 6915.9514
2025-03-13 | 7634.363 | 16.24 | 0 | 0 | 0 | 0 | 0 | 0 | 0 | 0 | 0 | 0 | 0 | 0 | 0 | 0 | 0 | 0 | 0 | 0 | 0 | 0 | 0 | 0 | 1 | 0 | 0 | 0 | 6683.2445
2025-03-13 | 6985.682 | 16.65 | 0 | 0 | 0 | 0 | 0 | 0 | 0 | 0 | 0 | 0 | 0 | 0 | 0 | 0 | 0 | 0 | 0 | 0 | 0 | 0 | 0 | 0 | 0 | 1 | 0 | 0 | 6192.9084
2025-03-13 | 6626.05 | 17.05 | 0 | 0 | 0 | 0 | 0 | 0 | 0 | 0 | 0 | 0 | 0 | 0 | 0 | 0 | 0 | 0 | 0 | 0 | 0 | 0 | 0 | 0 | 0 | 0 | 1 | 0 | 5612.7115
2025-03-13 | 6378.574 | 17.5 | 0 | 0 | 0 | 0 | 0 | 0 | 0 | 0 | 0 | 0 | 0 | 0 | 0 | 0 | 0 | 0 | 0 | 0 | 0 | 0 | 0 | 0 | 0 | 0 | 0 | 1 | 5153.7536
2025-03-14 | 6448.331 | 17.52 | 0 | 0 | 1 | 0 | 0 | 0 | 0 | 0 | 0 | 0 | 0 | 0 | 0 | 0 | 0 | 0 | 0 | 0 | 0 | 0 | 0 | 0 | 0 | 0 | 0 | 0 | 4803.1983
2025-03-14 | 6922.972 | 18.29 | 0 | 0 | 0 | 1 | 0 | 0 | 0 | 0 | 0 | 0 | 0 | 0 | 0 | 0 | 0 | 0 | 0 | 0 | 0 | 0 | 0 | 0 | 0 | 0 | 0 | 0 | 4674.9325
2025-03-14 | 7725.227 | 18.24 | 0 | 0 | 0 | 0 | 1 | 0 | 0 | 0 | 0 | 0 | 0 | 0 | 0 | 0 | 0 | 0 | 0 | 0 | 0 | 0 | 0 | 0 | 0 | 0 | 0 | 0 | 4551.7228
2025-03-14 | 8966.933 | 18.79 | 0 | 0 | 0 | 0 | 0 | 1 | 0 | 0 | 0 | 0 | 0 | 0 | 0 | 0 | 0 | 0 | 0 | 0 | 0 | 0 | 0 | 0 | 0 | 0 | 0 | 0 | 4585.1463
2025-03-14 | 10511.906 | 19.17 | 0 | 0 | 0 | 0 | 0 | 0 | 1 | 0 | 0 | 0 | 0 | 0 | 0 | 0 | 0 | 0 | 0 | 0 | 0 | 0 | 0 | 0 | 0 | 0 | 0 | 0 | 4773.0012
2025-03-14 | 11553.57 | 19.22 | 0 | 0 | 0 | 0 | 0 | 0 | 0 | 1 | 0 | 0 | 0 | 0 | 0 | 0 | 0 | 0 | 0 | 0 | 0 | 0 | 0 | 0 | 0 | 0 | 0 | 0 | 5108.2631
2025-03-14 | 11914.892 | 19.15 | 0 | 0 | 0 | 0 | 0 | 0 | 0 | 0 | 1 | 0 | 0 | 0 | 0 | 0 | 0 | 0 | 0 | 0 | 0 | 0 | 0 | 0 | 0 | 0 | 0 | 0 | 5506.4105
2025-03-14 | 12567.018 | 18.89 | 0 | 0 | 0 | 0 | 0 | 0 | 0 | 0 | 0 | 1 | 0 | 0 | 0 | 0 | 0 | 0 | 0 | 0 | 0 | 0 | 0 | 0 | 0 | 0 | 0 | 0 | 5861.8372
2025-03-14 | 13023.548 | 18.02 | 0 | 0 | 0 | 0 | 0 | 0 | 0 | 0 | 0 | 0 | 1 | 0 | 0 | 0 | 0 | 0 | 0 | 0 | 0 | 0 | 0 | 0 | 0 | 0 | 0 | 0 | 5978.4115
2025-03-14 | 13413.481 | 16.98 | 0 | 0 | 0 | 0 | 0 | 0 | 0 | 0 | 0 | 0 | 0 | 1 | 0 | 0 | 0 | 0 | 0 | 0 | 0 | 0 | 0 | 0 | 0 | 0 | 0 | 0 | 5917.1248
2025-03-14 | 14401.09 | 15.81 | 0 | 0 | 0 | 0 | 0 | 0 | 0 | 0 | 0 | 0 | 0 | 0 | 1 | 0 | 0 | 0 | 0 | 0 | 0 | 0 | 0 | 0 | 0 | 0 | 0 | 0 | 5795.7642
2025-03-14 | 15364.677 | 15.15 | 0 | 0 | 0 | 0 | 0 | 0 | 0 | 0 | 0 | 0 | 0 | 0 | 0 | 1 | 0 | 0 | 0 | 0 | 0 | 0 | 0 | 0 | 0 | 0 | 0 | 0 | 5723.0022
2025-03-14 | 15338.43 | 14.81 | 0 | 0 | 0 | 0 | 0 | 0 | 0 | 0 | 0 | 0 | 0 | 0 | 0 | 0 | 1 | 0 | 0 | 0 | 0 | 0 | 0 | 0 | 0 | 0 | 0 | 0 | 5583.9833
2025-03-14 | 14849.734 | 14.43 | 0 | 0 | 0 | 0 | 0 | 0 | 0 | 0 | 0 | 0 | 0 | 0 | 0 | 0 | 0 | 1 | 0 | 0 | 0 | 0 | 0 | 0 | 0 | 0 | 0 | 0 | 5479.8374
2025-03-14 | 14859.433 | 14.06 | 0 | 0 | 0 | 0 | 0 | 0 | 0 | 0 | 0 | 0 | 0 | 0 | 0 | 0 | 0 | 0 | 1 | 0 | 0 | 0 | 0 | 0 | 0 | 0 | 0 | 0 | 5525.426
2025-03-14 | 13963.348 | 14.42 | 0 | 0 | 0 | 0 | 0 | 0 | 0 | 0 | 0 | 0 | 0 | 0 | 0 | 0 | 0 | 0 | 0 | 1 | 0 | 0 | 0 | 0 | 0 | 0 | 0 | 0 | 5951.6974
2025-03-14 | 12678.677 | 14.75 | 0 | 0 | 0 | 0 | 0 | 0 | 0 | 0 | 0 | 0 | 0 | 0 | 0 | 0 | 0 | 0 | 0 | 0 | 1 | 0 | 0 | 0 | 0 | 0 | 0 | 0 | 6548.7167
2025-03-14 | 11232.983 | 15.04 | 0 | 0 | 0 | 0 | 0 | 0 | 0 | 0 | 0 | 0 | 0 | 0 | 0 | 0 | 0 | 0 | 0 | 0 | 0 | 1 | 0 | 0 | 0 | 0 | 0 | 0 | 6804.0712
2025-03-14 | 10254.278 | 15.64 | 0 | 0 | 0 | 0 | 0 | 0 | 0 | 0 | 0 | 0 | 0 | 0 | 0 | 0 | 0 | 0 | 0 | 0 | 0 | 0 | 1 | 0 | 0 | 0 | 0 | 0 | 6881.7794
2025-03-14 | 8650.134 | 16.25 | 0 | 0 | 0 | 0 | 0 | 0 | 0 | 0 | 0 | 0 | 0 | 0 | 0 | 0 | 0 | 0 | 0 | 0 | 0 | 0 | 0 | 1 | 0 | 0 | 0 | 0 | 6919.2515
2025-03-14 | 7435.088 | 16.27 | 0 | 0 | 0 | 0 | 0 | 0 | 0 | 0 | 0 | 0 | 0 | 0 | 0 | 0 | 0 | 0 | 0 | 0 | 0 | 0 | 0 | 0 | 1 | 0 | 0 | 0 | 6686.5446
2025-03-14 | 6666.008 | 16.37 | 0 | 0 | 0 | 0 | 0 | 0 | 0 | 0 | 0 | 0 | 0 | 0 | 0 | 0 | 0 | 0 | 0 | 0 | 0 | 0 | 0 | 0 | 0 | 1 | 0 | 0 | 6162.1075
2025-03-14 | 6243.97 | 16.87 | 0 | 0 | 0 | 0 | 0 | 0 | 0 | 0 | 0 | 0 | 0 | 0 | 0 | 0 | 0 | 0 | 0 | 0 | 0 | 0 | 0 | 0 | 0 | 0 | 1 | 0 | 5592.9109
2025-03-14 | 6026.28 | 17.16 | 0 | 0 | 0 | 0 | 0 | 0 | 0 | 0 | 0 | 0 | 0 | 0 | 0 | 0 | 0 | 0 | 0 | 0 | 0 | 0 | 0 | 0 | 0 | 0 | 0 | 1 | 5116.3525
2025-03-15 | 6184.231 | 17.51 | 0 | 1 | 1 | 0 | 0 | 0 | 0 | 0 | 0 | 0 | 0 | 0 | 0 | 0 | 0 | 0 | 0 | 0 | 0 | 0 | 0 | 0 | 0 | 0 | 0 | 0 | 5080.5727
2025-03-15 | 6798.074 | 17.73 | 0 | 1 | 0 | 1 | 0 | 0 | 0 | 0 | 0 | 0 | 0 | 0 | 0 | 0 | 0 | 0 | 0 | 0 | 0 | 0 | 0 | 0 | 0 | 0 | 0 | 0 | 4891.8052
2025-03-15 | 7675.456 | 17.62 | 0 | 1 | 0 | 0 | 1 | 0 | 0 | 0 | 0 | 0 | 0 | 0 | 0 | 0 | 0 | 0 | 0 | 0 | 0 | 0 | 0 | 0 | 0 | 0 | 0 | 0 | 4761.9953
2025-03-15 | 8687.96 | 18.11 | 0 | 1 | 0 | 0 | 0 | 1 | 0 | 0 | 0 | 0 | 0 | 0 | 0 | 0 | 0 | 0 | 0 | 0 | 0 | 0 | 0 | 0 | 0 | 0 | 0 | 0 | 4788.8187
2025-03-15 | 9534.939 | 18.5 | 0 | 1 | 0 | 0 | 0 | 0 | 1 | 0 | 0 | 0 | 0 | 0 | 0 | 0 | 0 | 0 | 0 | 0 | 0 | 0 | 0 | 0 | 0 | 0 | 0 | 0 | 4977.7735
2025-03-15 | 10217.883 | 18.57 | 0 | 1 | 0 | 0 | 0 | 0 | 0 | 1 | 0 | 0 | 0 | 0 | 0 | 0 | 0 | 0 | 0 | 0 | 0 | 0 | 0 | 0 | 0 | 0 | 0 | 0 | 5315.2355
2025-03-15 | 10683.721 | 18.5 | 0 | 1 | 0 | 0 | 0 | 0 | 0 | 0 | 1 | 0 | 0 | 0 | 0 | 0 | 0 | 0 | 0 | 0 | 0 | 0 | 0 | 0 | 0 | 0 | 0 | 0 | 5713.3829
2025-03-15 | 11271.795 | 18.27 | 0 | 1 | 0 | 0 | 0 | 0 | 0 | 0 | 0 | 1 | 0 | 0 | 0 | 0 | 0 | 0 | 0 | 0 | 0 | 0 | 0 | 0 | 0 | 0 | 0 | 0 | 6072.1097
2025-03-15 | 11430.714 | 17.54 | 0 | 1 | 0 | 0 | 0 | 0 | 0 | 0 | 0 | 0 | 1 | 0 | 0 | 0 | 0 | 0 | 0 | 0 | 0 | 0 | 0 | 0 | 0 | 0 | 0 | 0 | 6204.0844
2025-03-15 | 11814.49 | 16.75 | 0 | 1 | 0 | 0 | 0 | 0 | 0 | 0 | 0 | 0 | 0 | 1 | 0 | 0 | 0 | 0 | 0 | 0 | 0 | 0 | 0 | 0 | 0 | 0 | 0 | 0 | 6170.2986
2025-03-15 | 12597.355 | 16.33 | 0 | 1 | 0 | 0 | 0 | 0 | 0 | 0 | 0 | 0 | 0 | 0 | 1 | 0 | 0 | 0 | 0 | 0 | 0 | 0 | 0 | 0 | 0 | 0 | 0 | 0 | 6131.4403
2025-03-15 | 14002.542 | 15.48 | 0 | 1 | 0 | 0 | 0 | 0 | 0 | 0 | 0 | 0 | 0 | 0 | 0 | 1 | 0 | 0 | 0 | 0 | 0 | 0 | 0 | 0 | 0 | 0 | 0 | 0 | 6037.7777
2025-03-15 | 14955.927 | 14.9 | 0 | 1 | 0 | 0 | 0 | 0 | 0 | 0 | 0 | 0 | 0 | 0 | 0 | 0 | 1 | 0 | 0 | 0 | 0 | 0 | 0 | 0 | 0 | 0 | 0 | 0 | 5872.358
2025-03-15 | 14269.223 | 13.95 | 0 | 1 | 0 | 0 | 0 | 0 | 0 | 0 | 0 | 0 | 0 | 0 | 0 | 0 | 0 | 1 | 0 | 0 | 0 | 0 | 0 | 0 | 0 | 0 | 0 | 0 | 5705.5104
2025-03-15 | 13933.396 | 13.72 | 0 | 1 | 0 | 0 | 0 | 0 | 0 | 0 | 0 | 0 | 0 | 0 | 0 | 0 | 0 | 0 | 1 | 0 | 0 | 0 | 0 | 0 | 0 | 0 | 0 | 0 | 5766.4994
2025-03-15 | 13106.427 | 13.63 | 0 | 1 | 0 | 0 | 0 | 0 | 0 | 0 | 0 | 0 | 0 | 0 | 0 | 0 | 0 | 0 | 0 | 1 | 0 | 0 | 0 | 0 | 0 | 0 | 0 | 0 | 6143.2694
2025-03-15 | 12388.722 | 14.13 | 0 | 1 | 0 | 0 | 0 | 0 | 0 | 0 | 0 | 0 | 0 | 0 | 0 | 0 | 0 | 0 | 0 | 0 | 1 | 0 | 0 | 0 | 0 | 0 | 0 | 0 | 6758.9892
2025-03-15 | 11206.678 | 14.37 | 0 | 1 | 0 | 0 | 0 | 0 | 0 | 0 | 0 | 0 | 0 | 0 | 0 | 0 | 0 | 0 | 0 | 0 | 0 | 1 | 0 | 0 | 0 | 0 | 0 | 0 | 7008.8436
2025-03-15 | 9664.903 | 15.54 | 0 | 1 | 0 | 0 | 0 | 0 | 0 | 0 | 0 | 0 | 0 | 0 | 0 | 0 | 0 | 0 | 0 | 0 | 0 | 0 | 1 | 0 | 0 | 0 | 0 | 0 | 7149.2535
2025-03-15 | 8288.898 | 16.33 | 0 | 1 | 0 | 0 | 0 | 0 | 0 | 0 | 0 | 0 | 0 | 0 | 0 | 0 | 0 | 0 | 0 | 0 | 0 | 0 | 0 | 1 | 0 | 0 | 0 | 0 | 7206.5262
2025-03-15 | 7386.605 | 16.4 | 0 | 1 | 0 | 0 | 0 | 0 | 0 | 0 | 0 | 0 | 0 | 0 | 0 | 0 | 0 | 0 | 0 | 0 | 0 | 0 | 0 | 0 | 1 | 0 | 0 | 0 | 6979.3194
2025-03-15 | 6688.014 | 16.64 | 0 | 1 | 0 | 0 | 0 | 0 | 0 | 0 | 0 | 0 | 0 | 0 | 0 | 0 | 0 | 0 | 0 | 0 | 0 | 0 | 0 | 0 | 0 | 1 | 0 | 0 | 6470.2828
2025-03-15 | 6292.992 | 16.9 | 0 | 1 | 0 | 0 | 0 | 0 | 0 | 0 | 0 | 0 | 0 | 0 | 0 | 0 | 0 | 0 | 0 | 0 | 0 | 0 | 0 | 0 | 0 | 0 | 1 | 0 | 5874.6855
2025-03-15 | 6147.902 | 17.06 | 0 | 1 | 0 | 0 | 0 | 0 | 0 | 0 | 0 | 0 | 0 | 0 | 0 | 0 | 0 | 0 | 0 | 0 | 0 | 0 | 0 | 0 | 0 | 0 | 0 | 1 | 5383.8266
2025-03-16 | 6450.381 | 17.3 | 0 | 1 | 1 | 0 | 0 | 0 | 0 | 0 | 0 | 0 | 0 | 0 | 0 | 0 | 0 | 0 | 0 | 0 | 0 | 0 | 0 | 0 | 0 | 0 | 0 | 0 | 5057.4721
2025-03-16 | 7018.958 | 17.71 | 0 | 1 | 0 | 1 | 0 | 0 | 0 | 0 | 0 | 0 | 0 | 0 | 0 | 0 | 0 | 0 | 0 | 0 | 0 | 0 | 0 | 0 | 0 | 0 | 0 | 0 | 4889.6051
2025-03-16 | 7525.947 | 18.01 | 0 | 1 | 0 | 0 | 1 | 0 | 0 | 0 | 0 | 0 | 0 | 0 | 0 | 0 | 0 | 0 | 0 | 0 | 0 | 0 | 0 | 0 | 0 | 0 | 0 | 0 | 4804.8965
2025-03-16 | 8084.294 | 18.24 | 0 | 1 | 0 | 0 | 0 | 1 | 0 | 0 | 0 | 0 | 0 | 0 | 0 | 0 | 0 | 0 | 0 | 0 | 0 | 0 | 0 | 0 | 0 | 0 | 0 | 0 | 4803.1191
2025-03-16 | 8493.525 | 18.38 | 0 | 1 | 0 | 0 | 0 | 0 | 1 | 0 | 0 | 0 | 0 | 0 | 0 | 0 | 0 | 0 | 0 | 0 | 0 | 0 | 0 | 0 | 0 | 0 | 0 | 0 | 4964.5732
2025-03-16 | 9353.14 | 18.24 | 0 | 1 | 0 | 0 | 0 | 0 | 0 | 1 | 0 | 0 | 0 | 0 | 0 | 0 | 0 | 0 | 0 | 0 | 0 | 0 | 0 | 0 | 0 | 0 | 0 | 0 | 5278.9344
2025-03-16 | 10052.994 | 18.09 | 0 | 1 | 0 | 0 | 0 | 0 | 0 | 0 | 1 | 0 | 0 | 0 | 0 | 0 | 0 | 0 | 0 | 0 | 0 | 0 | 0 | 0 | 0 | 0 | 0 | 0 | 5668.2816
2025-03-16 | 10479.608 | 17.88 | 0 | 1 | 0 | 0 | 0 | 0 | 0 | 0 | 0 | 1 | 0 | 0 | 0 | 0 | 0 | 0 | 0 | 0 | 0 | 0 | 0 | 0 | 0 | 0 | 0 | 0 | 6029.2084
2025-03-16 | 10489.308 | 17.5 | 0 | 1 | 0 | 0 | 0 | 0 | 0 | 0 | 0 | 0 | 1 | 0 | 0 | 0 | 0 | 0 | 0 | 0 | 0 | 0 | 0 | 0 | 0 | 0 | 0 | 0 | 6199.6843
2025-03-16 | 10945.738 | 16.85 | 0 | 1 | 0 | 0 | 0 | 0 | 0 | 0 | 0 | 0 | 0 | 1 | 0 | 0 | 0 | 0 | 0 | 0 | 0 | 0 | 0 | 0 | 0 | 0 | 0 | 0 | 6181.2989
2025-03-16 | 11769.937 | 16.06 | 0 | 1 | 0 | 0 | 0 | 0 | 0 | 0 | 0 | 0 | 0 | 0 | 1 | 0 | 0 | 0 | 0 | 0 | 0 | 0 | 0 | 0 | 0 | 0 | 0 | 0 | 6101.7395
2025-03-16 | 12975.82 | 15.02 | 0 | 1 | 0 | 0 | 0 | 0 | 0 | 0 | 0 | 0 | 0 | 0 | 0 | 1 | 0 | 0 | 0 | 0 | 0 | 0 | 0 | 0 | 0 | 0 | 0 | 0 | 5987.1763
2025-03-16 | 14249.291 | 14.58 | 0 | 1 | 0 | 0 | 0 | 0 | 0 | 0 | 0 | 0 | 0 | 0 | 0 | 0 | 1 | 0 | 0 | 0 | 0 | 0 | 0 | 0 | 0 | 0 | 0 | 0 | 5837.157
2025-03-16 | 14493.372 | 13.77 | 0 | 1 | 0 | 0 | 0 | 0 | 0 | 0 | 0 | 0 | 0 | 0 | 0 | 0 | 0 | 1 | 0 | 0 | 0 | 0 | 0 | 0 | 0 | 0 | 0 | 0 | 5685.7098
2025-03-16 | 13960.505 | 13.26 | 0 | 1 | 0 | 0 | 0 | 0 | 0 | 0 | 0 | 0 | 0 | 0 | 0 | 0 | 0 | 0 | 1 | 0 | 0 | 0 | 0 | 0 | 0 | 0 | 0 | 0 | 5715.8979
2025-03-16 | 13104.354 | 12.81 | 0 | 1 | 0 | 0 | 0 | 0 | 0 | 0 | 0 | 0 | 0 | 0 | 0 | 0 | 0 | 0 | 0 | 1 | 0 | 0 | 0 | 0 | 0 | 0 | 0 | 0 | 6053.0668
2025-03-16 | 12137.463 | 13.08 | 0 | 1 | 0 | 0 | 0 | 0 | 0 | 0 | 0 | 0 | 0 | 0 | 0 | 0 | 0 | 0 | 0 | 0 | 1 | 0 | 0 | 0 | 0 | 0 | 0 | 0 | 6643.4859
2025-03-16 | 10784.865 | 13.66 | 0 | 1 | 0 | 0 | 0 | 0 | 0 | 0 | 0 | 0 | 0 | 0 | 0 | 0 | 0 | 0 | 0 | 0 | 0 | 1 | 0 | 0 | 0 | 0 | 0 | 0 | 6930.7413
2025-03-16 | 9190.398 | 14.21 | 0 | 1 | 0 | 0 | 0 | 0 | 0 | 0 | 0 | 0 | 0 | 0 | 0 | 0 | 0 | 0 | 0 | 0 | 0 | 0 | 1 | 0 | 0 | 0 | 0 | 0 | 7002.9493
2025-03-16 | 7703.647 | 15.15 | 0 | 1 | 0 | 0 | 0 | 0 | 0 | 0 | 0 | 0 | 0 | 0 | 0 | 0 | 0 | 0 | 0 | 0 | 0 | 0 | 0 | 1 | 0 | 0 | 0 | 0 | 7076.7225
2025-03-16 | 6724.42 | 15.81 | 0 | 1 | 0 | 0 | 0 | 0 | 0 | 0 | 0 | 0 | 0 | 0 | 0 | 0 | 0 | 0 | 0 | 0 | 0 | 0 | 0 | 0 | 1 | 0 | 0 | 0 | 6914.4176
2025-03-16 | 6168.801 | 16.29 | 0 | 1 | 0 | 0 | 0 | 0 | 0 | 0 | 0 | 0 | 0 | 0 | 0 | 0 | 0 | 0 | 0 | 0 | 0 | 0 | 0 | 0 | 0 | 1 | 0 | 0 | 6431.7817
2025-03-16 | 5764.621 | 16.73 | 0 | 1 | 0 | 0 | 0 | 0 | 0 | 0 | 0 | 0 | 0 | 0 | 0 | 0 | 0 | 0 | 0 | 0 | 0 | 0 | 0 | 0 | 0 | 0 | 1 | 0 | 5855.9849
2025-03-16 | 5657.384 | 17.02 | 0 | 1 | 0 | 0 | 0 | 0 | 0 | 0 | 0 | 0 | 0 | 0 | 0 | 0 | 0 | 0 | 0 | 0 | 0 | 0 | 0 | 0 | 0 | 0 | 0 | 1 | 5379.4265
2025-03-17 | 5821.631 | 17.49 | 0 | 0 | 1 | 0 | 0 | 0 | 0 | 0 | 0 | 0 | 0 | 0 | 0 | 0 | 0 | 0 | 0 | 0 | 0 | 0 | 0 | 0 | 0 | 0 | 0 | 0 | 4799.8982
2025-03-17 | 6428.867 | 17.62 | 0 | 0 | 0 | 1 | 0 | 0 | 0 | 0 | 0 | 0 | 0 | 0 | 0 | 0 | 0 | 0 | 0 | 0 | 0 | 0 | 0 | 0 | 0 | 0 | 0 | 0 | 4601.2304
2025-03-17 | 7078.768 | 17.73 | 0 | 0 | 0 | 0 | 1 | 0 | 0 | 0 | 0 | 0 | 0 | 0 | 0 | 0 | 0 | 0 | 0 | 0 | 0 | 0 | 0 | 0 | 0 | 0 | 0 | 0 | 4495.6212
2025-03-17 | 7921.025 | 17.85 | 0 | 0 | 0 | 0 | 0 | 1 | 0 | 0 | 0 | 0 | 0 | 0 | 0 | 0 | 0 | 0 | 0 | 0 | 0 | 0 | 0 | 0 | 0 | 0 | 0 | 0 | 4481.7434
2025-03-17 | 8466.474 | 17.97 | 0 | 0 | 0 | 0 | 0 | 0 | 1 | 0 | 0 | 0 | 0 | 0 | 0 | 0 | 0 | 0 | 0 | 0 | 0 | 0 | 0 | 0 | 0 | 0 | 0 | 0 | 4640.9974
2025-03-17 | 8829.905 | 18.42 | 0 | 0 | 0 | 0 | 0 | 0 | 0 | 1 | 0 | 0 | 0 | 0 | 0 | 0 | 0 | 0 | 0 | 0 | 0 | 0 | 0 | 0 | 0 | 0 | 0 | 0 | 5020.2606
2025-03-17 | 9130.633 | 18.25 | 0 | 0 | 0 | 0 | 0 | 0 | 0 | 0 | 1 | 0 | 0 | 0 | 0 | 0 | 0 | 0 | 0 | 0 | 0 | 0 | 0 | 0 | 0 | 0 | 0 | 0 | 5407.4077
2025-03-17 | 9497.463 | 18.13 | 0 | 0 | 0 | 0 | 0 | 0 | 0 | 0 | 0 | 1 | 0 | 0 | 0 | 0 | 0 | 0 | 0 | 0 | 0 | 0 | 0 | 0 | 0 | 0 | 0 | 0 | 5778.2348
2025-03-17 | 9794.216 | 17.17 | 0 | 0 | 0 | 0 | 0 | 0 | 0 | 0 | 0 | 0 | 1 | 0 | 0 | 0 | 0 | 0 | 0 | 0 | 0 | 0 | 0 | 0 | 0 | 0 | 0 | 0 | 5884.9088
2025-03-17 | 10036.632 | 15.75 | 0 | 0 | 0 | 0 | 0 | 0 | 0 | 0 | 0 | 0 | 0 | 1 | 0 | 0 | 0 | 0 | 0 | 0 | 0 | 0 | 0 | 0 | 0 | 0 | 0 | 0 | 5781.821
2025-03-17 | 10570.369 | 14.62 | 0 | 0 | 0 | 0 | 0 | 0 | 0 | 0 | 0 | 0 | 0 | 0 | 1 | 0 | 0 | 0 | 0 | 0 | 0 | 0 | 0 | 0 | 0 | 0 | 0 | 0 | 5664.8605
2025-03-17 | 11548.536 | 13.06 | 0 | 0 | 0 | 0 | 0 | 0 | 0 | 0 | 0 | 0 | 0 | 0 | 0 | 1 | 0 | 0 | 0 | 0 | 0 | 0 | 0 | 0 | 0 | 0 | 0 | 0 | 5493.0957
2025-03-17 | 12692.534 | 12.55 | 0 | 0 | 0 | 0 | 0 | 0 | 0 | 0 | 0 | 0 | 0 | 0 | 0 | 0 | 1 | 0 | 0 | 0 | 0 | 0 | 0 | 0 | 0 | 0 | 0 | 0 | 5335.3762
2025-03-17 | 12953.873 | 11.58 | 0 | 0 | 0 | 0 | 0 | 0 | 0 | 0 | 0 | 0 | 0 | 0 | 0 | 0 | 0 | 1 | 0 | 0 | 0 | 0 | 0 | 0 | 0 | 0 | 0 | 0 | 5166.3285
2025-03-17 | 12492.244 | 10.89 | 0 | 0 | 0 | 0 | 0 | 0 | 0 | 0 | 0 | 0 | 0 | 0 | 0 | 0 | 0 | 0 | 1 | 0 | 0 | 0 | 0 | 0 | 0 | 0 | 0 | 0 | 5176.7161
2025-03-17 | 11622.39 | 11.01 | 0 | 0 | 0 | 0 | 0 | 0 | 0 | 0 | 0 | 0 | 0 | 0 | 0 | 0 | 0 | 0 | 0 | 1 | 0 | 0 | 0 | 0 | 0 | 0 | 0 | 0 | 5576.5867
2025-03-17 | 11024.071 | 11.59 | 0 | 0 | 0 | 0 | 0 | 0 | 0 | 0 | 0 | 0 | 0 | 0 | 0 | 0 | 0 | 0 | 0 | 0 | 1 | 0 | 0 | 0 | 0 | 0 | 0 | 0 | 6201.1068
2025-03-17 | 10053.047 | 12.16 | 0 | 0 | 0 | 0 | 0 | 0 | 0 | 0 | 0 | 0 | 0 | 0 | 0 | 0 | 0 | 0 | 0 | 0 | 0 | 1 | 0 | 0 | 0 | 0 | 0 | 0 | 6487.2622
2025-03-17 | 8781.98 | 13.2 | 0 | 0 | 0 | 0 | 0 | 0 | 0 | 0 | 0 | 0 | 0 | 0 | 0 | 0 | 0 | 0 | 0 | 0 | 0 | 0 | 1 | 0 | 0 | 0 | 0 | 0 | 6613.3717
2025-03-17 | 7593.444 | 14.56 | 0 | 0 | 0 | 0 | 0 | 0 | 0 | 0 | 0 | 0 | 0 | 0 | 0 | 0 | 0 | 0 | 0 | 0 | 0 | 0 | 0 | 1 | 0 | 0 | 0 | 0 | 6733.3462
2025-03-17 | 6628.911 | 15.13 | 0 | 0 | 0 | 0 | 0 | 0 | 0 | 0 | 0 | 0 | 0 | 0 | 0 | 0 | 0 | 0 | 0 | 0 | 0 | 0 | 0 | 0 | 1 | 0 | 0 | 0 | 6561.141
2025-03-17 | 6029.363 | 15.69 | 0 | 0 | 0 | 0 | 0 | 0 | 0 | 0 | 0 | 0 | 0 | 0 | 0 | 0 | 0 | 0 | 0 | 0 | 0 | 0 | 0 | 0 | 0 | 1 | 0 | 0 | 6087.3054
2025-03-17 | 5669.942 | 15.91 | 0 | 0 | 0 | 0 | 0 | 0 | 0 | 0 | 0 | 0 | 0 | 0 | 0 | 0 | 0 | 0 | 0 | 0 | 0 | 0 | 0 | 0 | 0 | 0 | 1 | 0 | 5487.3079
2025-03-17 | 5565.776 | 16.48 | 0 | 0 | 0 | 0 | 0 | 0 | 0 | 0 | 0 | 0 | 0 | 0 | 0 | 0 | 0 | 0 | 0 | 0 | 0 | 0 | 0 | 0 | 0 | 0 | 0 | 1 | 5041.5504
2025-03-18 | 5582.96 | 16.87 | 0 | 0 | 1 | 0 | 0 | 0 | 0 | 0 | 0 | 0 | 0 | 0 | 0 | 0 | 0 | 0 | 0 | 0 | 0 | 0 | 0 | 0 | 0 | 0 | 0 | 0 | 4731.6963
2025-03-18 | 5982.617 | 17.13 | 0 | 0 | 0 | 1 | 0 | 0 | 0 | 0 | 0 | 0 | 0 | 0 | 0 | 0 | 0 | 0 | 0 | 0 | 0 | 0 | 0 | 0 | 0 | 0 | 0 | 0 | 4547.3289
2025-03-18 | 6733.891 | 17.31 | 0 | 0 | 0 | 0 | 1 | 0 | 0 | 0 | 0 | 0 | 0 | 0 | 0 | 0 | 0 | 0 | 0 | 0 | 0 | 0 | 0 | 0 | 0 | 0 | 0 | 0 | 4449.4199
2025-03-18 | 7847.251 | 17.69 | 0 | 0 | 0 | 0 | 0 | 1 | 0 | 0 | 0 | 0 | 0 | 0 | 0 | 0 | 0 | 0 | 0 | 0 | 0 | 0 | 0 | 0 | 0 | 0 | 0 | 0 | 4464.1429
2025-03-18 | 8939.754 | 17.98 | 0 | 0 | 0 | 0 | 0 | 0 | 1 | 0 | 0 | 0 | 0 | 0 | 0 | 0 | 0 | 0 | 0 | 0 | 0 | 0 | 0 | 0 | 0 | 0 | 0 | 0 | 4642.0975
2025-03-18 | 9872.465 | 17.97 | 0 | 0 | 0 | 0 | 0 | 0 | 0 | 1 | 0 | 0 | 0 | 0 | 0 | 0 | 0 | 0 | 0 | 0 | 0 | 0 | 0 | 0 | 0 | 0 | 0 | 0 | 4970.7592
2025-03-18 | 10655.532 | 17.89 | 0 | 0 | 0 | 0 | 0 | 0 | 0 | 0 | 1 | 0 | 0 | 0 | 0 | 0 | 0 | 0 | 0 | 0 | 0 | 0 | 0 | 0 | 0 | 0 | 0 | 0 | 5367.8065
2025-03-18 | 11224.435 | 17.7 | 0 | 0 | 0 | 0 | 0 | 0 | 0 | 0 | 0 | 1 | 0 | 0 | 0 | 0 | 0 | 0 | 0 | 0 | 0 | 0 | 0 | 0 | 0 | 0 | 0 | 0 | 5730.9334
2025-03-18 | 11593.681 | 16.65 | 0 | 0 | 0 | 0 | 0 | 0 | 0 | 0 | 0 | 0 | 1 | 0 | 0 | 0 | 0 | 0 | 0 | 0 | 0 | 0 | 0 | 0 | 0 | 0 | 0 | 0 | 5827.7072
2025-03-18 | 11917.129 | 15.78 | 0 | 0 | 0 | 0 | 0 | 0 | 0 | 0 | 0 | 0 | 0 | 1 | 0 | 0 | 0 | 0 | 0 | 0 | 0 | 0 | 0 | 0 | 0 | 0 | 0 | 0 | 5785.1211
2025-03-18 | 12614.271 | 14.94 | 0 | 0 | 0 | 0 | 0 | 0 | 0 | 0 | 0 | 0 | 0 | 0 | 1 | 0 | 0 | 0 | 0 | 0 | 0 | 0 | 0 | 0 | 0 | 0 | 0 | 0 | 5700.0615
2025-03-18 | 13816.873 | 14.02 | 0 | 0 | 0 | 0 | 0 | 0 | 0 | 0 | 0 | 0 | 0 | 0 | 0 | 1 | 0 | 0 | 0 | 0 | 0 | 0 | 0 | 0 | 0 | 0 | 0 | 0 | 5598.6987
2025-03-18 | 15006.998 | 13.34 | 0 | 0 | 0 | 0 | 0 | 0 | 0 | 0 | 0 | 0 | 0 | 0 | 0 | 0 | 1 | 0 | 0 | 0 | 0 | 0 | 0 | 0 | 0 | 0 | 0 | 0 | 5422.2787
2025-03-18 | 15175.21 | 12.61 | 0 | 0 | 0 | 0 | 0 | 0 | 0 | 0 | 0 | 0 | 0 | 0 | 0 | 0 | 0 | 1 | 0 | 0 | 0 | 0 | 0 | 0 | 0 | 0 | 0 | 0 | 5279.6317
2025-03-18 | 14710.235 | 12.55 | 0 | 0 | 0 | 0 | 0 | 0 | 0 | 0 | 0 | 0 | 0 | 0 | 0 | 0 | 0 | 0 | 1 | 0 | 0 | 0 | 0 | 0 | 0 | 0 | 0 | 0 | 5359.3213
2025-03-18 | 13827.19 | 12.93 | 0 | 0 | 0 | 0 | 0 | 0 | 0 | 0 | 0 | 0 | 0 | 0 | 0 | 0 | 0 | 0 | 0 | 1 | 0 | 0 | 0 | 0 | 0 | 0 | 0 | 0 | 5787.7927
2025-03-18 | 13130.234 | 12.89 | 0 | 0 | 0 | 0 | 0 | 0 | 0 | 0 | 0 | 0 | 0 | 0 | 0 | 0 | 0 | 0 | 0 | 0 | 1 | 0 | 0 | 0 | 0 | 0 | 0 | 0 | 6344.1109
2025-03-18 | 12221.479 | 13.96 | 0 | 0 | 0 | 0 | 0 | 0 | 0 | 0 | 0 | 0 | 0 | 0 | 0 | 0 | 0 | 0 | 0 | 0 | 0 | 1 | 0 | 0 | 0 | 0 | 0 | 0 | 6685.2678
2025-03-18 | 10915.414 | 14.94 | 0 | 0 | 0 | 0 | 0 | 0 | 0 | 0 | 0 | 0 | 0 | 0 | 0 | 0 | 0 | 0 | 0 | 0 | 0 | 0 | 1 | 0 | 0 | 0 | 0 | 0 | 6804.7772
2025-03-18 | 9445.933 | 15.89 | 0 | 0 | 0 | 0 | 0 | 0 | 0 | 0 | 0 | 0 | 0 | 0 | 0 | 0 | 0 | 0 | 0 | 0 | 0 | 0 | 0 | 1 | 0 | 0 | 0 | 0 | 6879.6503
2025-03-18 | 8345.249 | 16.38 | 0 | 0 | 0 | 0 | 0 | 0 | 0 | 0 | 0 | 0 | 0 | 0 | 0 | 0 | 0 | 0 | 0 | 0 | 0 | 0 | 0 | 0 | 1 | 0 | 0 | 0 | 6698.6449
2025-03-18 | 7547.983 | 16.98 | 0 | 0 | 0 | 0 | 0 | 0 | 0 | 0 | 0 | 0 | 0 | 0 | 0 | 0 | 0 | 0 | 0 | 0 | 0 | 0 | 0 | 0 | 0 | 1 | 0 | 0 | 6229.2094
2025-03-18 | 7044.904 | 17.25 | 0 | 0 | 0 | 0 | 0 | 0 | 0 | 0 | 0 | 0 | 0 | 0 | 0 | 0 | 0 | 0 | 0 | 0 | 0 | 0 | 0 | 0 | 0 | 0 | 1 | 0 | 5634.7121
2025-03-18 | 6667.425 | 17.63 | 0 | 0 | 0 | 0 | 0 | 0 | 0 | 0 | 0 | 0 | 0 | 0 | 0 | 0 | 0 | 0 | 0 | 0 | 0 | 0 | 0 | 0 | 0 | 0 | 0 | 1 | 5168.054
2025-03-19 | 6532.833 | 17.96 | 0 | 0 | 1 | 0 | 0 | 0 | 0 | 0 | 0 | 0 | 0 | 0 | 0 | 0 | 0 | 0 | 0 | 0 | 0 | 0 | 0 | 0 | 0 | 0 | 0 | 0 | 4851.5997
2025-03-19 | 6946.878 | 18.3 | 0 | 0 | 0 | 1 | 0 | 0 | 0 | 0 | 0 | 0 | 0 | 0 | 0 | 0 | 0 | 0 | 0 | 0 | 0 | 0 | 0 | 0 | 0 | 0 | 0 | 0 | 4676.0326
2025-03-19 | 7979.276 | 18.68 | 0 | 0 | 0 | 0 | 1 | 0 | 0 | 0 | 0 | 0 | 0 | 0 | 0 | 0 | 0 | 0 | 0 | 0 | 0 | 0 | 0 | 0 | 0 | 0 | 0 | 0 | 4600.1242
2025-03-19 | 9505.629 | 19.1 | 0 | 0 | 0 | 0 | 0 | 1 | 0 | 0 | 0 | 0 | 0 | 0 | 0 | 0 | 0 | 0 | 0 | 0 | 0 | 0 | 0 | 0 | 0 | 0 | 0 | 0 | 4619.2473
2025-03-19 | 11759.947 | 19.3 | 0 | 0 | 0 | 0 | 0 | 0 | 1 | 0 | 0 | 0 | 0 | 0 | 0 | 0 | 0 | 0 | 0 | 0 | 0 | 0 | 0 | 0 | 0 | 0 | 0 | 0 | 4787.3016
2025-03-19 | 13589.709 | 19.6 | 0 | 0 | 0 | 0 | 0 | 0 | 0 | 1 | 0 | 0 | 0 | 0 | 0 | 0 | 0 | 0 | 0 | 0 | 0 | 0 | 0 | 0 | 0 | 0 | 0 | 0 | 5150.0643
2025-03-19 | 14762.195 | 19.64 | 0 | 0 | 0 | 0 | 0 | 0 | 0 | 0 | 1 | 0 | 0 | 0 | 0 | 0 | 0 | 0 | 0 | 0 | 0 | 0 | 0 | 0 | 0 | 0 | 0 | 0 | 5560.312
2025-03-19 | 15747.782 | 19.46 | 0 | 0 | 0 | 0 | 0 | 0 | 0 | 0 | 0 | 1 | 0 | 0 | 0 | 0 | 0 | 0 | 0 | 0 | 0 | 0 | 0 | 0 | 0 | 0 | 0 | 0 | 5924.539
2025-03-19 | 16372.304 | 18.54 | 0 | 0 | 0 | 0 | 0 | 0 | 0 | 0 | 0 | 0 | 1 | 0 | 0 | 0 | 0 | 0 | 0 | 0 | 0 | 0 | 0 | 0 | 0 | 0 | 0 | 0 | 6035.6131
2025-03-19 | 16930.032 | 17.22 | 0 | 0 | 0 | 0 | 0 | 0 | 0 | 0 | 0 | 0 | 0 | 1 | 0 | 0 | 0 | 0 | 0 | 0 | 0 | 0 | 0 | 0 | 0 | 0 | 0 | 0 | 5943.5256
2025-03-19 | 17738.626 | 16.31 | 0 | 0 | 0 | 0 | 0 | 0 | 0 | 0 | 0 | 0 | 0 | 0 | 1 | 0 | 0 | 0 | 0 | 0 | 0 | 0 | 0 | 0 | 0 | 0 | 0 | 0 | 5850.7658
2025-03-19 | 18719.815 | 15.01 | 0 | 0 | 0 | 0 | 0 | 0 | 0 | 0 | 0 | 0 | 0 | 0 | 0 | 1 | 0 | 0 | 0 | 0 | 0 | 0 | 0 | 0 | 0 | 0 | 0 | 0 | 5707.6018
2025-03-19 | 19564.598 | 14.24 | 0 | 0 | 0 | 0 | 0 | 0 | 0 | 0 | 0 | 0 | 0 | 0 | 0 | 0 | 1 | 0 | 0 | 0 | 0 | 0 | 0 | 0 | 0 | 0 | 0 | 0 | 5521.2815
2025-03-19 | 19496.09 | 13.67 | 0 | 0 | 0 | 0 | 0 | 0 | 0 | 0 | 0 | 0 | 0 | 0 | 0 | 0 | 0 | 1 | 0 | 0 | 0 | 0 | 0 | 0 | 0 | 0 | 0 | 0 | 5396.2351
2025-03-19 | 18672.387 | 13.5 | 0.01 | 0 | 0 | 0 | 0 | 0 | 0 | 0 | 0 | 0 | 0 | 0 | 0 | 0 | 0 | 0 | 1 | 0 | 0 | 0 | 0 | 0 | 0 | 0 | 0 | 0 | 5467.4956
2025-03-19 | 17450.438 | 13.32 | 0.16 | 0 | 0 | 0 | 0 | 0 | 0 | 0 | 0 | 0 | 0 | 0 | 0 | 0 | 0 | 0 | 0 | 1 | 0 | 0 | 0 | 0 | 0 | 0 | 0 | 0 | 5889.4359
2025-03-19 | 16411.67 | 13.3 | 0.31 | 0 | 0 | 0 | 0 | 0 | 0 | 0 | 0 | 0 | 0 | 0 | 0 | 0 | 0 | 0 | 0 | 0 | 1 | 0 | 0 | 0 | 0 | 0 | 0 | 0 | 6503.0246
2025-03-19 | 14657.824 | 13.63 | 0.09 | 0 | 0 | 0 | 0 | 0 | 0 | 0 | 0 | 0 | 0 | 0 | 0 | 0 | 0 | 0 | 0 | 0 | 0 | 1 | 0 | 0 | 0 | 0 | 0 | 0 | 6682.0091
2025-03-19 | 12503.432 | 14.22 | 0 | 0 | 0 | 0 | 0 | 0 | 0 | 0 | 0 | 0 | 0 | 0 | 0 | 0 | 0 | 0 | 0 | 0 | 0 | 0 | 1 | 0 | 0 | 0 | 0 | 0 | 6725.5749
2025-03-19 | 10569.417 | 15.23 | 0 | 0 | 0 | 0 | 0 | 0 | 0 | 0 | 0 | 0 | 0 | 0 | 0 | 0 | 0 | 0 | 0 | 0 | 0 | 0 | 0 | 1 | 0 | 0 | 0 | 0 | 6807.0483
2025-03-19 | 9275.818 | 15.2 | 0 | 0 | 0 | 0 | 0 | 0 | 0 | 0 | 0 | 0 | 0 | 0 | 0 | 0 | 0 | 0 | 0 | 0 | 0 | 0 | 0 | 0 | 1 | 0 | 0 | 0 | 6568.8412
2025-03-19 | 8554.202 | 15.52 | 0 | 0 | 0 | 0 | 0 | 0 | 0 | 0 | 0 | 0 | 0 | 0 | 0 | 0 | 0 | 0 | 0 | 0 | 0 | 0 | 0 | 0 | 0 | 1 | 0 | 0 | 6068.6048
2025-03-19 | 8194.837 | 16.07 | 0 | 0 | 0 | 0 | 0 | 0 | 0 | 0 | 0 | 0 | 0 | 0 | 0 | 0 | 0 | 0 | 0 | 0 | 0 | 0 | 0 | 0 | 0 | 0 | 1 | 0 | 5504.9084
2025-03-19 | 7922.765 | 16.63 | 0 | 0 | 0 | 0 | 0 | 0 | 0 | 0 | 0 | 0 | 0 | 0 | 0 | 0 | 0 | 0 | 0 | 0 | 0 | 0 | 0 | 0 | 0 | 0 | 0 | 1 | 5058.0508
2025-03-20 | 8113.314 | 17 | 0 | 0 | 1 | 0 | 0 | 0 | 0 | 0 | 0 | 0 | 0 | 0 | 0 | 0 | 0 | 0 | 0 | 0 | 0 | 0 | 0 | 0 | 0 | 0 | 0 | 0 | 4745.9967
2025-03-20 | 8605.462 | 17.3 | 0 | 0 | 0 | 1 | 0 | 0 | 0 | 0 | 0 | 0 | 0 | 0 | 0 | 0 | 0 | 0 | 0 | 0 | 0 | 0 | 0 | 0 | 0 | 0 | 0 | 0 | 4566.0294
2025-03-20 | 9084.701 | 17.38 | 0 | 0 | 0 | 0 | 1 | 0 | 0 | 0 | 0 | 0 | 0 | 0 | 0 | 0 | 0 | 0 | 0 | 0 | 0 | 0 | 0 | 0 | 0 | 0 | 0 | 0 | 4457.1201
2025-03-20 | 10730.612 | 17.4 | 0 | 0 | 0 | 0 | 0 | 1 | 0 | 0 | 0 | 0 | 0 | 0 | 0 | 0 | 0 | 0 | 0 | 0 | 0 | 0 | 0 | 0 | 0 | 0 | 0 | 0 | 4432.242
2025-03-20 | 11604.706 | 16.64 | 0 | 0 | 0 | 0 | 0 | 0 | 1 | 0 | 0 | 0 | 0 | 0 | 0 | 0 | 0 | 0 | 0 | 0 | 0 | 0 | 0 | 0 | 0 | 0 | 0 | 0 | 4494.6933
2025-03-20 | 12593.056 | 16.17 | 0 | 0 | 0 | 0 | 0 | 0 | 0 | 1 | 0 | 0 | 0 | 0 | 0 | 0 | 0 | 0 | 0 | 0 | 0 | 0 | 0 | 0 | 0 | 0 | 0 | 0 | 4772.7535
2025-03-20 | 13577.733 | 16.4 | 0 | 0 | 0 | 0 | 0 | 0 | 0 | 0 | 1 | 0 | 0 | 0 | 0 | 0 | 0 | 0 | 0 | 0 | 0 | 0 | 0 | 0 | 0 | 0 | 0 | 0 | 5203.9019
2025-03-20 | 14444.263 | 15.96 | 0 | 0 | 0 | 0 | 0 | 0 | 0 | 0 | 0 | 1 | 0 | 0 | 0 | 0 | 0 | 0 | 0 | 0 | 0 | 0 | 0 | 0 | 0 | 0 | 0 | 0 | 5539.528
2025-03-20 | 14751.739 | 15.11 | 0 | 0 | 0 | 0 | 0 | 0 | 0 | 0 | 0 | 0 | 1 | 0 | 0 | 0 | 0 | 0 | 0 | 0 | 0 | 0 | 0 | 0 | 0 | 0 | 0 | 0 | 5658.3024
2025-03-20 | 14705.055 | 14.02 | 0 | 0 | 0 | 0 | 0 | 0 | 0 | 0 | 0 | 0 | 0 | 1 | 0 | 0 | 0 | 0 | 0 | 0 | 0 | 0 | 0 | 0 | 0 | 0 | 0 | 0 | 5591.5156
2025-03-20 | 14801.117 | 12.61 | 0 | 0 | 0 | 0 | 0 | 0 | 0 | 0 | 0 | 0 | 0 | 0 | 1 | 0 | 0 | 0 | 0 | 0 | 0 | 0 | 0 | 0 | 0 | 0 | 0 | 0 | 5443.7542
2025-03-20 | 16524.101 | 12.41 | 0 | 0 | 0 | 0 | 0 | 0 | 0 | 0 | 0 | 0 | 0 | 0 | 0 | 1 | 0 | 0 | 0 | 0 | 0 | 0 | 0 | 0 | 0 | 0 | 0 | 0 | 5421.5936
2025-03-20 | 17667.919 | 11.83 | 0 | 0 | 0 | 0 | 0 | 0 | 0 | 0 | 0 | 0 | 0 | 0 | 0 | 0 | 1 | 0 | 0 | 0 | 0 | 0 | 0 | 0 | 0 | 0 | 0 | 0 | 5256.1739
2025-03-20 | 17024.103 | 11.2 | 0 | 0 | 0 | 0 | 0 | 0 | 0 | 0 | 0 | 0 | 0 | 0 | 0 | 0 | 0 | 1 | 0 | 0 | 0 | 0 | 0 | 0 | 0 | 0 | 0 | 0 | 5124.5273
2025-03-20 | 16497.968 | 10.99 | 0 | 0 | 0 | 0 | 0 | 0 | 0 | 0 | 0 | 0 | 0 | 0 | 0 | 0 | 0 | 0 | 1 | 0 | 0 | 0 | 0 | 0 | 0 | 0 | 0 | 0 | 5187.7164
2025-03-20 | 15727.588 | 11.56 | 0 | 0 | 0 | 0 | 0 | 0 | 0 | 0 | 0 | 0 | 0 | 0 | 0 | 0 | 0 | 0 | 0 | 1 | 0 | 0 | 0 | 0 | 0 | 0 | 0 | 0 | 5637.0884
2025-03-20 | 14839.182 | 11.77 | 0 | 0 | 0 | 0 | 0 | 0 | 0 | 0 | 0 | 0 | 0 | 0 | 0 | 0 | 0 | 0 | 0 | 0 | 1 | 0 | 0 | 0 | 0 | 0 | 0 | 0 | 6220.9074
2025-03-20 | 13322.349 | 12.87 | 0 | 0 | 0 | 0 | 0 | 0 | 0 | 0 | 0 | 0 | 0 | 0 | 0 | 0 | 0 | 0 | 0 | 0 | 0 | 1 | 0 | 0 | 0 | 0 | 0 | 0 | 6565.3644
2025-03-20 | 11349.513 | 14.12 | 0 | 0 | 0 | 0 | 0 | 0 | 0 | 0 | 0 | 0 | 0 | 0 | 0 | 0 | 0 | 0 | 0 | 0 | 0 | 0 | 1 | 0 | 0 | 0 | 0 | 0 | 6714.5746
2025-03-20 | 9791.452 | 15.11 | 0 | 0 | 0 | 0 | 0 | 0 | 0 | 0 | 0 | 0 | 0 | 0 | 0 | 0 | 0 | 0 | 0 | 0 | 0 | 0 | 0 | 1 | 0 | 0 | 0 | 0 | 6793.8479
2025-03-20 | 8590.58 | 15.72 | 0 | 0 | 0 | 0 | 0 | 0 | 0 | 0 | 0 | 0 | 0 | 0 | 0 | 0 | 0 | 0 | 0 | 0 | 0 | 0 | 0 | 0 | 1 | 0 | 0 | 0 | 6626.0428
2025-03-20 | 7813.898 | 16.31 | 0 | 0 | 0 | 0 | 0 | 0 | 0 | 0 | 0 | 0 | 0 | 0 | 0 | 0 | 0 | 0 | 0 | 0 | 0 | 0 | 0 | 0 | 0 | 1 | 0 | 0 | 6155.5073
2025-03-20 | 7295.831 | 16.57 | 0 | 0 | 0 | 0 | 0 | 0 | 0 | 0 | 0 | 0 | 0 | 0 | 0 | 0 | 0 | 0 | 0 | 0 | 0 | 0 | 0 | 0 | 0 | 0 | 1 | 0 | 5559.91
2025-03-20 | 7049.015 | 17.08 | 0 | 0 | 0 | 0 | 0 | 0 | 0 | 0 | 0 | 0 | 0 | 0 | 0 | 0 | 0 | 0 | 0 | 0 | 0 | 0 | 0 | 0 | 0 | 0 | 0 | 1 | 5107.5522
2025-03-21 | 7225.875 | 17.32 | 0 | 0 | 1 | 0 | 0 | 0 | 0 | 0 | 0 | 0 | 0 | 0 | 0 | 0 | 0 | 0 | 0 | 0 | 0 | 0 | 0 | 0 | 0 | 0 | 0 | 0 | 4781.1977
2025-03-21 | 7676.559 | 17.8 | 0 | 0 | 0 | 1 | 0 | 0 | 0 | 0 | 0 | 0 | 0 | 0 | 0 | 0 | 0 | 0 | 0 | 0 | 0 | 0 | 0 | 0 | 0 | 0 | 0 | 0 | 4621.031
2025-03-21 | 8276.506 | 18.23 | 0 | 0 | 0 | 0 | 1 | 0 | 0 | 0 | 0 | 0 | 0 | 0 | 0 | 0 | 0 | 0 | 0 | 0 | 0 | 0 | 0 | 0 | 0 | 0 | 0 | 0 | 4550.6228
2025-03-21 | 9408.33 | 18.72 | 0 | 0 | 0 | 0 | 0 | 1 | 0 | 0 | 0 | 0 | 0 | 0 | 0 | 0 | 0 | 0 | 0 | 0 | 0 | 0 | 0 | 0 | 0 | 0 | 0 | 0 | 4577.4461
2025-03-21 | 9682.452 | 18.76 | 0 | 0 | 0 | 0 | 0 | 0 | 1 | 0 | 0 | 0 | 0 | 0 | 0 | 0 | 0 | 0 | 0 | 0 | 0 | 0 | 0 | 0 | 0 | 0 | 0 | 0 | 4727.8999
2025-03-21 | 9757.426 | 19.35 | 0 | 0 | 0 | 0 | 0 | 0 | 0 | 1 | 0 | 0 | 0 | 0 | 0 | 0 | 0 | 0 | 0 | 0 | 0 | 0 | 0 | 0 | 0 | 0 | 0 | 0 | 5122.5635
2025-03-21 | 10106.377 | 19.21 | 0 | 0 | 0 | 0 | 0 | 0 | 0 | 0 | 1 | 0 | 0 | 0 | 0 | 0 | 0 | 0 | 0 | 0 | 0 | 0 | 0 | 0 | 0 | 0 | 0 | 0 | 5513.0107
2025-03-21 | 10681.163 | 19.07 | 0 | 0 | 0 | 0 | 0 | 0 | 0 | 0 | 0 | 1 | 0 | 0 | 0 | 0 | 0 | 0 | 0 | 0 | 0 | 0 | 0 | 0 | 0 | 0 | 0 | 0 | 5881.6377
2025-03-21 | 11247.351 | 17.41 | 0 | 0 | 0 | 0 | 0 | 0 | 0 | 0 | 0 | 0 | 1 | 0 | 0 | 0 | 0 | 0 | 0 | 0 | 0 | 0 | 0 | 0 | 0 | 0 | 0 | 0 | 5911.3096
2025-03-21 | 11622.158 | 16.04 | 0 | 0 | 0 | 0 | 0 | 0 | 0 | 0 | 0 | 0 | 0 | 1 | 0 | 0 | 0 | 0 | 0 | 0 | 0 | 0 | 0 | 0 | 0 | 0 | 0 | 0 | 5813.7219
2025-03-21 | 12492.475 | 14.67 | 0 | 0 | 0 | 0 | 0 | 0 | 0 | 0 | 0 | 0 | 0 | 0 | 1 | 0 | 0 | 0 | 0 | 0 | 0 | 0 | 0 | 0 | 0 | 0 | 0 | 0 | 5670.3607
2025-03-21 | 13582.707 | 13.06 | 0 | 0 | 0 | 0 | 0 | 0 | 0 | 0 | 0 | 0 | 0 | 0 | 0 | 1 | 0 | 0 | 0 | 0 | 0 | 0 | 0 | 0 | 0 | 0 | 0 | 0 | 5493.0957
2025-03-21 | 14791.918 | 12.51 | 0 | 0 | 0 | 0 | 0 | 0 | 0 | 0 | 0 | 0 | 0 | 0 | 0 | 0 | 1 | 0 | 0 | 0 | 0 | 0 | 0 | 0 | 0 | 0 | 0 | 0 | 5330.9761
2025-03-21 | 14892.987 | 11.96 | 0 | 0 | 0 | 0 | 0 | 0 | 0 | 0 | 0 | 0 | 0 | 0 | 0 | 0 | 0 | 1 | 0 | 0 | 0 | 0 | 0 | 0 | 0 | 0 | 0 | 0 | 5208.1297
2025-03-21 | 14448.784 | 11.17 | 0 | 0 | 0 | 0 | 0 | 0 | 0 | 0 | 0 | 0 | 0 | 0 | 0 | 0 | 0 | 0 | 1 | 0 | 0 | 0 | 0 | 0 | 0 | 0 | 0 | 0 | 5207.5169
2025-03-21 | 13752.024 | 11.37 | 0 | 0 | 0 | 0 | 0 | 0 | 0 | 0 | 0 | 0 | 0 | 0 | 0 | 0 | 0 | 0 | 0 | 1 | 0 | 0 | 0 | 0 | 0 | 0 | 0 | 0 | 5616.1879
2025-03-21 | 12948.229 | 11.79 | 0 | 0 | 0 | 0 | 0 | 0 | 0 | 0 | 0 | 0 | 0 | 0 | 0 | 0 | 0 | 0 | 0 | 0 | 1 | 0 | 0 | 0 | 0 | 0 | 0 | 0 | 6223.1074
2025-03-21 | 11719.919 | 12.63 | 0 | 0 | 0 | 0 | 0 | 0 | 0 | 0 | 0 | 0 | 0 | 0 | 0 | 0 | 0 | 0 | 0 | 0 | 0 | 1 | 0 | 0 | 0 | 0 | 0 | 0 | 6538.9637
2025-03-21 | 10053.738 | 14.08 | 0 | 0 | 0 | 0 | 0 | 0 | 0 | 0 | 0 | 0 | 0 | 0 | 0 | 0 | 0 | 0 | 0 | 0 | 0 | 0 | 1 | 0 | 0 | 0 | 0 | 0 | 6710.1745
2025-03-21 | 8619.476 | 15.54 | 0 | 0 | 0 | 0 | 0 | 0 | 0 | 0 | 0 | 0 | 0 | 0 | 0 | 0 | 0 | 0 | 0 | 0 | 0 | 0 | 0 | 1 | 0 | 0 | 0 | 0 | 6841.1492
2025-03-21 | 7528.367 | 16.11 | 0 | 0 | 0 | 0 | 0 | 0 | 0 | 0 | 0 | 0 | 0 | 0 | 0 | 0 | 0 | 0 | 0 | 0 | 0 | 0 | 0 | 0 | 1 | 0 | 0 | 0 | 6668.9441
2025-03-21 | 6815.658 | 16.86 | 0 | 0 | 0 | 0 | 0 | 0 | 0 | 0 | 0 | 0 | 0 | 0 | 0 | 0 | 0 | 0 | 0 | 0 | 0 | 0 | 0 | 0 | 0 | 1 | 0 | 0 | 6216.009
2025-03-21 | 6423.462 | 17.45 | 0 | 0 | 0 | 0 | 0 | 0 | 0 | 0 | 0 | 0 | 0 | 0 | 0 | 0 | 0 | 0 | 0 | 0 | 0 | 0 | 0 | 0 | 0 | 0 | 1 | 0 | 5656.7127
2025-03-21 | 6209.873 | 17.9 | 0 | 0 | 0 | 0 | 0 | 0 | 0 | 0 | 0 | 0 | 0 | 0 | 0 | 0 | 0 | 0 | 0 | 0 | 0 | 0 | 0 | 0 | 0 | 0 | 0 | 1 | 5197.7548
2025-03-22 | 6432.5 | 18.44 | 0 | 1 | 1 | 0 | 0 | 0 | 0 | 0 | 0 | 0 | 0 | 0 | 0 | 0 | 0 | 0 | 0 | 0 | 0 | 0 | 0 | 0 | 0 | 0 | 0 | 0 | 5182.8756
2025-03-22 | 7094.357 | 18.8 | 0 | 1 | 0 | 1 | 0 | 0 | 0 | 0 | 0 | 0 | 0 | 0 | 0 | 0 | 0 | 0 | 0 | 0 | 0 | 0 | 0 | 0 | 0 | 0 | 0 | 0 | 5009.5086
2025-03-22 | 7739.914 | 19.25 | 0 | 1 | 0 | 0 | 1 | 0 | 0 | 0 | 0 | 0 | 0 | 0 | 0 | 0 | 0 | 0 | 0 | 0 | 0 | 0 | 0 | 0 | 0 | 0 | 0 | 0 | 4941.3004
2025-03-22 | 8276.402 | 19.82 | 0 | 1 | 0 | 0 | 0 | 1 | 0 | 0 | 0 | 0 | 0 | 0 | 0 | 0 | 0 | 0 | 0 | 0 | 0 | 0 | 0 | 0 | 0 | 0 | 0 | 0 | 4976.924
2025-03-22 | 8561.375 | 19.99 | 0 | 1 | 0 | 0 | 0 | 0 | 1 | 0 | 0 | 0 | 0 | 0 | 0 | 0 | 0 | 0 | 0 | 0 | 0 | 0 | 0 | 0 | 0 | 0 | 0 | 0 | 5141.6782
2025-03-22 | 8878.955 | 19.9 | 0 | 1 | 0 | 0 | 0 | 0 | 0 | 1 | 0 | 0 | 0 | 0 | 0 | 0 | 0 | 0 | 0 | 0 | 0 | 0 | 0 | 0 | 0 | 0 | 0 | 0 | 5461.5396
2025-03-22 | 10083.144 | 19.88 | 0 | 1 | 0 | 0 | 0 | 0 | 0 | 0 | 1 | 0 | 0 | 0 | 0 | 0 | 0 | 0 | 0 | 0 | 0 | 0 | 0 | 0 | 0 | 0 | 0 | 0 | 5865.1872
2025-03-22 | 11379.508 | 19.4 | 0 | 1 | 0 | 0 | 0 | 0 | 0 | 0 | 0 | 1 | 0 | 0 | 0 | 0 | 0 | 0 | 0 | 0 | 0 | 0 | 0 | 0 | 0 | 0 | 0 | 0 | 6196.4132
2025-03-22 | 12012.248 | 18.29 | 0 | 1 | 0 | 0 | 0 | 0 | 0 | 0 | 0 | 0 | 1 | 0 | 0 | 0 | 0 | 0 | 0 | 0 | 0 | 0 | 0 | 0 | 0 | 0 | 0 | 0 | 6286.5868
2025-03-22 | 12068.319 | 17.41 | 0 | 1 | 0 | 0 | 0 | 0 | 0 | 0 | 0 | 0 | 0 | 1 | 0 | 0 | 0 | 0 | 0 | 0 | 0 | 0 | 0 | 0 | 0 | 0 | 0 | 0 | 6242.9006
2025-03-22 | 11926.575 | 16.78 | 0 | 1 | 0 | 0 | 0 | 0 | 0 | 0 | 0 | 0 | 0 | 0 | 1 | 0 | 0 | 0 | 0 | 0 | 0 | 0 | 0 | 0 | 0 | 0 | 0 | 0 | 6180.9417
2025-03-22 | 12964.558 | 15.98 | 0 | 1 | 0 | 0 | 0 | 0 | 0 | 0 | 0 | 0 | 0 | 0 | 0 | 1 | 0 | 0 | 0 | 0 | 0 | 0 | 0 | 0 | 0 | 0 | 0 | 0 | 6092.7793
2025-03-22 | 14544.959 | 15.32 | 0 | 1 | 0 | 0 | 0 | 0 | 0 | 0 | 0 | 0 | 0 | 0 | 0 | 0 | 1 | 0 | 0 | 0 | 0 | 0 | 0 | 0 | 0 | 0 | 0 | 0 | 5918.5593
2025-03-22 | 14790.559 | 15.37 | 0 | 1 | 0 | 0 | 0 | 0 | 0 | 0 | 0 | 0 | 0 | 0 | 0 | 0 | 0 | 1 | 0 | 0 | 0 | 0 | 0 | 0 | 0 | 0 | 0 | 0 | 5861.7148
2025-03-22 | 13952.799 | 15.03 | 0 | 1 | 0 | 0 | 0 | 0 | 0 | 0 | 0 | 0 | 0 | 0 | 0 | 0 | 0 | 0 | 1 | 0 | 0 | 0 | 0 | 0 | 0 | 0 | 0 | 0 | 5910.6035
2025-03-22 | 13411.902 | 15.14 | 0 | 1 | 0 | 0 | 0 | 0 | 0 | 0 | 0 | 0 | 0 | 0 | 0 | 0 | 0 | 0 | 0 | 1 | 0 | 0 | 0 | 0 | 0 | 0 | 0 | 0 | 6309.3741
2025-03-22 | 12910.677 | 15.43 | 0 | 1 | 0 | 0 | 0 | 0 | 0 | 0 | 0 | 0 | 0 | 0 | 0 | 0 | 0 | 0 | 0 | 0 | 1 | 0 | 0 | 0 | 0 | 0 | 0 | 0 | 6901.9933
2025-03-22 | 11642.224 | 15.95 | 0 | 1 | 0 | 0 | 0 | 0 | 0 | 0 | 0 | 0 | 0 | 0 | 0 | 0 | 0 | 0 | 0 | 0 | 0 | 1 | 0 | 0 | 0 | 0 | 0 | 0 | 7182.6485
2025-03-22 | 10022.681 | 16.74 | 0 | 1 | 0 | 0 | 0 | 0 | 0 | 0 | 0 | 0 | 0 | 0 | 0 | 0 | 0 | 0 | 0 | 0 | 0 | 0 | 1 | 0 | 0 | 0 | 0 | 0 | 7281.2573
2025-03-22 | 8583.571 | 17.4 | 0 | 1 | 0 | 0 | 0 | 0 | 0 | 0 | 0 | 0 | 0 | 0 | 0 | 0 | 0 | 0 | 0 | 0 | 0 | 0 | 0 | 1 | 0 | 0 | 0 | 0 | 7324.2295
2025-03-22 | 7553.078 | 17.58 | 0 | 1 | 0 | 0 | 0 | 0 | 0 | 0 | 0 | 0 | 0 | 0 | 0 | 0 | 0 | 0 | 0 | 0 | 0 | 0 | 0 | 0 | 1 | 0 | 0 | 0 | 7109.1231
2025-03-22 | 6888.041 | 17.77 | 0 | 1 | 0 | 0 | 0 | 0 | 0 | 0 | 0 | 0 | 0 | 0 | 0 | 0 | 0 | 0 | 0 | 0 | 0 | 0 | 0 | 0 | 0 | 1 | 0 | 0 | 6594.5863
2025-03-22 | 6450.11 | 18.25 | 0 | 1 | 0 | 0 | 0 | 0 | 0 | 0 | 0 | 0 | 0 | 0 | 0 | 0 | 0 | 0 | 0 | 0 | 0 | 0 | 0 | 0 | 0 | 0 | 1 | 0 | 6023.1897
2025-03-22 | 6232.911 | 18.33 | 0 | 1 | 0 | 0 | 0 | 0 | 0 | 0 | 0 | 0 | 0 | 0 | 0 | 0 | 0 | 0 | 0 | 0 | 0 | 0 | 0 | 0 | 0 | 0 | 0 | 1 | 5523.5306
2025-03-23 | 6441.051 | 18.47 | 0 | 1 | 1 | 0 | 0 | 0 | 0 | 0 | 0 | 0 | 0 | 0 | 0 | 0 | 0 | 0 | 0 | 0 | 0 | 0 | 0 | 0 | 0 | 0 | 0 | 0 | 5186.1757
2025-03-23 | 7038.764 | 18.63 | 0 | 1 | 0 | 1 | 0 | 0 | 0 | 0 | 0 | 0 | 0 | 0 | 0 | 0 | 0 | 0 | 0 | 0 | 0 | 0 | 0 | 0 | 0 | 0 | 0 | 0 | 4990.808
2025-03-23 | 7974.649 | 19.04 | 0 | 1 | 0 | 0 | 1 | 0 | 0 | 0 | 0 | 0 | 0 | 0 | 0 | 0 | 0 | 0 | 0 | 0 | 0 | 0 | 0 | 0 | 0 | 0 | 0 | 0 | 4918.1998
2025-03-23 | 9040.677 | 19.4 | 0 | 1 | 0 | 0 | 0 | 1 | 0 | 0 | 0 | 0 | 0 | 0 | 0 | 0 | 0 | 0 | 0 | 0 | 0 | 0 | 0 | 0 | 0 | 0 | 0 | 0 | 4930.7227
2025-03-23 | 9955.735 | 19.71 | 0 | 1 | 0 | 0 | 0 | 0 | 1 | 0 | 0 | 0 | 0 | 0 | 0 | 0 | 0 | 0 | 0 | 0 | 0 | 0 | 0 | 0 | 0 | 0 | 0 | 0 | 5110.8773
2025-03-23 | 11167.65 | 19.55 | 0 | 1 | 0 | 0 | 0 | 0 | 0 | 1 | 0 | 0 | 0 | 0 | 0 | 0 | 0 | 0 | 0 | 0 | 0 | 0 | 0 | 0 | 0 | 0 | 0 | 0 | 5423.0386
2025-03-23 | 11823.66 | 19.7 | 0 | 1 | 0 | 0 | 0 | 0 | 0 | 0 | 1 | 0 | 0 | 0 | 0 | 0 | 0 | 0 | 0 | 0 | 0 | 0 | 0 | 0 | 0 | 0 | 0 | 0 | 5845.3866
2025-03-23 | 12591.046 | 19.64 | 0 | 1 | 0 | 0 | 0 | 0 | 0 | 0 | 0 | 1 | 0 | 0 | 0 | 0 | 0 | 0 | 0 | 0 | 0 | 0 | 0 | 0 | 0 | 0 | 0 | 0 | 6222.814
2025-03-23 | 12827.876 | 18.27 | 0 | 1 | 0 | 0 | 0 | 0 | 0 | 0 | 0 | 0 | 1 | 0 | 0 | 0 | 0 | 0 | 0 | 0 | 0 | 0 | 0 | 0 | 0 | 0 | 0 | 0 | 6284.3867
2025-03-23 | 13154.796 | 17.17 | 0 | 1 | 0 | 0 | 0 | 0 | 0 | 0 | 0 | 0 | 0 | 1 | 0 | 0 | 0 | 0 | 0 | 0 | 0 | 0 | 0 | 0 | 0 | 0 | 0 | 0 | 6216.4999
2025-03-23 | 13432.753 | 16.19 | 0 | 1 | 0 | 0 | 0 | 0 | 0 | 0 | 0 | 0 | 0 | 0 | 1 | 0 | 0 | 0 | 0 | 0 | 0 | 0 | 0 | 0 | 0 | 0 | 0 | 0 | 6116.0399
2025-03-23 | 13866.281 | 15.31 | 0 | 1 | 0 | 0 | 0 | 0 | 0 | 0 | 0 | 0 | 0 | 0 | 0 | 1 | 0 | 0 | 0 | 0 | 0 | 0 | 0 | 0 | 0 | 0 | 0 | 0 | 6019.0772
2025-03-23 | 15672.089 | 14.7 | 0 | 1 | 0 | 0 | 0 | 0 | 0 | 0 | 0 | 0 | 0 | 0 | 0 | 0 | 1 | 0 | 0 | 0 | 0 | 0 | 0 | 0 | 0 | 0 | 0 | 0 | 5850.3574
2025-03-23 | 15772.141 | 14.4 | 0 | 1 | 0 | 0 | 0 | 0 | 0 | 0 | 0 | 0 | 0 | 0 | 0 | 0 | 0 | 1 | 0 | 0 | 0 | 0 | 0 | 0 | 0 | 0 | 0 | 0 | 5755.0118
2025-03-23 | 15347.121 | 14 | 0 | 1 | 0 | 0 | 0 | 0 | 0 | 0 | 0 | 0 | 0 | 0 | 0 | 0 | 0 | 0 | 1 | 0 | 0 | 0 | 0 | 0 | 0 | 0 | 0 | 0 | 5797.3003
2025-03-23 | 14951.024 | 13.97 | 0 | 1 | 0 | 0 | 0 | 0 | 0 | 0 | 0 | 0 | 0 | 0 | 0 | 0 | 0 | 0 | 0 | 1 | 0 | 0 | 0 | 0 | 0 | 0 | 0 | 0 | 6180.6704
2025-03-23 | 14265.437 | 14.33 | 0 | 1 | 0 | 0 | 0 | 0 | 0 | 0 | 0 | 0 | 0 | 0 | 0 | 0 | 0 | 0 | 0 | 0 | 1 | 0 | 0 | 0 | 0 | 0 | 0 | 0 | 6780.9898
2025-03-23 | 12796.613 | 15.03 | 0 | 1 | 0 | 0 | 0 | 0 | 0 | 0 | 0 | 0 | 0 | 0 | 0 | 0 | 0 | 0 | 0 | 0 | 0 | 1 | 0 | 0 | 0 | 0 | 0 | 0 | 7081.4456
2025-03-23 | 10893.182 | 15.6 | 0 | 1 | 0 | 0 | 0 | 0 | 0 | 0 | 0 | 0 | 0 | 0 | 0 | 0 | 0 | 0 | 0 | 0 | 0 | 0 | 1 | 0 | 0 | 0 | 0 | 0 | 7155.8537
2025-03-23 | 9241.723 | 16.43 | 0 | 1 | 0 | 0 | 0 | 0 | 0 | 0 | 0 | 0 | 0 | 0 | 0 | 0 | 0 | 0 | 0 | 0 | 0 | 0 | 0 | 1 | 0 | 0 | 0 | 0 | 7217.5265
2025-03-23 | 8099.845 | 16.63 | 0 | 1 | 0 | 0 | 0 | 0 | 0 | 0 | 0 | 0 | 0 | 0 | 0 | 0 | 0 | 0 | 0 | 0 | 0 | 0 | 0 | 0 | 1 | 0 | 0 | 0 | 7004.6201
2025-03-23 | 7468.99 | 16.96 | 0 | 1 | 0 | 0 | 0 | 0 | 0 | 0 | 0 | 0 | 0 | 0 | 0 | 0 | 0 | 0 | 0 | 0 | 0 | 0 | 0 | 0 | 0 | 1 | 0 | 0 | 6505.4838
2025-03-23 | 7038.445 | 17.13 | 0 | 1 | 0 | 0 | 0 | 0 | 0 | 0 | 0 | 0 | 0 | 0 | 0 | 0 | 0 | 0 | 0 | 0 | 0 | 0 | 0 | 0 | 0 | 0 | 1 | 0 | 5899.9862
2025-03-23 | 6833.606 | 17.08 | 0 | 1 | 0 | 0 | 0 | 0 | 0 | 0 | 0 | 0 | 0 | 0 | 0 | 0 | 0 | 0 | 0 | 0 | 0 | 0 | 0 | 0 | 0 | 0 | 0 | 1 | 5386.0267
2025-03-24 | 6907.4 | 17.49 | 0 | 0 | 1 | 0 | 0 | 0 | 0 | 0 | 0 | 0 | 0 | 0 | 0 | 0 | 0 | 0 | 0 | 0 | 0 | 0 | 0 | 0 | 0 | 0 | 0 | 0 | 4799.8982
2025-03-24 | 7521.493 | 17.47 | 0 | 0 | 0 | 1 | 0 | 0 | 0 | 0 | 0 | 0 | 0 | 0 | 0 | 0 | 0 | 0 | 0 | 0 | 0 | 0 | 0 | 0 | 0 | 0 | 0 | 0 | 4584.73
2025-03-24 | 8284.816 | 17.55 | 0 | 0 | 0 | 0 | 1 | 0 | 0 | 0 | 0 | 0 | 0 | 0 | 0 | 0 | 0 | 0 | 0 | 0 | 0 | 0 | 0 | 0 | 0 | 0 | 0 | 0 | 4475.8207
2025-03-24 | 9179.858 | 17.5 | 0 | 0 | 0 | 0 | 0 | 1 | 0 | 0 | 0 | 0 | 0 | 0 | 0 | 0 | 0 | 0 | 0 | 0 | 0 | 0 | 0 | 0 | 0 | 0 | 0 | 0 | 4443.2423
2025-03-24 | 10228.589 | 17.58 | 0 | 0 | 0 | 0 | 0 | 0 | 1 | 0 | 0 | 0 | 0 | 0 | 0 | 0 | 0 | 0 | 0 | 0 | 0 | 0 | 0 | 0 | 0 | 0 | 0 | 0 | 4598.0962
2025-03-24 | 11713.5 | 17.78 | 0 | 0 | 0 | 0 | 0 | 0 | 0 | 1 | 0 | 0 | 0 | 0 | 0 | 0 | 0 | 0 | 0 | 0 | 0 | 0 | 0 | 0 | 0 | 0 | 0 | 0 | 4949.8586
2025-03-24 | 12700.372 | 17.45 | 0 | 0 | 0 | 0 | 0 | 0 | 0 | 0 | 1 | 0 | 0 | 0 | 0 | 0 | 0 | 0 | 0 | 0 | 0 | 0 | 0 | 0 | 0 | 0 | 0 | 0 | 5319.4052
2025-03-24 | 13291.45 | 17.02 | 0 | 0 | 0 | 0 | 0 | 0 | 0 | 0 | 0 | 1 | 0 | 0 | 0 | 0 | 0 | 0 | 0 | 0 | 0 | 0 | 0 | 0 | 0 | 0 | 0 | 0 | 5656.1313
2025-03-24 | 13572.395 | 16.12 | 0 | 0 | 0 | 0 | 0 | 0 | 0 | 0 | 0 | 0 | 1 | 0 | 0 | 0 | 0 | 0 | 0 | 0 | 0 | 0 | 0 | 0 | 0 | 0 | 0 | 0 | 5769.4055
2025-03-24 | 14351.575 | 15.29 | 0 | 0 | 0 | 0 | 0 | 0 | 0 | 0 | 0 | 0 | 0 | 1 | 0 | 0 | 0 | 0 | 0 | 0 | 0 | 0 | 0 | 0 | 0 | 0 | 0 | 0 | 5731.2195
2025-03-24 | 15170.497 | 14.47 | 0 | 0 | 0 | 0 | 0 | 0 | 0 | 0 | 0 | 0 | 0 | 0 | 1 | 0 | 0 | 0 | 0 | 0 | 0 | 0 | 0 | 0 | 0 | 0 | 0 | 0 | 5648.36
2025-03-24 | 16064.707 | 13.54 | 0 | 0 | 0 | 0 | 0 | 0 | 0 | 0 | 0 | 0 | 0 | 0 | 0 | 1 | 0 | 0 | 0 | 0 | 0 | 0 | 0 | 0 | 0 | 0 | 0 | 0 | 5545.8972
2025-03-24 | 16881.99 | 12.87 | 0 | 0 | 0 | 0 | 0 | 0 | 0 | 0 | 0 | 0 | 0 | 0 | 0 | 0 | 1 | 0 | 0 | 0 | 0 | 0 | 0 | 0 | 0 | 0 | 0 | 0 | 5370.5772
2025-03-24 | 16847.924 | 12.07 | 0 | 0 | 0 | 0 | 0 | 0 | 0 | 0 | 0 | 0 | 0 | 0 | 0 | 0 | 0 | 1 | 0 | 0 | 0 | 0 | 0 | 0 | 0 | 0 | 0 | 0 | 5220.23
2025-03-24 | 16571.953 | 11.86 | 0 | 0 | 0 | 0 | 0 | 0 | 0 | 0 | 0 | 0 | 0 | 0 | 0 | 0 | 0 | 0 | 1 | 0 | 0 | 0 | 0 | 0 | 0 | 0 | 0 | 0 | 5283.4191
2025-03-24 | 15818.323 | 11.43 | 0 | 0 | 0 | 0 | 0 | 0 | 0 | 0 | 0 | 0 | 0 | 0 | 0 | 0 | 0 | 0 | 0 | 1 | 0 | 0 | 0 | 0 | 0 | 0 | 0 | 0 | 5622.788
2025-03-24 | 15101.219 | 11.73 | 0 | 0 | 0 | 0 | 0 | 0 | 0 | 0 | 0 | 0 | 0 | 0 | 0 | 0 | 0 | 0 | 0 | 0 | 1 | 0 | 0 | 0 | 0 | 0 | 0 | 0 | 6216.5072
2025-03-24 | 13850.582 | 12.21 | 0 | 0 | 0 | 0 | 0 | 0 | 0 | 0 | 0 | 0 | 0 | 0 | 0 | 0 | 0 | 0 | 0 | 0 | 0 | 1 | 0 | 0 | 0 | 0 | 0 | 0 | 6492.7624
2025-03-24 | 12047.673 | 13.48 | 0 | 0 | 0 | 0 | 0 | 0 | 0 | 0 | 0 | 0 | 0 | 0 | 0 | 0 | 0 | 0 | 0 | 0 | 0 | 0 | 1 | 0 | 0 | 0 | 0 | 0 | 6644.1726
2025-03-24 | 10436.496 | 14.65 | 0 | 0 | 0 | 0 | 0 | 0 | 0 | 0 | 0 | 0 | 0 | 0 | 0 | 0 | 0 | 0 | 0 | 0 | 0 | 0 | 0 | 1 | 0 | 0 | 0 | 0 | 6743.2465
2025-03-24 | 9208.722 | 15.23 | 0 | 0 | 0 | 0 | 0 | 0 | 0 | 0 | 0 | 0 | 0 | 0 | 0 | 0 | 0 | 0 | 0 | 0 | 0 | 0 | 0 | 0 | 1 | 0 | 0 | 0 | 6572.1413
2025-03-24 | 8354.211 | 15.68 | 0 | 0 | 0 | 0 | 0 | 0 | 0 | 0 | 0 | 0 | 0 | 0 | 0 | 0 | 0 | 0 | 0 | 0 | 0 | 0 | 0 | 0 | 0 | 1 | 0 | 0 | 6086.2053
2025-03-24 | 7733.178 | 15.96 | 0 | 0 | 0 | 0 | 0 | 0 | 0 | 0 | 0 | 0 | 0 | 0 | 0 | 0 | 0 | 0 | 0 | 0 | 0 | 0 | 0 | 0 | 0 | 0 | 1 | 0 | 5492.8081
2025-03-24 | 7348.302 | 16.46 | 0 | 0 | 0 | 0 | 0 | 0 | 0 | 0 | 0 | 0 | 0 | 0 | 0 | 0 | 0 | 0 | 0 | 0 | 0 | 0 | 0 | 0 | 0 | 0 | 0 | 1 | 5039.3503
2025-03-25 | 7244.885 | 16.69 | 0 | 0 | 1 | 0 | 0 | 0 | 0 | 0 | 0 | 0 | 0 | 0 | 0 | 0 | 0 | 0 | 0 | 0 | 0 | 0 | 0 | 0 | 0 | 0 | 0 | 0 | 4711.8957
2025-03-25 | 7578.715 | 16.64 | 0 | 0 | 0 | 1 | 0 | 0 | 0 | 0 | 0 | 0 | 0 | 0 | 0 | 0 | 0 | 0 | 0 | 0 | 0 | 0 | 0 | 0 | 0 | 0 | 0 | 0 | 4493.4274
2025-03-25 | 8557.628 | 16.64 | 0 | 0 | 0 | 0 | 1 | 0 | 0 | 0 | 0 | 0 | 0 | 0 | 0 | 0 | 0 | 0 | 0 | 0 | 0 | 0 | 0 | 0 | 0 | 0 | 0 | 0 | 4375.7178
2025-03-25 | 10220.738 | 16.69 | 0 | 0 | 0 | 0 | 0 | 1 | 0 | 0 | 0 | 0 | 0 | 0 | 0 | 0 | 0 | 0 | 0 | 0 | 0 | 0 | 0 | 0 | 0 | 0 | 0 | 0 | 4354.1398
2025-03-25 | 11873.814 | 16.9 | 0 | 0 | 0 | 0 | 0 | 0 | 1 | 0 | 0 | 0 | 0 | 0 | 0 | 0 | 0 | 0 | 0 | 0 | 0 | 0 | 0 | 0 | 0 | 0 | 0 | 0 | 4523.2941
2025-03-25 | 13672.177 | 16.93 | 0 | 0 | 0 | 0 | 0 | 0 | 0 | 1 | 0 | 0 | 0 | 0 | 0 | 0 | 0 | 0 | 0 | 0 | 0 | 0 | 0 | 0 | 0 | 0 | 0 | 0 | 4856.3559
2025-03-25 | 14978.56 | 16.99 | 0 | 0 | 0 | 0 | 0 | 0 | 0 | 0 | 1 | 0 | 0 | 0 | 0 | 0 | 0 | 0 | 0 | 0 | 0 | 0 | 0 | 0 | 0 | 0 | 0 | 0 | 5268.8037
2025-03-25 | 15856.435 | 16.89 | 0 | 0 | 0 | 0 | 0 | 0 | 0 | 0 | 0 | 1 | 0 | 0 | 0 | 0 | 0 | 0 | 0 | 0 | 0 | 0 | 0 | 0 | 0 | 0 | 0 | 0 | 5641.8309
2025-03-25 | 15994.142 | 16.46 | 0 | 0 | 0 | 0 | 0 | 0 | 0 | 0 | 0 | 0 | 1 | 0 | 0 | 0 | 0 | 0 | 0 | 0 | 0 | 0 | 0 | 0 | 0 | 0 | 0 | 0 | 5806.8066
2025-03-25 | 16311.597 | 15.58 | 0 | 0 | 0 | 0 | 0 | 0 | 0 | 0 | 0 | 0 | 0 | 1 | 0 | 0 | 0 | 0 | 0 | 0 | 0 | 0 | 0 | 0 | 0 | 0 | 0 | 0 | 5763.1205
2025-03-25 | 16834.026 | 14.58 | 0 | 0 | 0 | 0 | 0 | 0 | 0 | 0 | 0 | 0 | 0 | 0 | 1 | 0 | 0 | 0 | 0 | 0 | 0 | 0 | 0 | 0 | 0 | 0 | 0 | 0 | 5660.4604
2025-03-25 | 17480.484 | 13.79 | 0 | 0 | 0 | 0 | 0 | 0 | 0 | 0 | 0 | 0 | 0 | 0 | 0 | 1 | 0 | 0 | 0 | 0 | 0 | 0 | 0 | 0 | 0 | 0 | 0 | 0 | 5573.398
2025-03-25 | 18105.571 | 13.07 | 0 | 0 | 0 | 0 | 0 | 0 | 0 | 0 | 0 | 0 | 0 | 0 | 0 | 0 | 1 | 0 | 0 | 0 | 0 | 0 | 0 | 0 | 0 | 0 | 0 | 0 | 5392.5778
2025-03-25 | 18086.026 | 12.78 | 0.15 | 0 | 0 | 0 | 0 | 0 | 0 | 0 | 0 | 0 | 0 | 0 | 0 | 0 | 0 | 1 | 0 | 0 | 0 | 0 | 0 | 0 | 0 | 0 | 0 | 0 | 5353.4028
2025-03-25 | 17535.629 | 12.25 | 0.27 | 0 | 0 | 0 | 0 | 0 | 0 | 0 | 0 | 0 | 0 | 0 | 0 | 0 | 0 | 0 | 1 | 0 | 0 | 0 | 0 | 0 | 0 | 0 | 0 | 0 | 5425.4473
2025-03-25 | 16513.39 | 11.99 | 0.28 | 0 | 0 | 0 | 0 | 0 | 0 | 0 | 0 | 0 | 0 | 0 | 0 | 0 | 0 | 0 | 0 | 1 | 0 | 0 | 0 | 0 | 0 | 0 | 0 | 0 | 5787.1881
2025-03-25 | 15725.417 | 12.3 | 0 | 0 | 0 | 0 | 0 | 0 | 0 | 0 | 0 | 0 | 0 | 0 | 0 | 0 | 0 | 0 | 0 | 0 | 1 | 0 | 0 | 0 | 0 | 0 | 0 | 0 | 6279.209
2025-03-25 | 14601.256 | 12.53 | 0 | 0 | 0 | 0 | 0 | 0 | 0 | 0 | 0 | 0 | 0 | 0 | 0 | 0 | 0 | 0 | 0 | 0 | 0 | 1 | 0 | 0 | 0 | 0 | 0 | 0 | 6527.9634
2025-03-25 | 13096.758 | 13.08 | 0 | 0 | 0 | 0 | 0 | 0 | 0 | 0 | 0 | 0 | 0 | 0 | 0 | 0 | 0 | 0 | 0 | 0 | 0 | 0 | 1 | 0 | 0 | 0 | 0 | 0 | 6600.1713
2025-03-25 | 11697.163 | 13.96 | 0 | 0 | 0 | 0 | 0 | 0 | 0 | 0 | 0 | 0 | 0 | 0 | 0 | 0 | 0 | 0 | 0 | 0 | 0 | 0 | 0 | 1 | 0 | 0 | 0 | 0 | 6667.3443
2025-03-25 | 10446.519 | 14.38 | 0 | 0 | 0 | 0 | 0 | 0 | 0 | 0 | 0 | 0 | 0 | 0 | 0 | 0 | 0 | 0 | 0 | 0 | 0 | 0 | 0 | 0 | 1 | 0 | 0 | 0 | 6478.6386
2025-03-25 | 9479.868 | 14.98 | 0 | 0 | 0 | 0 | 0 | 0 | 0 | 0 | 0 | 0 | 0 | 0 | 0 | 0 | 0 | 0 | 0 | 0 | 0 | 0 | 0 | 0 | 0 | 1 | 0 | 0 | 6009.2031
2025-03-25 | 8863.757 | 15.55 | 0 | 0 | 0 | 0 | 0 | 0 | 0 | 0 | 0 | 0 | 0 | 0 | 0 | 0 | 0 | 0 | 0 | 0 | 0 | 0 | 0 | 0 | 0 | 0 | 1 | 0 | 5447.7068
2025-03-25 | 8387.589 | 15.86 | 0 | 0 | 0 | 0 | 0 | 0 | 0 | 0 | 0 | 0 | 0 | 0 | 0 | 0 | 0 | 0 | 0 | 0 | 0 | 0 | 0 | 0 | 0 | 0 | 0 | 1 | 4973.3484
2025-03-26 | 8173.91 | 16.4 | 0 | 0 | 1 | 0 | 0 | 0 | 0 | 0 | 0 | 0 | 0 | 0 | 0 | 0 | 0 | 0 | 0 | 0 | 0 | 0 | 0 | 0 | 0 | 0 | 0 | 0 | 4679.9948
2025-03-26 | 8675.706 | 16.45 | 0 | 0 | 0 | 1 | 0 | 0 | 0 | 0 | 0 | 0 | 0 | 0 | 0 | 0 | 0 | 0 | 0 | 0 | 0 | 0 | 0 | 0 | 0 | 0 | 0 | 0 | 4472.5268
2025-03-26 | 9743.089 | 16.67 | 0 | 0 | 0 | 0 | 1 | 0 | 0 | 0 | 0 | 0 | 0 | 0 | 0 | 0 | 0 | 0 | 0 | 0 | 0 | 0 | 0 | 0 | 0 | 0 | 0 | 0 | 4379.0179
2025-03-26 | 11011.202 | 16.73 | 0 | 0 | 0 | 0 | 0 | 1 | 0 | 0 | 0 | 0 | 0 | 0 | 0 | 0 | 0 | 0 | 0 | 0 | 0 | 0 | 0 | 0 | 0 | 0 | 0 | 0 | 4358.5399
2025-03-26 | 13476.619 | 16.67 | 0 | 0 | 0 | 0 | 0 | 0 | 1 | 0 | 0 | 0 | 0 | 0 | 0 | 0 | 0 | 0 | 0 | 0 | 0 | 0 | 0 | 0 | 0 | 0 | 0 | 0 | 4497.9934
2025-03-26 | 14953.102 | 16.48 | 0 | 0 | 0 | 0 | 0 | 0 | 0 | 1 | 0 | 0 | 0 | 0 | 0 | 0 | 0 | 0 | 0 | 0 | 0 | 0 | 0 | 0 | 0 | 0 | 0 | 0 | 4806.8545
2025-03-26 | 14734.711 | 16.18 | 0 | 0 | 0 | 0 | 0 | 0 | 0 | 0 | 1 | 0 | 0 | 0 | 0 | 0 | 0 | 0 | 0 | 0 | 0 | 0 | 0 | 0 | 0 | 0 | 0 | 0 | 5179.7012
2025-03-26 | 13683.479 | 15.9 | 0 | 0 | 0 | 0 | 0 | 0 | 0 | 0 | 0 | 1 | 0 | 0 | 0 | 0 | 0 | 0 | 0 | 0 | 0 | 0 | 0 | 0 | 0 | 0 | 0 | 0 | 5532.9278
2025-03-26 | 13391.75 | 15.04 | 0 | 0 | 0 | 0 | 0 | 0 | 0 | 0 | 0 | 0 | 1 | 0 | 0 | 0 | 0 | 0 | 0 | 0 | 0 | 0 | 0 | 0 | 0 | 0 | 0 | 0 | 5650.6022
2025-03-26 | 16483.819 | 14.28 | 0 | 0 | 0 | 0 | 0 | 0 | 0 | 0 | 0 | 0 | 0 | 1 | 0 | 0 | 0 | 0 | 0 | 0 | 0 | 0 | 0 | 0 | 0 | 0 | 0 | 0 | 5620.1164
2025-03-26 | 16939.148 | 13.64 | 0 | 0 | 0 | 0 | 0 | 0 | 0 | 0 | 0 | 0 | 0 | 0 | 1 | 0 | 0 | 0 | 0 | 0 | 0 | 0 | 0 | 0 | 0 | 0 | 0 | 0 | 5557.0574
2025-03-26 | 17995.793 | 13.18 | 0 | 0 | 0 | 0 | 0 | 0 | 0 | 0 | 0 | 0 | 0 | 0 | 0 | 1 | 0 | 0 | 0 | 0 | 0 | 0 | 0 | 0 | 0 | 0 | 0 | 0 | 5506.296
2025-03-26 | 19154.161 | 12.26 | 0 | 0 | 0 | 0 | 0 | 0 | 0 | 0 | 0 | 0 | 0 | 0 | 0 | 0 | 1 | 0 | 0 | 0 | 0 | 0 | 0 | 0 | 0 | 0 | 0 | 0 | 5303.4753
2025-03-26 | 18886.075 | 11.96 | 0 | 0 | 0 | 0 | 0 | 0 | 0 | 0 | 0 | 0 | 0 | 0 | 0 | 0 | 0 | 1 | 0 | 0 | 0 | 0 | 0 | 0 | 0 | 0 | 0 | 0 | 5208.1297
2025-03-26 | 17960.351 | 11.21 | 0 | 0 | 0 | 0 | 0 | 0 | 0 | 0 | 0 | 0 | 0 | 0 | 0 | 0 | 0 | 0 | 1 | 0 | 0 | 0 | 0 | 0 | 0 | 0 | 0 | 0 | 5211.9171
2025-03-26 | 17159.728 | 11.27 | 0 | 0 | 0 | 0 | 0 | 0 | 0 | 0 | 0 | 0 | 0 | 0 | 0 | 0 | 0 | 0 | 0 | 1 | 0 | 0 | 0 | 0 | 0 | 0 | 0 | 0 | 5605.1875
2025-03-26 | 16295.676 | 11.62 | 0 | 0 | 0 | 0 | 0 | 0 | 0 | 0 | 0 | 0 | 0 | 0 | 0 | 0 | 0 | 0 | 0 | 0 | 1 | 0 | 0 | 0 | 0 | 0 | 0 | 0 | 6204.4069
2025-03-26 | 14666.179 | 12.43 | 0 | 0 | 0 | 0 | 0 | 0 | 0 | 0 | 0 | 0 | 0 | 0 | 0 | 0 | 0 | 0 | 0 | 0 | 0 | 1 | 0 | 0 | 0 | 0 | 0 | 0 | 6516.9631
2025-03-26 | 12643.268 | 13.25 | 0 | 0 | 0 | 0 | 0 | 0 | 0 | 0 | 0 | 0 | 0 | 0 | 0 | 0 | 0 | 0 | 0 | 0 | 0 | 0 | 1 | 0 | 0 | 0 | 0 | 0 | 6618.8719
2025-03-26 | 10542.161 | 14.34 | 0 | 0 | 0 | 0 | 0 | 0 | 0 | 0 | 0 | 0 | 0 | 0 | 0 | 0 | 0 | 0 | 0 | 0 | 0 | 0 | 0 | 1 | 0 | 0 | 0 | 0 | 6709.1455
2025-03-26 | 9163.264 | 14.72 | 0 | 0 | 0 | 0 | 0 | 0 | 0 | 0 | 0 | 0 | 0 | 0 | 0 | 0 | 0 | 0 | 0 | 0 | 0 | 0 | 0 | 0 | 1 | 0 | 0 | 0 | 6516.0397
2025-03-26 | 8212.277 | 15.07 | 0 | 0 | 0 | 0 | 0 | 0 | 0 | 0 | 0 | 0 | 0 | 0 | 0 | 0 | 0 | 0 | 0 | 0 | 0 | 0 | 0 | 0 | 0 | 1 | 0 | 0 | 6019.1034
2025-03-26 | 7631.432 | 15.41 | 0 | 0 | 0 | 0 | 0 | 0 | 0 | 0 | 0 | 0 | 0 | 0 | 0 | 0 | 0 | 0 | 0 | 0 | 0 | 0 | 0 | 0 | 0 | 0 | 1 | 0 | 5432.3063
2025-03-26 | 7360.247 | 15.56 | 0 | 0 | 0 | 0 | 0 | 0 | 0 | 0 | 0 | 0 | 0 | 0 | 0 | 0 | 0 | 0 | 0 | 0 | 0 | 0 | 0 | 0 | 0 | 0 | 0 | 1 | 4940.3475
2025-03-27 | 7375.077 | 15.83 | 0 | 0 | 1 | 0 | 0 | 0 | 0 | 0 | 0 | 0 | 0 | 0 | 0 | 0 | 0 | 0 | 0 | 0 | 0 | 0 | 0 | 0 | 0 | 0 | 0 | 0 | 4617.293
2025-03-27 | 7852.275 | 16.27 | 0 | 0 | 0 | 1 | 0 | 0 | 0 | 0 | 0 | 0 | 0 | 0 | 0 | 0 | 0 | 0 | 0 | 0 | 0 | 0 | 0 | 0 | 0 | 0 | 0 | 0 | 4452.7262
2025-03-27 | 8412.727 | 16.63 | 0 | 0 | 0 | 0 | 1 | 0 | 0 | 0 | 0 | 0 | 0 | 0 | 0 | 0 | 0 | 0 | 0 | 0 | 0 | 0 | 0 | 0 | 0 | 0 | 0 | 0 | 4374.6178
2025-03-27 | 9052.716 | 16.39 | 0 | 0 | 0 | 0 | 0 | 1 | 0 | 0 | 0 | 0 | 0 | 0 | 0 | 0 | 0 | 0 | 0 | 0 | 0 | 0 | 0 | 0 | 0 | 0 | 0 | 0 | 4321.1388
2025-03-27 | 9410.991 | 16.43 | 0 | 0 | 0 | 0 | 0 | 0 | 1 | 0 | 0 | 0 | 0 | 0 | 0 | 0 | 0 | 0 | 0 | 0 | 0 | 0 | 0 | 0 | 0 | 0 | 0 | 0 | 4471.5926
2025-03-27 | 10086.264 | 16.69 | 0 | 0 | 0 | 0 | 0 | 0 | 0 | 1 | 0 | 0 | 0 | 0 | 0 | 0 | 0 | 0 | 0 | 0 | 0 | 0 | 0 | 0 | 0 | 0 | 0 | 0 | 4829.9551
2025-03-27 | 11195.69 | 16.52 | 0 | 0 | 0 | 0 | 0 | 0 | 0 | 0 | 1 | 0 | 0 | 0 | 0 | 0 | 0 | 0 | 0 | 0 | 0 | 0 | 0 | 0 | 0 | 0 | 0 | 0 | 5217.1022
2025-03-27 | 11915.716 | 16.35 | 0 | 0 | 0 | 0 | 0 | 0 | 0 | 0 | 0 | 1 | 0 | 0 | 0 | 0 | 0 | 0 | 0 | 0 | 0 | 0 | 0 | 0 | 0 | 0 | 0 | 0 | 5582.4292
2025-03-27 | 12689.982 | 15.57 | 0 | 0 | 0 | 0 | 0 | 0 | 0 | 0 | 0 | 0 | 1 | 0 | 0 | 0 | 0 | 0 | 0 | 0 | 0 | 0 | 0 | 0 | 0 | 0 | 0 | 0 | 5708.9038
2025-03-27 | 13450.256 | 14.88 | 0 | 0 | 0 | 0 | 0 | 0 | 0 | 0 | 0 | 0 | 0 | 1 | 0 | 0 | 0 | 0 | 0 | 0 | 0 | 0 | 0 | 0 | 0 | 0 | 0 | 0 | 5686.1183
2025-03-27 | 14473.251 | 13.89 | 0 | 0 | 0 | 0 | 0 | 0 | 0 | 0 | 0 | 0 | 0 | 0 | 1 | 0 | 0 | 0 | 0 | 0 | 0 | 0 | 0 | 0 | 0 | 0 | 0 | 0 | 5584.5582
2025-03-27 | 15867.151 | 13.25 | 0 | 0 | 0 | 0 | 0 | 0 | 0 | 0 | 0 | 0 | 0 | 0 | 0 | 1 | 0 | 0 | 0 | 0 | 0 | 0 | 0 | 0 | 0 | 0 | 0 | 0 | 5513.9963
2025-03-27 | 17276.359 | 12.37 | 0 | 0 | 0 | 0 | 0 | 0 | 0 | 0 | 0 | 0 | 0 | 0 | 0 | 0 | 1 | 0 | 0 | 0 | 0 | 0 | 0 | 0 | 0 | 0 | 0 | 0 | 5315.5756
2025-03-27 | 17200.228 | 11.85 | 0 | 0 | 0 | 0 | 0 | 0 | 0 | 0 | 0 | 0 | 0 | 0 | 0 | 0 | 0 | 1 | 0 | 0 | 0 | 0 | 0 | 0 | 0 | 0 | 0 | 0 | 5196.0294
2025-03-27 | 16600.519 | 11.15 | 0 | 0 | 0 | 0 | 0 | 0 | 0 | 0 | 0 | 0 | 0 | 0 | 0 | 0 | 0 | 0 | 1 | 0 | 0 | 0 | 0 | 0 | 0 | 0 | 0 | 0 | 5205.3169
2025-03-27 | 15582.105 | 10.97 | 0 | 0 | 0 | 0 | 0 | 0 | 0 | 0 | 0 | 0 | 0 | 0 | 0 | 0 | 0 | 0 | 0 | 1 | 0 | 0 | 0 | 0 | 0 | 0 | 0 | 0 | 5572.1866
2025-03-27 | 14752.772 | 11.29 | 0 | 0 | 0 | 0 | 0 | 0 | 0 | 0 | 0 | 0 | 0 | 0 | 0 | 0 | 0 | 0 | 0 | 0 | 1 | 0 | 0 | 0 | 0 | 0 | 0 | 0 | 6168.1058
2025-03-27 | 13078.288 | 12 | 0 | 0 | 0 | 0 | 0 | 0 | 0 | 0 | 0 | 0 | 0 | 0 | 0 | 0 | 0 | 0 | 0 | 0 | 0 | 1 | 0 | 0 | 0 | 0 | 0 | 0 | 6469.6617
2025-03-27 | 11119.375 | 12.54 | 0 | 0 | 0 | 0 | 0 | 0 | 0 | 0 | 0 | 0 | 0 | 0 | 0 | 0 | 0 | 0 | 0 | 0 | 0 | 0 | 1 | 0 | 0 | 0 | 0 | 0 | 6540.7697
2025-03-27 | 9483.543 | 13.45 | 0 | 0 | 0 | 0 | 0 | 0 | 0 | 0 | 0 | 0 | 0 | 0 | 0 | 0 | 0 | 0 | 0 | 0 | 0 | 0 | 0 | 1 | 0 | 0 | 0 | 0 | 6611.2427
2025-03-27 | 8327.717 | 14.02 | 0 | 0 | 0 | 0 | 0 | 0 | 0 | 0 | 0 | 0 | 0 | 0 | 0 | 0 | 0 | 0 | 0 | 0 | 0 | 0 | 0 | 0 | 1 | 0 | 0 | 0 | 6439.0375
2025-03-27 | 7484.835 | 13.89 | 0 | 0 | 0 | 0 | 0 | 0 | 0 | 0 | 0 | 0 | 0 | 0 | 0 | 0 | 0 | 0 | 0 | 0 | 0 | 0 | 0 | 0 | 0 | 1 | 0 | 0 | 5889.2997
2025-03-27 | 6963.169 | 13.97 | 0 | 0 | 0 | 0 | 0 | 0 | 0 | 0 | 0 | 0 | 0 | 0 | 0 | 0 | 0 | 0 | 0 | 0 | 0 | 0 | 0 | 0 | 0 | 0 | 1 | 0 | 5273.9018
2025-03-27 | 6699.89 | 14.41 | 0 | 0 | 0 | 0 | 0 | 0 | 0 | 0 | 0 | 0 | 0 | 0 | 0 | 0 | 0 | 0 | 0 | 0 | 0 | 0 | 0 | 0 | 0 | 0 | 0 | 1 | 4813.8439
2025-03-28 | 6784.014 | 14.74 | 0 | 0 | 1 | 0 | 0 | 0 | 0 | 0 | 0 | 0 | 0 | 0 | 0 | 0 | 0 | 0 | 0 | 0 | 0 | 0 | 0 | 0 | 0 | 0 | 0 | 0 | 4497.3896
2025-03-28 | 7325.227 | 15.02 | 0 | 0 | 0 | 1 | 0 | 0 | 0 | 0 | 0 | 0 | 0 | 0 | 0 | 0 | 0 | 0 | 0 | 0 | 0 | 0 | 0 | 0 | 0 | 0 | 0 | 0 | 4315.2223
2025-03-28 | 8429.529 | 15.23 | 0 | 0 | 0 | 0 | 1 | 0 | 0 | 0 | 0 | 0 | 0 | 0 | 0 | 0 | 0 | 0 | 0 | 0 | 0 | 0 | 0 | 0 | 0 | 0 | 0 | 0 | 4220.6134
2025-03-28 | 9775.056 | 15.55 | 0 | 0 | 0 | 0 | 0 | 1 | 0 | 0 | 0 | 0 | 0 | 0 | 0 | 0 | 0 | 0 | 0 | 0 | 0 | 0 | 0 | 0 | 0 | 0 | 0 | 0 | 4228.7362
2025-03-28 | 10795.183 | 16.09 | 0 | 0 | 0 | 0 | 0 | 0 | 1 | 0 | 0 | 0 | 0 | 0 | 0 | 0 | 0 | 0 | 0 | 0 | 0 | 0 | 0 | 0 | 0 | 0 | 0 | 0 | 4434.1916
2025-03-28 | 12011.263 | 16.14 | 0 | 0 | 0 | 0 | 0 | 0 | 0 | 1 | 0 | 0 | 0 | 0 | 0 | 0 | 0 | 0 | 0 | 0 | 0 | 0 | 0 | 0 | 0 | 0 | 0 | 0 | 4769.4534
2025-03-28 | 12954.282 | 16.23 | 0 | 0 | 0 | 0 | 0 | 0 | 0 | 0 | 1 | 0 | 0 | 0 | 0 | 0 | 0 | 0 | 0 | 0 | 0 | 0 | 0 | 0 | 0 | 0 | 0 | 0 | 5185.2013
2025-03-28 | 13867.265 | 15.98 | 0 | 0 | 0 | 0 | 0 | 0 | 0 | 0 | 0 | 1 | 0 | 0 | 0 | 0 | 0 | 0 | 0 | 0 | 0 | 0 | 0 | 0 | 0 | 0 | 0 | 0 | 5541.728
2025-03-28 | 14438.592 | 15.59 | 0 | 0 | 0 | 0 | 0 | 0 | 0 | 0 | 0 | 0 | 1 | 0 | 0 | 0 | 0 | 0 | 0 | 0 | 0 | 0 | 0 | 0 | 0 | 0 | 0 | 0 | 5711.1039
2025-03-28 | 15002.204 | 14.65 | 0 | 0 | 0 | 0 | 0 | 0 | 0 | 0 | 0 | 0 | 0 | 1 | 0 | 0 | 0 | 0 | 0 | 0 | 0 | 0 | 0 | 0 | 0 | 0 | 0 | 0 | 5660.8175
2025-03-28 | 15949.319 | 14.21 | 0 | 0 | 0 | 0 | 0 | 0 | 0 | 0 | 0 | 0 | 0 | 0 | 1 | 0 | 0 | 0 | 0 | 0 | 0 | 0 | 0 | 0 | 0 | 0 | 0 | 0 | 5619.7592
2025-03-28 | 17296.762 | 13.98 | 0 | 0 | 0 | 0 | 0 | 0 | 0 | 0 | 0 | 0 | 0 | 0 | 0 | 1 | 0 | 0 | 0 | 0 | 0 | 0 | 0 | 0 | 0 | 0 | 0 | 0 | 5594.2986
2025-03-28 | 18117.708 | 13.4 | 0 | 0 | 0 | 0 | 0 | 0 | 0 | 0 | 0 | 0 | 0 | 0 | 0 | 0 | 1 | 0 | 0 | 0 | 0 | 0 | 0 | 0 | 0 | 0 | 0 | 0 | 5428.8789
2025-03-28 | 18089.676 | 12.53 | 0 | 0 | 0 | 0 | 0 | 0 | 0 | 0 | 0 | 0 | 0 | 0 | 0 | 0 | 0 | 1 | 0 | 0 | 0 | 0 | 0 | 0 | 0 | 0 | 0 | 0 | 5270.8315
2025-03-28 | 17502.844 | 12.09 | 0 | 0 | 0 | 0 | 0 | 0 | 0 | 0 | 0 | 0 | 0 | 0 | 0 | 0 | 0 | 0 | 1 | 0 | 0 | 0 | 0 | 0 | 0 | 0 | 0 | 0 | 5308.7198
2025-03-28 | 16753.912 | 12.59 | 0 | 0 | 0 | 0 | 0 | 0 | 0 | 0 | 0 | 0 | 0 | 0 | 0 | 0 | 0 | 0 | 0 | 1 | 0 | 0 | 0 | 0 | 0 | 0 | 0 | 0 | 5750.3917
2025-03-28 | 16002.742 | 12.44 | 0 | 0 | 0 | 0 | 0 | 0 | 0 | 0 | 0 | 0 | 0 | 0 | 0 | 0 | 0 | 0 | 0 | 0 | 1 | 0 | 0 | 0 | 0 | 0 | 0 | 0 | 6294.6095
2025-03-28 | 14354.731 | 12.97 | 0 | 0 | 0 | 0 | 0 | 0 | 0 | 0 | 0 | 0 | 0 | 0 | 0 | 0 | 0 | 0 | 0 | 0 | 0 | 1 | 0 | 0 | 0 | 0 | 0 | 0 | 6576.3647
2025-03-28 | 12383.598 | 13.58 | 0 | 0 | 0 | 0 | 0 | 0 | 0 | 0 | 0 | 0 | 0 | 0 | 0 | 0 | 0 | 0 | 0 | 0 | 0 | 0 | 1 | 0 | 0 | 0 | 0 | 0 | 6655.1729
2025-03-28 | 10509.664 | 14.11 | 0 | 0 | 0 | 0 | 0 | 0 | 0 | 0 | 0 | 0 | 0 | 0 | 0 | 0 | 0 | 0 | 0 | 0 | 0 | 0 | 0 | 1 | 0 | 0 | 0 | 0 | 6683.8448
2025-03-28 | 9286.838 | 14.54 | 0 | 0 | 0 | 0 | 0 | 0 | 0 | 0 | 0 | 0 | 0 | 0 | 0 | 0 | 0 | 0 | 0 | 0 | 0 | 0 | 0 | 0 | 1 | 0 | 0 | 0 | 6496.2391
2025-03-28 | 8315.024 | 14.92 | 0 | 0 | 0 | 0 | 0 | 0 | 0 | 0 | 0 | 0 | 0 | 0 | 0 | 0 | 0 | 0 | 0 | 0 | 0 | 0 | 0 | 0 | 0 | 1 | 0 | 0 | 6002.6029
2025-03-28 | 7676.684 | 15.47 | 0 | 0 | 0 | 0 | 0 | 0 | 0 | 0 | 0 | 0 | 0 | 0 | 0 | 0 | 0 | 0 | 0 | 0 | 0 | 0 | 0 | 0 | 0 | 0 | 1 | 0 | 5438.9065
2025-03-28 | 7290.261 | 15.84 | 0 | 0 | 0 | 0 | 0 | 0 | 0 | 0 | 0 | 0 | 0 | 0 | 0 | 0 | 0 | 0 | 0 | 0 | 0 | 0 | 0 | 0 | 0 | 0 | 0 | 1 | 4971.1484
2025-03-29 | 7244.367 | 16.24 | 0 | 1 | 1 | 0 | 0 | 0 | 0 | 0 | 0 | 0 | 0 | 0 | 0 | 0 | 0 | 0 | 0 | 0 | 0 | 0 | 0 | 0 | 0 | 0 | 0 | 0 | 4940.8687
2025-03-29 | 7742.368 | 16.64 | 0 | 1 | 0 | 1 | 0 | 0 | 0 | 0 | 0 | 0 | 0 | 0 | 0 | 0 | 0 | 0 | 0 | 0 | 0 | 0 | 0 | 0 | 0 | 0 | 0 | 0 | 4771.9018
2025-03-29 | 9034.854 | 16.97 | 0 | 1 | 0 | 0 | 1 | 0 | 0 | 0 | 0 | 0 | 0 | 0 | 0 | 0 | 0 | 0 | 0 | 0 | 0 | 0 | 0 | 0 | 0 | 0 | 0 | 0 | 4690.4933
2025-03-29 | 10530.583 | 17.27 | 0 | 1 | 0 | 0 | 0 | 1 | 0 | 0 | 0 | 0 | 0 | 0 | 0 | 0 | 0 | 0 | 0 | 0 | 0 | 0 | 0 | 0 | 0 | 0 | 0 | 0 | 4696.416
2025-03-29 | 11709.662 | 17.45 | 0 | 1 | 0 | 0 | 0 | 0 | 1 | 0 | 0 | 0 | 0 | 0 | 0 | 0 | 0 | 0 | 0 | 0 | 0 | 0 | 0 | 0 | 0 | 0 | 0 | 0 | 4862.2703
2025-03-29 | 12995.622 | 17.45 | 0 | 1 | 0 | 0 | 0 | 0 | 0 | 1 | 0 | 0 | 0 | 0 | 0 | 0 | 0 | 0 | 0 | 0 | 0 | 0 | 0 | 0 | 0 | 0 | 0 | 0 | 5192.032
2025-03-29 | 13892.293 | 17.4 | 0 | 1 | 0 | 0 | 0 | 0 | 0 | 0 | 1 | 0 | 0 | 0 | 0 | 0 | 0 | 0 | 0 | 0 | 0 | 0 | 0 | 0 | 0 | 0 | 0 | 0 | 5592.3794
2025-03-29 | 14822.962 | 16.9 | 0 | 1 | 0 | 0 | 0 | 0 | 0 | 0 | 0 | 1 | 0 | 0 | 0 | 0 | 0 | 0 | 0 | 0 | 0 | 0 | 0 | 0 | 0 | 0 | 0 | 0 | 5921.4054
2025-03-29 | 15325.457 | 16.06 | 0 | 1 | 0 | 0 | 0 | 0 | 0 | 0 | 0 | 0 | 1 | 0 | 0 | 0 | 0 | 0 | 0 | 0 | 0 | 0 | 0 | 0 | 0 | 0 | 0 | 0 | 6041.2798
2025-03-29 | 15755.654 | 15.15 | 0 | 1 | 0 | 0 | 0 | 0 | 0 | 0 | 0 | 0 | 0 | 1 | 0 | 0 | 0 | 0 | 0 | 0 | 0 | 0 | 0 | 0 | 0 | 0 | 0 | 0 | 5994.2935
2025-03-29 | 16428.083 | 14.12 | 0 | 1 | 0 | 0 | 0 | 0 | 0 | 0 | 0 | 0 | 0 | 0 | 1 | 0 | 0 | 0 | 0 | 0 | 0 | 0 | 0 | 0 | 0 | 0 | 0 | 0 | 5888.3334
2025-03-29 | 17777.496 | 13.14 | 0 | 1 | 0 | 0 | 0 | 0 | 0 | 0 | 0 | 0 | 0 | 0 | 0 | 1 | 0 | 0 | 0 | 0 | 0 | 0 | 0 | 0 | 0 | 0 | 0 | 0 | 5780.3704
2025-03-29 | 18482.588 | 12.53 | 0 | 1 | 0 | 0 | 0 | 0 | 0 | 0 | 0 | 0 | 0 | 0 | 0 | 0 | 1 | 0 | 0 | 0 | 0 | 0 | 0 | 0 | 0 | 0 | 0 | 0 | 5611.6506
2025-03-29 | 18414.414 | 11.93 | 0 | 1 | 0 | 0 | 0 | 0 | 0 | 0 | 0 | 0 | 0 | 0 | 0 | 0 | 0 | 1 | 0 | 0 | 0 | 0 | 0 | 0 | 0 | 0 | 0 | 0 | 5483.304
2025-03-29 | 18007.743 | 11.94 | 0 | 1 | 0 | 0 | 0 | 0 | 0 | 0 | 0 | 0 | 0 | 0 | 0 | 0 | 0 | 0 | 1 | 0 | 0 | 0 | 0 | 0 | 0 | 0 | 0 | 0 | 5570.6938
2025-03-29 | 17560.043 | 11.87 | 0 | 1 | 0 | 0 | 0 | 0 | 0 | 0 | 0 | 0 | 0 | 0 | 0 | 0 | 0 | 0 | 0 | 1 | 0 | 0 | 0 | 0 | 0 | 0 | 0 | 0 | 5949.6639
2025-03-29 | 16916.076 | 11.81 | 0 | 1 | 0 | 0 | 0 | 0 | 0 | 0 | 0 | 0 | 0 | 0 | 0 | 0 | 0 | 0 | 0 | 0 | 1 | 0 | 0 | 0 | 0 | 0 | 0 | 0 | 6503.7819
2025-03-29 | 15463.956 | 12.24 | 0 | 1 | 0 | 0 | 0 | 0 | 0 | 0 | 0 | 0 | 0 | 0 | 0 | 0 | 0 | 0 | 0 | 0 | 0 | 1 | 0 | 0 | 0 | 0 | 0 | 0 | 6774.5369
2025-03-29 | 13661.28 | 13.14 | 0 | 1 | 0 | 0 | 0 | 0 | 0 | 0 | 0 | 0 | 0 | 0 | 0 | 0 | 0 | 0 | 0 | 0 | 0 | 0 | 1 | 0 | 0 | 0 | 0 | 0 | 6885.246
2025-03-29 | 11999.622 | 14.3 | 0 | 1 | 0 | 0 | 0 | 0 | 0 | 0 | 0 | 0 | 0 | 0 | 0 | 0 | 0 | 0 | 0 | 0 | 0 | 0 | 0 | 1 | 0 | 0 | 0 | 0 | 6983.2198
2025-03-29 | 10853.782 | 15.03 | 0 | 1 | 0 | 0 | 0 | 0 | 0 | 0 | 0 | 0 | 0 | 0 | 0 | 0 | 0 | 0 | 0 | 0 | 0 | 0 | 0 | 0 | 1 | 0 | 0 | 0 | 6828.6151
2025-03-29 | 9974.506 | 15.31 | 0 | 1 | 0 | 0 | 0 | 0 | 0 | 0 | 0 | 0 | 0 | 0 | 0 | 0 | 0 | 0 | 0 | 0 | 0 | 0 | 0 | 0 | 0 | 1 | 0 | 0 | 6323.9786
2025-03-29 | 9408.196 | 16.02 | 0 | 1 | 0 | 0 | 0 | 0 | 0 | 0 | 0 | 0 | 0 | 0 | 0 | 0 | 0 | 0 | 0 | 0 | 0 | 0 | 0 | 0 | 0 | 0 | 1 | 0 | 5777.8827
2025-03-29 | 9104.51 | 16.48 | 0 | 1 | 0 | 0 | 0 | 0 | 0 | 0 | 0 | 0 | 0 | 0 | 0 | 0 | 0 | 0 | 0 | 0 | 0 | 0 | 0 | 0 | 0 | 0 | 0 | 1 | 5320.0248
2025-03-30 | 9186.851 | 16.78 | 0 | 1 | 1 | 0 | 0 | 0 | 0 | 0 | 0 | 0 | 0 | 0 | 0 | 0 | 0 | 0 | 0 | 0 | 0 | 0 | 0 | 0 | 0 | 0 | 0 | 0 | 5000.2704
2025-03-30 | 9681.704 | 17.23 | 0 | 1 | 0 | 1 | 0 | 0 | 0 | 0 | 0 | 0 | 0 | 0 | 0 | 0 | 0 | 0 | 0 | 0 | 0 | 0 | 0 | 0 | 0 | 0 | 0 | 0 | 4836.8036
2025-03-30 | 10389.678 | 17.09 | 0 | 1 | 0 | 0 | 1 | 0 | 0 | 0 | 0 | 0 | 0 | 0 | 0 | 0 | 0 | 0 | 0 | 0 | 0 | 0 | 0 | 0 | 0 | 0 | 0 | 0 | 4703.6937
2025-03-30 | 11222.897 | 17.36 | 0 | 1 | 0 | 0 | 0 | 1 | 0 | 0 | 0 | 0 | 0 | 0 | 0 | 0 | 0 | 0 | 0 | 0 | 0 | 0 | 0 | 0 | 0 | 0 | 0 | 0 | 4706.3163
2025-03-30 | 12284.421 | 17.54 | 0 | 1 | 0 | 0 | 0 | 0 | 1 | 0 | 0 | 0 | 0 | 0 | 0 | 0 | 0 | 0 | 0 | 0 | 0 | 0 | 0 | 0 | 0 | 0 | 0 | 0 | 4872.1705
2025-03-30 | 13399.286 | 17.6 | 0 | 1 | 0 | 0 | 0 | 0 | 0 | 1 | 0 | 0 | 0 | 0 | 0 | 0 | 0 | 0 | 0 | 0 | 0 | 0 | 0 | 0 | 0 | 0 | 0 | 0 | 5208.5324
2025-03-30 | 14388.903 | 17.34 | 0 | 1 | 0 | 0 | 0 | 0 | 0 | 0 | 1 | 0 | 0 | 0 | 0 | 0 | 0 | 0 | 0 | 0 | 0 | 0 | 0 | 0 | 0 | 0 | 0 | 0 | 5585.7792
2025-03-30 | 14862.585 | 16.86 | 0 | 1 | 0 | 0 | 0 | 0 | 0 | 0 | 0 | 1 | 0 | 0 | 0 | 0 | 0 | 0 | 0 | 0 | 0 | 0 | 0 | 0 | 0 | 0 | 0 | 0 | 5917.0052
2025-03-30 | 14883.558 | 15.9 | 0 | 1 | 0 | 0 | 0 | 0 | 0 | 0 | 0 | 0 | 1 | 0 | 0 | 0 | 0 | 0 | 0 | 0 | 0 | 0 | 0 | 0 | 0 | 0 | 0 | 0 | 6023.6793
2025-03-30 | 14657.746 | 14.79 | 0 | 1 | 0 | 0 | 0 | 0 | 0 | 0 | 0 | 0 | 0 | 1 | 0 | 0 | 0 | 0 | 0 | 0 | 0 | 0 | 0 | 0 | 0 | 0 | 0 | 0 | 5954.6924
2025-03-30 | 15323.381 | 14.18 | 0 | 1 | 0 | 0 | 0 | 0 | 0 | 0 | 0 | 0 | 0 | 0 | 1 | 0 | 0 | 0 | 0 | 0 | 0 | 0 | 0 | 0 | 0 | 0 | 0 | 0 | 5894.9336
2025-03-30 | 15688.55 | 13.54 | 0 | 1 | 0 | 0 | 0 | 0 | 0 | 0 | 0 | 0 | 0 | 0 | 0 | 1 | 0 | 0 | 0 | 0 | 0 | 0 | 0 | 0 | 0 | 0 | 0 | 0 | 5824.3716
2025-03-30 | 15598.742 | 12.73 | 0 | 1 | 0 | 0 | 0 | 0 | 0 | 0 | 0 | 0 | 0 | 0 | 0 | 0 | 1 | 0 | 0 | 0 | 0 | 0 | 0 | 0 | 0 | 0 | 0 | 0 | 5633.6512
2025-03-30 | 14251.028 | 12.16 | 0.03 | 1 | 0 | 0 | 0 | 0 | 0 | 0 | 0 | 0 | 0 | 0 | 0 | 0 | 0 | 1 | 0 | 0 | 0 | 0 | 0 | 0 | 0 | 0 | 0 | 0 | 5519.6189
2025-03-30 | 13136.704 | 12.11 | 0.06 | 1 | 0 | 0 | 0 | 0 | 0 | 0 | 0 | 0 | 0 | 0 | 0 | 0 | 0 | 0 | 1 | 0 | 0 | 0 | 0 | 0 | 0 | 0 | 0 | 0 | 5611.4225
2025-03-30 | 12517.133 | 12 | 0.09 | 1 | 0 | 0 | 0 | 0 | 0 | 0 | 0 | 0 | 0 | 0 | 0 | 0 | 0 | 0 | 0 | 1 | 0 | 0 | 0 | 0 | 0 | 0 | 0 | 0 | 5997.0066
2025-03-30 | 11870.761 | 11.99 | 0.16 | 1 | 0 | 0 | 0 | 0 | 0 | 0 | 0 | 0 | 0 | 0 | 0 | 0 | 0 | 0 | 0 | 0 | 1 | 0 | 0 | 0 | 0 | 0 | 0 | 0 | 6582.3244
2025-03-30 | 10723.314 | 12.4 | 0.23 | 1 | 0 | 0 | 0 | 0 | 0 | 0 | 0 | 0 | 0 | 0 | 0 | 0 | 0 | 0 | 0 | 0 | 0 | 1 | 0 | 0 | 0 | 0 | 0 | 0 | 6876.5789
2025-03-30 | 9322.889 | 12.91 | 0.13 | 1 | 0 | 0 | 0 | 0 | 0 | 0 | 0 | 0 | 0 | 0 | 0 | 0 | 0 | 0 | 0 | 0 | 0 | 0 | 1 | 0 | 0 | 0 | 0 | 0 | 6907.673
2025-03-30 | 7960.773 | 13.38 | 0.05 | 1 | 0 | 0 | 0 | 0 | 0 | 0 | 0 | 0 | 0 | 0 | 0 | 0 | 0 | 0 | 0 | 0 | 0 | 0 | 0 | 1 | 0 | 0 | 0 | 0 | 6900.3738
2025-03-30 | 7106.36 | 13.53 | 0 | 1 | 0 | 0 | 0 | 0 | 0 | 0 | 0 | 0 | 0 | 0 | 0 | 0 | 0 | 0 | 0 | 0 | 0 | 0 | 0 | 0 | 1 | 0 | 0 | 0 | 6663.6104
2025-03-30 | 6478.792 | 13.82 | 0 | 1 | 0 | 0 | 0 | 0 | 0 | 0 | 0 | 0 | 0 | 0 | 0 | 0 | 0 | 0 | 0 | 0 | 0 | 0 | 0 | 0 | 0 | 1 | 0 | 0 | 6160.0739
2025-03-30 | 6018.913 | 14 | 0 | 1 | 0 | 0 | 0 | 0 | 0 | 0 | 0 | 0 | 0 | 0 | 0 | 0 | 0 | 0 | 0 | 0 | 0 | 0 | 0 | 0 | 0 | 0 | 1 | 0 | 5555.6764
2025-03-30 | 5772.5 | 13.94 | 0 | 1 | 0 | 0 | 0 | 0 | 0 | 0 | 0 | 0 | 0 | 0 | 0 | 0 | 0 | 0 | 0 | 0 | 0 | 0 | 0 | 0 | 0 | 0 | 0 | 1 | 5040.6168
2025-03-31 | 5864.801 | 14.06 | 0 | 0 | 1 | 0 | 0 | 0 | 0 | 0 | 0 | 0 | 0 | 0 | 0 | 0 | 0 | 0 | 0 | 0 | 0 | 0 | 0 | 0 | 0 | 0 | 0 | 0 | 4422.5875
2025-03-31 | 6409.431 | 14.09 | 0 | 0 | 0 | 1 | 0 | 0 | 0 | 0 | 0 | 0 | 0 | 0 | 0 | 0 | 0 | 0 | 0 | 0 | 0 | 0 | 0 | 0 | 0 | 0 | 0 | 0 | 4212.9194
2025-03-31 | 7174.85 | 14.26 | 0 | 0 | 0 | 0 | 1 | 0 | 0 | 0 | 0 | 0 | 0 | 0 | 0 | 0 | 0 | 0 | 0 | 0 | 0 | 0 | 0 | 0 | 0 | 0 | 0 | 0 | 4113.9103
2025-03-31 | 7846.906 | 13.67 | 0 | 0 | 0 | 0 | 0 | 1 | 0 | 0 | 0 | 0 | 0 | 0 | 0 | 0 | 0 | 0 | 0 | 0 | 0 | 0 | 0 | 0 | 0 | 0 | 0 | 0 | 4021.9303
2025-03-31 | 8343.057 | 13.43 | 0 | 0 | 0 | 0 | 0 | 0 | 1 | 0 | 0 | 0 | 0 | 0 | 0 | 0 | 0 | 0 | 0 | 0 | 0 | 0 | 0 | 0 | 0 | 0 | 0 | 0 | 4141.5832
2025-03-31 | 8657.286 | 12.79 | 0 | 0 | 0 | 0 | 0 | 0 | 0 | 1 | 0 | 0 | 0 | 0 | 0 | 0 | 0 | 0 | 0 | 0 | 0 | 0 | 0 | 0 | 0 | 0 | 0 | 0 | 4400.9429
2025-03-31 | 8872.542 | 12.85 | 0 | 0 | 0 | 0 | 0 | 0 | 0 | 0 | 1 | 0 | 0 | 0 | 0 | 0 | 0 | 0 | 0 | 0 | 0 | 0 | 0 | 0 | 0 | 0 | 0 | 0 | 4813.3907
2025-03-31 | 9279.313 | 13.27 | 0 | 0 | 0 | 0 | 0 | 0 | 0 | 0 | 0 | 1 | 0 | 0 | 0 | 0 | 0 | 0 | 0 | 0 | 0 | 0 | 0 | 0 | 0 | 0 | 0 | 0 | 5243.6196
2025-03-31 | 9260.611 | 12.86 | 0 | 0 | 0 | 0 | 0 | 0 | 0 | 0 | 0 | 0 | 1 | 0 | 0 | 0 | 0 | 0 | 0 | 0 | 0 | 0 | 0 | 0 | 0 | 0 | 0 | 0 | 5410.7953
2025-03-31 | 9405.691 | 12.05 | 0 | 0 | 0 | 0 | 0 | 0 | 0 | 0 | 0 | 0 | 0 | 1 | 0 | 0 | 0 | 0 | 0 | 0 | 0 | 0 | 0 | 0 | 0 | 0 | 0 | 0 | 5374.8094
2025-03-31 | 9890.385 | 11.16 | 0 | 0 | 0 | 0 | 0 | 0 | 0 | 0 | 0 | 0 | 0 | 0 | 1 | 0 | 0 | 0 | 0 | 0 | 0 | 0 | 0 | 0 | 0 | 0 | 0 | 0 | 5284.2497
2025-03-31 | 10705.979 | 11.21 | 0 | 0 | 0 | 0 | 0 | 0 | 0 | 0 | 0 | 0 | 0 | 0 | 0 | 1 | 0 | 0 | 0 | 0 | 0 | 0 | 0 | 0 | 0 | 0 | 0 | 0 | 5289.5899
2025-03-31 | 11845.607 | 11.03 | 0 | 0 | 0 | 0 | 0 | 0 | 0 | 0 | 0 | 0 | 0 | 0 | 0 | 0 | 1 | 0 | 0 | 0 | 0 | 0 | 0 | 0 | 0 | 0 | 0 | 0 | 5168.1714
2025-03-31 | 11612.868 | 10.53 | 0 | 0 | 0 | 0 | 0 | 0 | 0 | 0 | 0 | 0 | 0 | 0 | 0 | 0 | 0 | 1 | 0 | 0 | 0 | 0 | 0 | 0 | 0 | 0 | 0 | 0 | 5050.8252
2025-03-31 | 11245.429 | 10.25 | 0 | 0 | 0 | 0 | 0 | 0 | 0 | 0 | 0 | 0 | 0 | 0 | 0 | 0 | 0 | 0 | 1 | 0 | 0 | 0 | 0 | 0 | 0 | 0 | 0 | 0 | 5106.3141
2025-03-31 | 10723.74 | 10.95 | 0 | 0 | 0 | 0 | 0 | 0 | 0 | 0 | 0 | 0 | 0 | 0 | 0 | 0 | 0 | 0 | 0 | 1 | 0 | 0 | 0 | 0 | 0 | 0 | 0 | 0 | 5569.9865
2025-03-31 | 10263.954 | 11.14 | 0 | 0 | 0 | 0 | 0 | 0 | 0 | 0 | 0 | 0 | 0 | 0 | 0 | 0 | 0 | 0 | 0 | 0 | 1 | 0 | 0 | 0 | 0 | 0 | 0 | 0 | 6151.6054
2025-03-31 | 9286.641 | 11.87 | 0 | 0 | 0 | 0 | 0 | 0 | 0 | 0 | 0 | 0 | 0 | 0 | 0 | 0 | 0 | 0 | 0 | 0 | 0 | 1 | 0 | 0 | 0 | 0 | 0 | 0 | 6455.3613
2025-03-31 | 8198.252 | 12.49 | 0 | 0 | 0 | 0 | 0 | 0 | 0 | 0 | 0 | 0 | 0 | 0 | 0 | 0 | 0 | 0 | 0 | 0 | 0 | 0 | 1 | 0 | 0 | 0 | 0 | 0 | 6535.2695
2025-03-31 | 7161.558 | 12.92 | 0 | 0 | 0 | 0 | 0 | 0 | 0 | 0 | 0 | 0 | 0 | 0 | 0 | 0 | 0 | 0 | 0 | 0 | 0 | 0 | 0 | 1 | 0 | 0 | 0 | 0 | 6552.941
2025-03-31 | 6363.506 | 13.33 | 0 | 0 | 0 | 0 | 0 | 0 | 0 | 0 | 0 | 0 | 0 | 0 | 0 | 0 | 0 | 0 | 0 | 0 | 0 | 0 | 0 | 0 | 1 | 0 | 0 | 0 | 6363.1353
2025-03-31 | 5843.639 | 13.41 | 0 | 0 | 0 | 0 | 0 | 0 | 0 | 0 | 0 | 0 | 0 | 0 | 0 | 0 | 0 | 0 | 0 | 0 | 0 | 0 | 0 | 0 | 0 | 1 | 0 | 0 | 5836.4982
2025-03-31 | 5557.94 | 13.9 | 0 | 0 | 0 | 0 | 0 | 0 | 0 | 0 | 0 | 0 | 0 | 0 | 0 | 0 | 0 | 0 | 0 | 0 | 0 | 0 | 0 | 0 | 0 | 0 | 1 | 0 | 5266.2016
2025-03-31 | 5361.329 | 14.45 | 0 | 0 | 0 | 0 | 0 | 0 | 0 | 0 | 0 | 0 | 0 | 0 | 0 | 0 | 0 | 0 | 0 | 0 | 0 | 0 | 0 | 0 | 0 | 0 | 0 | 1 | 4818.244
2025-04-01 | 5371.515 | 14.91 | 0 | 0 | 1 | 0 | 0 | 0 | 0 | 0 | 0 | 0 | 0 | 0 | 0 | 0 | 0 | 0 | 0 | 0 | 0 | 0 | 0 | 0 | 0 | 0 | 0 | 0 | 4516.0901
2025-04-01 | 5880.457 | 15.43 | 0 | 0 | 0 | 1 | 0 | 0 | 0 | 0 | 0 | 0 | 0 | 0 | 0 | 0 | 0 | 0 | 0 | 0 | 0 | 0 | 0 | 0 | 0 | 0 | 0 | 0 | 4360.3236
2025-04-01 | 6619.344 | 15.83 | 0 | 0 | 0 | 0 | 1 | 0 | 0 | 0 | 0 | 0 | 0 | 0 | 0 | 0 | 0 | 0 | 0 | 0 | 0 | 0 | 0 | 0 | 0 | 0 | 0 | 0 | 4286.6153
2025-04-01 | 7749.134 | 16.08 | 0 | 0 | 0 | 0 | 0 | 1 | 0 | 0 | 0 | 0 | 0 | 0 | 0 | 0 | 0 | 0 | 0 | 0 | 0 | 0 | 0 | 0 | 0 | 0 | 0 | 0 | 4287.0379
2025-04-01 | 8671.544 | 16.3 | 0 | 0 | 0 | 0 | 0 | 0 | 1 | 0 | 0 | 0 | 0 | 0 | 0 | 0 | 0 | 0 | 0 | 0 | 0 | 0 | 0 | 0 | 0 | 0 | 0 | 0 | 4457.2922
2025-04-01 | 9376.965 | 16.87 | 0 | 0 | 0 | 0 | 0 | 0 | 0 | 1 | 0 | 0 | 0 | 0 | 0 | 0 | 0 | 0 | 0 | 0 | 0 | 0 | 0 | 0 | 0 | 0 | 0 | 0 | 4849.7557
2025-04-01 | 9939.238 | 17.02 | 0 | 0 | 0 | 0 | 0 | 0 | 0 | 0 | 1 | 0 | 0 | 0 | 0 | 0 | 0 | 0 | 0 | 0 | 0 | 0 | 0 | 0 | 0 | 0 | 0 | 0 | 5272.1038
2025-04-01 | 10170.426 | 16.63 | 0 | 0 | 0 | 0 | 0 | 0 | 0 | 0 | 0 | 1 | 0 | 0 | 0 | 0 | 0 | 0 | 0 | 0 | 0 | 0 | 0 | 0 | 0 | 0 | 0 | 0 | 5613.2301
2025-04-01 | 10361.724 | 15.47 | 0 | 0 | 0 | 0 | 0 | 0 | 0 | 0 | 0 | 0 | 1 | 0 | 0 | 0 | 0 | 0 | 0 | 0 | 0 | 0 | 0 | 0 | 0 | 0 | 0 | 0 | 5697.9035
2025-04-01 | 10815.079 | 14.49 | 0 | 0 | 0 | 0 | 0 | 0 | 0 | 0 | 0 | 0 | 0 | 1 | 0 | 0 | 0 | 0 | 0 | 0 | 0 | 0 | 0 | 0 | 0 | 0 | 0 | 0 | 5643.217
2025-04-01 | 11393.079 | 13.93 | 0 | 0 | 0 | 0 | 0 | 0 | 0 | 0 | 0 | 0 | 0 | 0 | 1 | 0 | 0 | 0 | 0 | 0 | 0 | 0 | 0 | 0 | 0 | 0 | 0 | 0 | 5588.9583
2025-04-01 | 12308.144 | 13.33 | 0 | 0 | 0 | 0 | 0 | 0 | 0 | 0 | 0 | 0 | 0 | 0 | 0 | 1 | 0 | 0 | 0 | 0 | 0 | 0 | 0 | 0 | 0 | 0 | 0 | 0 | 5522.7965
2025-04-01 | 12612.332 | 12.84 | 0 | 0 | 0 | 0 | 0 | 0 | 0 | 0 | 0 | 0 | 0 | 0 | 0 | 0 | 1 | 0 | 0 | 0 | 0 | 0 | 0 | 0 | 0 | 0 | 0 | 0 | 5367.2771
2025-04-01 | 12371.909 | 12.27 | 0 | 0 | 0 | 0 | 0 | 0 | 0 | 0 | 0 | 0 | 0 | 0 | 0 | 0 | 0 | 1 | 0 | 0 | 0 | 0 | 0 | 0 | 0 | 0 | 0 | 0 | 5242.2307
2025-04-01 | 11604.393 | 11.86 | 0 | 0 | 0 | 0 | 0 | 0 | 0 | 0 | 0 | 0 | 0 | 0 | 0 | 0 | 0 | 0 | 1 | 0 | 0 | 0 | 0 | 0 | 0 | 0 | 0 | 0 | 5283.4191
2025-04-01 | 11029.795 | 12.08 | 0 | 0 | 0 | 0 | 0 | 0 | 0 | 0 | 0 | 0 | 0 | 0 | 0 | 0 | 0 | 0 | 0 | 1 | 0 | 0 | 0 | 0 | 0 | 0 | 0 | 0 | 5694.2901
2025-04-01 | 10745.185 | 12.77 | 0 | 0 | 0 | 0 | 0 | 0 | 0 | 0 | 0 | 0 | 0 | 0 | 0 | 0 | 0 | 0 | 0 | 0 | 1 | 0 | 0 | 0 | 0 | 0 | 0 | 0 | 6330.9105
2025-04-01 | 10137.166 | 13.44 | 0 | 0 | 0 | 0 | 0 | 0 | 0 | 0 | 0 | 0 | 0 | 0 | 0 | 0 | 0 | 0 | 0 | 0 | 0 | 1 | 0 | 0 | 0 | 0 | 0 | 0 | 6628.0662
2025-04-01 | 9080.689 | 14.24 | 0 | 0 | 0 | 0 | 0 | 0 | 0 | 0 | 0 | 0 | 0 | 0 | 0 | 0 | 0 | 0 | 0 | 0 | 0 | 0 | 1 | 0 | 0 | 0 | 0 | 0 | 6727.775
2025-04-01 | 7973.852 | 14.98 | 0 | 0 | 0 | 0 | 0 | 0 | 0 | 0 | 0 | 0 | 0 | 0 | 0 | 0 | 0 | 0 | 0 | 0 | 0 | 0 | 0 | 1 | 0 | 0 | 0 | 0 | 6779.5475
2025-04-01 | 7160.823 | 15.41 | 0 | 0 | 0 | 0 | 0 | 0 | 0 | 0 | 0 | 0 | 0 | 0 | 0 | 0 | 0 | 0 | 0 | 0 | 0 | 0 | 0 | 0 | 1 | 0 | 0 | 0 | 6591.9419
2025-04-01 | 6617.953 | 15.87 | 0 | 0 | 0 | 0 | 0 | 0 | 0 | 0 | 0 | 0 | 0 | 0 | 0 | 0 | 0 | 0 | 0 | 0 | 0 | 0 | 0 | 0 | 0 | 1 | 0 | 0 | 6107.1059
2025-04-01 | 6222.114 | 16.29 | 0 | 0 | 0 | 0 | 0 | 0 | 0 | 0 | 0 | 0 | 0 | 0 | 0 | 0 | 0 | 0 | 0 | 0 | 0 | 0 | 0 | 0 | 0 | 0 | 1 | 0 | 5529.1091
2025-04-01 | 5988.059 | 16.49 | 0 | 0 | 0 | 0 | 0 | 0 | 0 | 0 | 0 | 0 | 0 | 0 | 0 | 0 | 0 | 0 | 0 | 0 | 0 | 0 | 0 | 0 | 0 | 0 | 0 | 1 | 5042.6504
2025-04-02 | 5940.524 | 16.86 | 0 | 0 | 1 | 0 | 0 | 0 | 0 | 0 | 0 | 0 | 0 | 0 | 0 | 0 | 0 | 0 | 0 | 0 | 0 | 0 | 0 | 0 | 0 | 0 | 0 | 0 | 4730.5962
2025-04-02 | 6289.006 | 17.16 | 0 | 0 | 0 | 1 | 0 | 0 | 0 | 0 | 0 | 0 | 0 | 0 | 0 | 0 | 0 | 0 | 0 | 0 | 0 | 0 | 0 | 0 | 0 | 0 | 0 | 0 | 4550.629
2025-04-02 | 6783.649 | 17.3 | 0 | 0 | 0 | 0 | 1 | 0 | 0 | 0 | 0 | 0 | 0 | 0 | 0 | 0 | 0 | 0 | 0 | 0 | 0 | 0 | 0 | 0 | 0 | 0 | 0 | 0 | 4448.3199
2025-04-02 | 7892.328 | 17.52 | 0 | 0 | 0 | 0 | 0 | 1 | 0 | 0 | 0 | 0 | 0 | 0 | 0 | 0 | 0 | 0 | 0 | 0 | 0 | 0 | 0 | 0 | 0 | 0 | 0 | 0 | 4445.4424
2025-04-02 | 9048.624 | 17.84 | 0 | 0 | 0 | 0 | 0 | 0 | 1 | 0 | 0 | 0 | 0 | 0 | 0 | 0 | 0 | 0 | 0 | 0 | 0 | 0 | 0 | 0 | 0 | 0 | 0 | 0 | 4626.697
2025-04-02 | 9921.577 | 18.02 | 0 | 0 | 0 | 0 | 0 | 0 | 0 | 1 | 0 | 0 | 0 | 0 | 0 | 0 | 0 | 0 | 0 | 0 | 0 | 0 | 0 | 0 | 0 | 0 | 0 | 0 | 4976.2593
2025-04-02 | 10817.512 | 18.24 | 0 | 0 | 0 | 0 | 0 | 0 | 0 | 0 | 1 | 0 | 0 | 0 | 0 | 0 | 0 | 0 | 0 | 0 | 0 | 0 | 0 | 0 | 0 | 0 | 0 | 0 | 5406.3076
2025-04-02 | 12239.121 | 17.7 | 0 | 0 | 0 | 0 | 0 | 0 | 0 | 0 | 0 | 1 | 0 | 0 | 0 | 0 | 0 | 0 | 0 | 0 | 0 | 0 | 0 | 0 | 0 | 0 | 0 | 0 | 5730.9334
2025-04-02 | 12339.874 | 16.53 | 0 | 0 | 0 | 0 | 0 | 0 | 0 | 0 | 0 | 0 | 1 | 0 | 0 | 0 | 0 | 0 | 0 | 0 | 0 | 0 | 0 | 0 | 0 | 0 | 0 | 0 | 5814.5068
2025-04-02 | 12944.883 | 15.18 | 0 | 0 | 0 | 0 | 0 | 0 | 0 | 0 | 0 | 0 | 0 | 1 | 0 | 0 | 0 | 0 | 0 | 0 | 0 | 0 | 0 | 0 | 0 | 0 | 0 | 0 | 5719.1192
2025-04-02 | 13477.193 | 14.11 | 0 | 0 | 0 | 0 | 0 | 0 | 0 | 0 | 0 | 0 | 0 | 0 | 1 | 0 | 0 | 0 | 0 | 0 | 0 | 0 | 0 | 0 | 0 | 0 | 0 | 0 | 5608.7589
2025-04-02 | 14171.439 | 13.16 | 0 | 0 | 0 | 0 | 0 | 0 | 0 | 0 | 0 | 0 | 0 | 0 | 0 | 1 | 0 | 0 | 0 | 0 | 0 | 0 | 0 | 0 | 0 | 0 | 0 | 0 | 5504.096
2025-04-02 | 15822.39 | 12.53 | 0 | 0 | 0 | 0 | 0 | 0 | 0 | 0 | 0 | 0 | 0 | 0 | 0 | 0 | 1 | 0 | 0 | 0 | 0 | 0 | 0 | 0 | 0 | 0 | 0 | 0 | 5333.1761
2025-04-02 | 16202.747 | 12.2 | 0 | 0 | 0 | 0 | 0 | 0 | 0 | 0 | 0 | 0 | 0 | 0 | 0 | 0 | 0 | 1 | 0 | 0 | 0 | 0 | 0 | 0 | 0 | 0 | 0 | 0 | 5234.5305
2025-04-02 | 15513.103 | 11.87 | 0 | 0 | 0 | 0 | 0 | 0 | 0 | 0 | 0 | 0 | 0 | 0 | 0 | 0 | 0 | 0 | 1 | 0 | 0 | 0 | 0 | 0 | 0 | 0 | 0 | 0 | 5284.5191
2025-04-02 | 14236.601 | 11.47 | 0 | 0 | 0 | 0 | 0 | 0 | 0 | 0 | 0 | 0 | 0 | 0 | 0 | 0 | 0 | 0 | 0 | 1 | 0 | 0 | 0 | 0 | 0 | 0 | 0 | 0 | 5627.1882
2025-04-02 | 13277.956 | 11.51 | 0 | 0 | 0 | 0 | 0 | 0 | 0 | 0 | 0 | 0 | 0 | 0 | 0 | 0 | 0 | 0 | 0 | 0 | 1 | 0 | 0 | 0 | 0 | 0 | 0 | 0 | 6192.3065
2025-04-02 | 11821.145 | 11.97 | 0 | 0 | 0 | 0 | 0 | 0 | 0 | 0 | 0 | 0 | 0 | 0 | 0 | 0 | 0 | 0 | 0 | 0 | 0 | 1 | 0 | 0 | 0 | 0 | 0 | 0 | 6466.3616
2025-04-02 | 9845.06 | 12.85 | 0 | 0 | 0 | 0 | 0 | 0 | 0 | 0 | 0 | 0 | 0 | 0 | 0 | 0 | 0 | 0 | 0 | 0 | 0 | 0 | 1 | 0 | 0 | 0 | 0 | 0 | 6574.8706
2025-04-02 | 8366.4 | 13.69 | 0 | 0 | 0 | 0 | 0 | 0 | 0 | 0 | 0 | 0 | 0 | 0 | 0 | 0 | 0 | 0 | 0 | 0 | 0 | 0 | 0 | 1 | 0 | 0 | 0 | 0 | 6637.6435
2025-04-02 | 7334.229 | 14.25 | 0 | 0 | 0 | 0 | 0 | 0 | 0 | 0 | 0 | 0 | 0 | 0 | 0 | 0 | 0 | 0 | 0 | 0 | 0 | 0 | 0 | 0 | 1 | 0 | 0 | 0 | 6464.3382
2025-04-02 | 6673.199 | 14.67 | 0 | 0 | 0 | 0 | 0 | 0 | 0 | 0 | 0 | 0 | 0 | 0 | 0 | 0 | 0 | 0 | 0 | 0 | 0 | 0 | 0 | 0 | 0 | 1 | 0 | 0 | 5975.1022
2025-04-02 | 6268.229 | 15.02 | 0 | 0 | 0 | 0 | 0 | 0 | 0 | 0 | 0 | 0 | 0 | 0 | 0 | 0 | 0 | 0 | 0 | 0 | 0 | 0 | 0 | 0 | 0 | 0 | 1 | 0 | 5389.4051
2025-04-02 | 6006.762 | 15.23 | 0 | 0 | 0 | 0 | 0 | 0 | 0 | 0 | 0 | 0 | 0 | 0 | 0 | 0 | 0 | 0 | 0 | 0 | 0 | 0 | 0 | 0 | 0 | 0 | 0 | 1 | 4904.0464
2025-04-03 | 6129.443 | 15.32 | 0 | 0 | 1 | 0 | 0 | 0 | 0 | 0 | 0 | 0 | 0 | 0 | 0 | 0 | 0 | 0 | 0 | 0 | 0 | 0 | 0 | 0 | 0 | 0 | 0 | 0 | 4561.1914
2025-04-03 | 6623.864 | 15.58 | 0 | 0 | 0 | 1 | 0 | 0 | 0 | 0 | 0 | 0 | 0 | 0 | 0 | 0 | 0 | 0 | 0 | 0 | 0 | 0 | 0 | 0 | 0 | 0 | 0 | 0 | 4376.824
2025-04-03 | 7321.652 | 15.65 | 0 | 0 | 0 | 0 | 1 | 0 | 0 | 0 | 0 | 0 | 0 | 0 | 0 | 0 | 0 | 0 | 0 | 0 | 0 | 0 | 0 | 0 | 0 | 0 | 0 | 0 | 4266.8147
2025-04-03 | 8099.007 | 15.75 | 0 | 0 | 0 | 0 | 0 | 1 | 0 | 0 | 0 | 0 | 0 | 0 | 0 | 0 | 0 | 0 | 0 | 0 | 0 | 0 | 0 | 0 | 0 | 0 | 0 | 0 | 4250.7368
2025-04-03 | 8558.337 | 16.22 | 0 | 0 | 0 | 0 | 0 | 0 | 1 | 0 | 0 | 0 | 0 | 0 | 0 | 0 | 0 | 0 | 0 | 0 | 0 | 0 | 0 | 0 | 0 | 0 | 0 | 0 | 4448.492
2025-04-03 | 9026.393 | 16.42 | 0 | 0 | 0 | 0 | 0 | 0 | 0 | 1 | 0 | 0 | 0 | 0 | 0 | 0 | 0 | 0 | 0 | 0 | 0 | 0 | 0 | 0 | 0 | 0 | 0 | 0 | 4800.2543
2025-04-03 | 9169.509 | 16.03 | 0 | 0 | 0 | 0 | 0 | 0 | 0 | 0 | 1 | 0 | 0 | 0 | 0 | 0 | 0 | 0 | 0 | 0 | 0 | 0 | 0 | 0 | 0 | 0 | 0 | 0 | 5163.2007
2025-04-03 | 9539.187 | 15.11 | 0 | 0 | 0 | 0 | 0 | 0 | 0 | 0 | 0 | 1 | 0 | 0 | 0 | 0 | 0 | 0 | 0 | 0 | 0 | 0 | 0 | 0 | 0 | 0 | 0 | 0 | 5446.0253
2025-04-03 | 9695.664 | 13.75 | 0 | 0 | 0 | 0 | 0 | 0 | 0 | 0 | 0 | 0 | 1 | 0 | 0 | 0 | 0 | 0 | 0 | 0 | 0 | 0 | 0 | 0 | 0 | 0 | 0 | 0 | 5508.6981
2025-04-03 | 9759.377 | 12.93 | 0 | 0 | 0 | 0 | 0 | 0 | 0 | 0 | 0 | 0 | 0 | 1 | 0 | 0 | 0 | 0 | 0 | 0 | 0 | 0 | 0 | 0 | 0 | 0 | 0 | 0 | 5471.6122
2025-04-03 | 10289.55 | 12.33 | 0 | 0 | 0 | 0 | 0 | 0 | 0 | 0 | 0 | 0 | 0 | 0 | 1 | 0 | 0 | 0 | 0 | 0 | 0 | 0 | 0 | 0 | 0 | 0 | 0 | 0 | 5412.9533
2025-04-03 | 11431.715 | 10.73 | 0.1 | 0 | 0 | 0 | 0 | 0 | 0 | 0 | 0 | 0 | 0 | 0 | 0 | 1 | 0 | 0 | 0 | 0 | 0 | 0 | 0 | 0 | 0 | 0 | 0 | 0 | 5273.502
2025-04-03 | 12729.859 | 10.46 | 0.09 | 0 | 0 | 0 | 0 | 0 | 0 | 0 | 0 | 0 | 0 | 0 | 0 | 0 | 1 | 0 | 0 | 0 | 0 | 0 | 0 | 0 | 0 | 0 | 0 | 0 | 5138.512
2025-04-03 | 12855.805 | 10.26 | 0.15 | 0 | 0 | 0 | 0 | 0 | 0 | 0 | 0 | 0 | 0 | 0 | 0 | 0 | 0 | 1 | 0 | 0 | 0 | 0 | 0 | 0 | 0 | 0 | 0 | 0 | 5076.1949
2025-04-03 | 12273.817 | 10.07 | 0.18 | 0 | 0 | 0 | 0 | 0 | 0 | 0 | 0 | 0 | 0 | 0 | 0 | 0 | 0 | 0 | 1 | 0 | 0 | 0 | 0 | 0 | 0 | 0 | 0 | 0 | 5152.5981
2025-04-03 | 11469.016 | 10.13 | 0.02 | 0 | 0 | 0 | 0 | 0 | 0 | 0 | 0 | 0 | 0 | 0 | 0 | 0 | 0 | 0 | 0 | 1 | 0 | 0 | 0 | 0 | 0 | 0 | 0 | 0 | 5487.1267
2025-04-03 | 10925.361 | 10.77 | 0 | 0 | 0 | 0 | 0 | 0 | 0 | 0 | 0 | 0 | 0 | 0 | 0 | 0 | 0 | 0 | 0 | 0 | 1 | 0 | 0 | 0 | 0 | 0 | 0 | 0 | 6110.9042
2025-04-03 | 9762.759 | 11.35 | 0 | 0 | 0 | 0 | 0 | 0 | 0 | 0 | 0 | 0 | 0 | 0 | 0 | 0 | 0 | 0 | 0 | 0 | 0 | 1 | 0 | 0 | 0 | 0 | 0 | 0 | 6398.1597
2025-04-03 | 8388.166 | 11.86 | 0 | 0 | 0 | 0 | 0 | 0 | 0 | 0 | 0 | 0 | 0 | 0 | 0 | 0 | 0 | 0 | 0 | 0 | 0 | 0 | 1 | 0 | 0 | 0 | 0 | 0 | 6465.9675
2025-04-03 | 7300.766 | 12.69 | 0 | 0 | 0 | 0 | 0 | 0 | 0 | 0 | 0 | 0 | 0 | 0 | 0 | 0 | 0 | 0 | 0 | 0 | 0 | 0 | 0 | 1 | 0 | 0 | 0 | 0 | 6527.6403
2025-04-03 | 6403.856 | 13.31 | 0 | 0 | 0 | 0 | 0 | 0 | 0 | 0 | 0 | 0 | 0 | 0 | 0 | 0 | 0 | 0 | 0 | 0 | 0 | 0 | 0 | 0 | 1 | 0 | 0 | 0 | 6360.9353
2025-04-03 | 5927.501 | 13.89 | 0 | 0 | 0 | 0 | 0 | 0 | 0 | 0 | 0 | 0 | 0 | 0 | 0 | 0 | 0 | 0 | 0 | 0 | 0 | 0 | 0 | 0 | 0 | 1 | 0 | 0 | 5889.2997
2025-04-03 | 5647.329 | 14.57 | 0 | 0 | 0 | 0 | 0 | 0 | 0 | 0 | 0 | 0 | 0 | 0 | 0 | 0 | 0 | 0 | 0 | 0 | 0 | 0 | 0 | 0 | 0 | 0 | 1 | 0 | 5339.9037
2025-04-03 | 5456.836 | 14.85 | 0 | 0 | 0 | 0 | 0 | 0 | 0 | 0 | 0 | 0 | 0 | 0 | 0 | 0 | 0 | 0 | 0 | 0 | 0 | 0 | 0 | 0 | 0 | 0 | 0 | 1 | 4862.2453
2025-04-04 | 5674.474 | 15.42 | 0 | 0 | 1 | 0 | 0 | 0 | 0 | 0 | 0 | 0 | 0 | 0 | 0 | 0 | 0 | 0 | 0 | 0 | 0 | 0 | 0 | 0 | 0 | 0 | 0 | 0 | 4572.1917
2025-04-04 | 6183.836 | 15.61 | 0 | 0 | 0 | 1 | 0 | 0 | 0 | 0 | 0 | 0 | 0 | 0 | 0 | 0 | 0 | 0 | 0 | 0 | 0 | 0 | 0 | 0 | 0 | 0 | 0 | 0 | 4380.1241
2025-04-04 | 6909.53 | 15.73 | 0 | 0 | 0 | 0 | 1 | 0 | 0 | 0 | 0 | 0 | 0 | 0 | 0 | 0 | 0 | 0 | 0 | 0 | 0 | 0 | 0 | 0 | 0 | 0 | 0 | 0 | 4275.615
2025-04-04 | 7625.469 | 16.04 | 0 | 0 | 0 | 0 | 0 | 1 | 0 | 0 | 0 | 0 | 0 | 0 | 0 | 0 | 0 | 0 | 0 | 0 | 0 | 0 | 0 | 0 | 0 | 0 | 0 | 0 | 4282.6377
2025-04-04 | 7964.696 | 16.15 | 0 | 0 | 0 | 0 | 0 | 0 | 1 | 0 | 0 | 0 | 0 | 0 | 0 | 0 | 0 | 0 | 0 | 0 | 0 | 0 | 0 | 0 | 0 | 0 | 0 | 0 | 4440.7917
2025-04-04 | 8270.395 | 16.15 | 0 | 0 | 0 | 0 | 0 | 0 | 0 | 1 | 0 | 0 | 0 | 0 | 0 | 0 | 0 | 0 | 0 | 0 | 0 | 0 | 0 | 0 | 0 | 0 | 0 | 0 | 4770.5535
2025-04-04 | 8619.579 | 16.14 | 0 | 0 | 0 | 0 | 0 | 0 | 0 | 0 | 1 | 0 | 0 | 0 | 0 | 0 | 0 | 0 | 0 | 0 | 0 | 0 | 0 | 0 | 0 | 0 | 0 | 0 | 5175.301
2025-04-04 | 8828.555 | 15.78 | 0 | 0 | 0 | 0 | 0 | 0 | 0 | 0 | 0 | 1 | 0 | 0 | 0 | 0 | 0 | 0 | 0 | 0 | 0 | 0 | 0 | 0 | 0 | 0 | 0 | 0 | 5519.7274
2025-04-04 | 9041.818 | 15.07 | 0 | 0 | 0 | 0 | 0 | 0 | 0 | 0 | 0 | 0 | 1 | 0 | 0 | 0 | 0 | 0 | 0 | 0 | 0 | 0 | 0 | 0 | 0 | 0 | 0 | 0 | 5653.9023
2025-04-04 | 9176.078 | 14.07 | 0 | 0 | 0 | 0 | 0 | 0 | 0 | 0 | 0 | 0 | 0 | 1 | 0 | 0 | 0 | 0 | 0 | 0 | 0 | 0 | 0 | 0 | 0 | 0 | 0 | 0 | 5597.0157
2025-04-04 | 9868.422 | 13.24 | 0 | 0 | 0 | 0 | 0 | 0 | 0 | 0 | 0 | 0 | 0 | 0 | 1 | 0 | 0 | 0 | 0 | 0 | 0 | 0 | 0 | 0 | 0 | 0 | 0 | 0 | 5513.0562
2025-04-04 | 11160.055 | 12.45 | 0 | 0 | 0 | 0 | 0 | 0 | 0 | 0 | 0 | 0 | 0 | 0 | 0 | 1 | 0 | 0 | 0 | 0 | 0 | 0 | 0 | 0 | 0 | 0 | 0 | 0 | 5425.9938
2025-04-04 | 12561.44 | 11.84 | 0 | 0 | 0 | 0 | 0 | 0 | 0 | 0 | 0 | 0 | 0 | 0 | 0 | 0 | 1 | 0 | 0 | 0 | 0 | 0 | 0 | 0 | 0 | 0 | 0 | 0 | 5257.274
2025-04-04 | 12739.441 | 11.8 | 0 | 0 | 0 | 0 | 0 | 0 | 0 | 0 | 0 | 0 | 0 | 0 | 0 | 0 | 0 | 1 | 0 | 0 | 0 | 0 | 0 | 0 | 0 | 0 | 0 | 0 | 5190.5292
2025-04-04 | 12275.287 | 11.15 | 0 | 0 | 0 | 0 | 0 | 0 | 0 | 0 | 0 | 0 | 0 | 0 | 0 | 0 | 0 | 0 | 1 | 0 | 0 | 0 | 0 | 0 | 0 | 0 | 0 | 0 | 5205.3169
2025-04-04 | 11761.602 | 11.75 | 0 | 0 | 0 | 0 | 0 | 0 | 0 | 0 | 0 | 0 | 0 | 0 | 0 | 0 | 0 | 0 | 0 | 1 | 0 | 0 | 0 | 0 | 0 | 0 | 0 | 0 | 5657.989
2025-04-04 | 11247.087 | 11.71 | 0 | 0 | 0 | 0 | 0 | 0 | 0 | 0 | 0 | 0 | 0 | 0 | 0 | 0 | 0 | 0 | 0 | 0 | 1 | 0 | 0 | 0 | 0 | 0 | 0 | 0 | 6214.3072
2025-04-04 | 9929.106 | 12.57 | 0 | 0 | 0 | 0 | 0 | 0 | 0 | 0 | 0 | 0 | 0 | 0 | 0 | 0 | 0 | 0 | 0 | 0 | 0 | 1 | 0 | 0 | 0 | 0 | 0 | 0 | 6532.3635
2025-04-04 | 8405.049 | 13.13 | 0 | 0 | 0 | 0 | 0 | 0 | 0 | 0 | 0 | 0 | 0 | 0 | 0 | 0 | 0 | 0 | 0 | 0 | 0 | 0 | 1 | 0 | 0 | 0 | 0 | 0 | 6605.6715
2025-04-04 | 7241.476 | 13.76 | 0 | 0 | 0 | 0 | 0 | 0 | 0 | 0 | 0 | 0 | 0 | 0 | 0 | 0 | 0 | 0 | 0 | 0 | 0 | 0 | 0 | 1 | 0 | 0 | 0 | 0 | 6645.3437
2025-04-04 | 6417.42 | 14.17 | 0 | 0 | 0 | 0 | 0 | 0 | 0 | 0 | 0 | 0 | 0 | 0 | 0 | 0 | 0 | 0 | 0 | 0 | 0 | 0 | 0 | 0 | 1 | 0 | 0 | 0 | 6455.538
2025-04-04 | 5867.566 | 14.56 | 0 | 0 | 0 | 0 | 0 | 0 | 0 | 0 | 0 | 0 | 0 | 0 | 0 | 0 | 0 | 0 | 0 | 0 | 0 | 0 | 0 | 0 | 0 | 1 | 0 | 0 | 5963.0018
2025-04-04 | 5591.352 | 14.98 | 0 | 0 | 0 | 0 | 0 | 0 | 0 | 0 | 0 | 0 | 0 | 0 | 0 | 0 | 0 | 0 | 0 | 0 | 0 | 0 | 0 | 0 | 0 | 0 | 1 | 0 | 5385.005
2025-04-04 | 5461.532 | 15.22 | 0 | 0 | 0 | 0 | 0 | 0 | 0 | 0 | 0 | 0 | 0 | 0 | 0 | 0 | 0 | 0 | 0 | 0 | 0 | 0 | 0 | 0 | 0 | 0 | 0 | 1 | 4902.9464
2025-04-05 | 5593.339 | 15.64 | 0 | 1 | 1 | 0 | 0 | 0 | 0 | 0 | 0 | 0 | 0 | 0 | 0 | 0 | 0 | 0 | 0 | 0 | 0 | 0 | 0 | 0 | 0 | 0 | 0 | 0 | 4874.8669
2025-04-05 | 6158.134 | 15.75 | 0 | 1 | 0 | 1 | 0 | 0 | 0 | 0 | 0 | 0 | 0 | 0 | 0 | 0 | 0 | 0 | 0 | 0 | 0 | 0 | 0 | 0 | 0 | 0 | 0 | 0 | 4673.999
2025-04-05 | 6915.528 | 15.84 | 0 | 1 | 0 | 0 | 1 | 0 | 0 | 0 | 0 | 0 | 0 | 0 | 0 | 0 | 0 | 0 | 0 | 0 | 0 | 0 | 0 | 0 | 0 | 0 | 0 | 0 | 4566.1897
2025-04-05 | 7531.252 | 15.96 | 0 | 1 | 0 | 0 | 0 | 1 | 0 | 0 | 0 | 0 | 0 | 0 | 0 | 0 | 0 | 0 | 0 | 0 | 0 | 0 | 0 | 0 | 0 | 0 | 0 | 0 | 4552.3119
2025-04-05 | 7901.072 | 16.07 | 0 | 1 | 0 | 0 | 0 | 0 | 1 | 0 | 0 | 0 | 0 | 0 | 0 | 0 | 0 | 0 | 0 | 0 | 0 | 0 | 0 | 0 | 0 | 0 | 0 | 0 | 4710.4659
2025-04-05 | 8336.222 | 16.31 | 0 | 1 | 0 | 0 | 0 | 0 | 0 | 1 | 0 | 0 | 0 | 0 | 0 | 0 | 0 | 0 | 0 | 0 | 0 | 0 | 0 | 0 | 0 | 0 | 0 | 0 | 5066.6284
2025-04-05 | 8696.265 | 16.75 | 0 | 1 | 0 | 0 | 0 | 0 | 0 | 0 | 1 | 0 | 0 | 0 | 0 | 0 | 0 | 0 | 0 | 0 | 0 | 0 | 0 | 0 | 0 | 0 | 0 | 0 | 5520.8774
2025-04-05 | 9232.397 | 16.19 | 0 | 1 | 0 | 0 | 0 | 0 | 0 | 0 | 0 | 1 | 0 | 0 | 0 | 0 | 0 | 0 | 0 | 0 | 0 | 0 | 0 | 0 | 0 | 0 | 0 | 0 | 5843.3031
2025-04-05 | 9569.295 | 15.46 | 0 | 1 | 0 | 0 | 0 | 0 | 0 | 0 | 0 | 0 | 1 | 0 | 0 | 0 | 0 | 0 | 0 | 0 | 0 | 0 | 0 | 0 | 0 | 0 | 0 | 0 | 5975.2779
2025-04-05 | 9995.539 | 14.51 | 0 | 1 | 0 | 0 | 0 | 0 | 0 | 0 | 0 | 0 | 0 | 1 | 0 | 0 | 0 | 0 | 0 | 0 | 0 | 0 | 0 | 0 | 0 | 0 | 0 | 0 | 5923.8915
2025-04-05 | 10922.67 | 13.63 | 0 | 1 | 0 | 0 | 0 | 0 | 0 | 0 | 0 | 0 | 0 | 0 | 1 | 0 | 0 | 0 | 0 | 0 | 0 | 0 | 0 | 0 | 0 | 0 | 0 | 0 | 5834.4318
2025-04-05 | 12403.586 | 13.05 | 0 | 1 | 0 | 0 | 0 | 0 | 0 | 0 | 0 | 0 | 0 | 0 | 0 | 1 | 0 | 0 | 0 | 0 | 0 | 0 | 0 | 0 | 0 | 0 | 0 | 0 | 5770.4701
2025-04-05 | 13972.685 | 12.59 | 0 | 1 | 0 | 0 | 0 | 0 | 0 | 0 | 0 | 0 | 0 | 0 | 0 | 0 | 1 | 0 | 0 | 0 | 0 | 0 | 0 | 0 | 0 | 0 | 0 | 0 | 5618.2508
2025-04-05 | 14034.718 | 12.22 | 0 | 1 | 0 | 0 | 0 | 0 | 0 | 0 | 0 | 0 | 0 | 0 | 0 | 0 | 0 | 1 | 0 | 0 | 0 | 0 | 0 | 0 | 0 | 0 | 0 | 0 | 5515.205
2025-04-05 | 13652.902 | 11.73 | 0 | 1 | 0 | 0 | 0 | 0 | 0 | 0 | 0 | 0 | 0 | 0 | 0 | 0 | 0 | 0 | 1 | 0 | 0 | 0 | 0 | 0 | 0 | 0 | 0 | 0 | 5547.5931
2025-04-05 | 13086.836 | 11.6 | 0 | 1 | 0 | 0 | 0 | 0 | 0 | 0 | 0 | 0 | 0 | 0 | 0 | 0 | 0 | 0 | 0 | 1 | 0 | 0 | 0 | 0 | 0 | 0 | 0 | 0 | 5919.963
2025-04-05 | 12468.912 | 11.19 | 0 | 1 | 0 | 0 | 0 | 0 | 0 | 0 | 0 | 0 | 0 | 0 | 0 | 0 | 0 | 0 | 0 | 0 | 1 | 0 | 0 | 0 | 0 | 0 | 0 | 0 | 6435.58
2025-04-05 | 10998.826 | 11.41 | 0 | 1 | 0 | 0 | 0 | 0 | 0 | 0 | 0 | 0 | 0 | 0 | 0 | 0 | 0 | 0 | 0 | 0 | 0 | 1 | 0 | 0 | 0 | 0 | 0 | 0 | 6683.2343
2025-04-05 | 9263.669 | 12.16 | 0 | 1 | 0 | 0 | 0 | 0 | 0 | 0 | 0 | 0 | 0 | 0 | 0 | 0 | 0 | 0 | 0 | 0 | 0 | 0 | 1 | 0 | 0 | 0 | 0 | 0 | 6777.4429
2025-04-05 | 7909.307 | 13.04 | 0 | 1 | 0 | 0 | 0 | 0 | 0 | 0 | 0 | 0 | 0 | 0 | 0 | 0 | 0 | 0 | 0 | 0 | 0 | 0 | 0 | 1 | 0 | 0 | 0 | 0 | 6844.6159
2025-04-05 | 6993.185 | 13.58 | 0 | 1 | 0 | 0 | 0 | 0 | 0 | 0 | 0 | 0 | 0 | 0 | 0 | 0 | 0 | 0 | 0 | 0 | 0 | 0 | 0 | 0 | 1 | 0 | 0 | 0 | 6669.1106
2025-04-05 | 6397.009 | 13.5 | 0 | 1 | 0 | 0 | 0 | 0 | 0 | 0 | 0 | 0 | 0 | 0 | 0 | 0 | 0 | 0 | 0 | 0 | 0 | 0 | 0 | 0 | 0 | 1 | 0 | 0 | 6124.8729
2025-04-05 | 6029.047 | 13.73 | 0 | 1 | 0 | 0 | 0 | 0 | 0 | 0 | 0 | 0 | 0 | 0 | 0 | 0 | 0 | 0 | 0 | 0 | 0 | 0 | 0 | 0 | 0 | 0 | 1 | 0 | 5525.9755
2025-04-05 | 5836.989 | 13.6 | 0 | 1 | 0 | 0 | 0 | 0 | 0 | 0 | 0 | 0 | 0 | 0 | 0 | 0 | 0 | 0 | 0 | 0 | 0 | 0 | 0 | 0 | 0 | 0 | 0 | 1 | 5003.2158
2025-04-06 | 5927.58 | 13.31 | 0 | 1 | 1 | 0 | 0 | 0 | 0 | 0 | 0 | 0 | 0 | 0 | 0 | 0 | 0 | 0 | 0 | 0 | 0 | 0 | 0 | 0 | 0 | 0 | 0 | 0 | 4618.5596
2025-04-06 | 6613.929 | 13.42 | 0 | 1 | 0 | 1 | 0 | 0 | 0 | 0 | 0 | 0 | 0 | 0 | 0 | 0 | 0 | 0 | 0 | 0 | 0 | 0 | 0 | 0 | 0 | 0 | 0 | 0 | 4417.6917
2025-04-06 | 7468.143 | 13.84 | 0 | 1 | 0 | 0 | 1 | 0 | 0 | 0 | 0 | 0 | 0 | 0 | 0 | 0 | 0 | 0 | 0 | 0 | 0 | 0 | 0 | 0 | 0 | 0 | 0 | 0 | 4346.1835
2025-04-06 | 8260.652 | 14.43 | 0 | 1 | 0 | 0 | 0 | 1 | 0 | 0 | 0 | 0 | 0 | 0 | 0 | 0 | 0 | 0 | 0 | 0 | 0 | 0 | 0 | 0 | 0 | 0 | 0 | 0 | 4384.0071
2025-04-06 | 9143.389 | 14.73 | 0 | 1 | 0 | 0 | 0 | 0 | 1 | 0 | 0 | 0 | 0 | 0 | 0 | 0 | 0 | 0 | 0 | 0 | 0 | 0 | 0 | 0 | 0 | 0 | 0 | 0 | 4563.0617
2025-04-06 | 10309.774 | 15 | 0 | 1 | 0 | 0 | 0 | 0 | 0 | 1 | 0 | 0 | 0 | 0 | 0 | 0 | 0 | 0 | 0 | 0 | 0 | 0 | 0 | 0 | 0 | 0 | 0 | 0 | 4922.5243
2025-04-06 | 11470.343 | 14.75 | 0 | 1 | 0 | 0 | 0 | 0 | 0 | 0 | 1 | 0 | 0 | 0 | 0 | 0 | 0 | 0 | 0 | 0 | 0 | 0 | 0 | 0 | 0 | 0 | 0 | 0 | 5300.8711
2025-04-06 | 12773.065 | 14.19 | 0 | 1 | 0 | 0 | 0 | 0 | 0 | 0 | 0 | 1 | 0 | 0 | 0 | 0 | 0 | 0 | 0 | 0 | 0 | 0 | 0 | 0 | 0 | 0 | 0 | 0 | 5623.2969
2025-04-06 | 13505.194 | 13.31 | 0 | 1 | 0 | 0 | 0 | 0 | 0 | 0 | 0 | 0 | 1 | 0 | 0 | 0 | 0 | 0 | 0 | 0 | 0 | 0 | 0 | 0 | 0 | 0 | 0 | 0 | 5738.7712
2025-04-06 | 14298.883 | 12.47 | 0 | 1 | 0 | 0 | 0 | 0 | 0 | 0 | 0 | 0 | 0 | 1 | 0 | 0 | 0 | 0 | 0 | 0 | 0 | 0 | 0 | 0 | 0 | 0 | 0 | 0 | 5699.4852
2025-04-06 | 15437.243 | 11.75 | 0 | 1 | 0 | 0 | 0 | 0 | 0 | 0 | 0 | 0 | 0 | 0 | 1 | 0 | 0 | 0 | 0 | 0 | 0 | 0 | 0 | 0 | 0 | 0 | 0 | 0 | 5627.6259
2025-04-06 | 16828.138 | 10.99 | 0 | 1 | 0 | 0 | 0 | 0 | 0 | 0 | 0 | 0 | 0 | 0 | 0 | 1 | 0 | 0 | 0 | 0 | 0 | 0 | 0 | 0 | 0 | 0 | 0 | 0 | 5543.8636
2025-04-06 | 18128.646 | 10.25 | 0 | 1 | 0 | 0 | 0 | 0 | 0 | 0 | 0 | 0 | 0 | 0 | 0 | 0 | 1 | 0 | 0 | 0 | 0 | 0 | 0 | 0 | 0 | 0 | 0 | 0 | 5360.8434
2025-04-06 | 18150.996 | 9.82 | 0 | 1 | 0 | 0 | 0 | 0 | 0 | 0 | 0 | 0 | 0 | 0 | 0 | 0 | 0 | 1 | 0 | 0 | 0 | 0 | 0 | 0 | 0 | 0 | 0 | 0 | 5251.1974
2025-04-06 | 17255.816 | 9.14 | 0 | 1 | 0 | 0 | 0 | 0 | 0 | 0 | 0 | 0 | 0 | 0 | 0 | 0 | 0 | 0 | 1 | 0 | 0 | 0 | 0 | 0 | 0 | 0 | 0 | 0 | 5262.685
2025-04-06 | 16975.967 | 8.79 | 0 | 1 | 0 | 0 | 0 | 0 | 0 | 0 | 0 | 0 | 0 | 0 | 0 | 0 | 0 | 0 | 0 | 1 | 0 | 0 | 0 | 0 | 0 | 0 | 0 | 0 | 5610.8542
2025-04-06 | 16189.333 | 9.01 | 0 | 1 | 0 | 0 | 0 | 0 | 0 | 0 | 0 | 0 | 0 | 0 | 0 | 0 | 0 | 0 | 0 | 0 | 1 | 0 | 0 | 0 | 0 | 0 | 0 | 0 | 6195.7731
2025-04-06 | 14560.502 | 9.43 | 0 | 1 | 0 | 0 | 0 | 0 | 0 | 0 | 0 | 0 | 0 | 0 | 0 | 0 | 0 | 0 | 0 | 0 | 0 | 1 | 0 | 0 | 0 | 0 | 0 | 0 | 6465.4281
2025-04-06 | 12581.781 | 10.15 | 0 | 1 | 0 | 0 | 0 | 0 | 0 | 0 | 0 | 0 | 0 | 0 | 0 | 0 | 0 | 0 | 0 | 0 | 0 | 0 | 1 | 0 | 0 | 0 | 0 | 0 | 6556.3366
2025-04-06 | 10821.196 | 11.17 | 0 | 1 | 0 | 0 | 0 | 0 | 0 | 0 | 0 | 0 | 0 | 0 | 0 | 0 | 0 | 0 | 0 | 0 | 0 | 0 | 0 | 1 | 0 | 0 | 0 | 0 | 6638.91
2025-04-06 | 9678.291 | 11.84 | 0 | 1 | 0 | 0 | 0 | 0 | 0 | 0 | 0 | 0 | 0 | 0 | 0 | 0 | 0 | 0 | 0 | 0 | 0 | 0 | 0 | 0 | 1 | 0 | 0 | 0 | 6477.7051
2025-04-06 | 8812.607 | 12.38 | 0 | 1 | 0 | 0 | 0 | 0 | 0 | 0 | 0 | 0 | 0 | 0 | 0 | 0 | 0 | 0 | 0 | 0 | 0 | 0 | 0 | 0 | 0 | 1 | 0 | 0 | 6001.6694
2025-04-06 | 8318.45 | 12.44 | 0 | 1 | 0 | 0 | 0 | 0 | 0 | 0 | 0 | 0 | 0 | 0 | 0 | 0 | 0 | 0 | 0 | 0 | 0 | 0 | 0 | 0 | 0 | 0 | 1 | 0 | 5384.0715
2025-04-06 | 7981.64 | 12.79 | 0 | 1 | 0 | 0 | 0 | 0 | 0 | 0 | 0 | 0 | 0 | 0 | 0 | 0 | 0 | 0 | 0 | 0 | 0 | 0 | 0 | 0 | 0 | 0 | 0 | 1 | 4914.1132
2025-04-07 | 7913.485 | 13.19 | 0 | 0 | 1 | 0 | 0 | 0 | 0 | 0 | 0 | 0 | 0 | 0 | 0 | 0 | 0 | 0 | 0 | 0 | 0 | 0 | 0 | 0 | 0 | 0 | 0 | 0 | 4326.8847
2025-04-07 | 8366.514 | 13.57 | 0 | 0 | 0 | 1 | 0 | 0 | 0 | 0 | 0 | 0 | 0 | 0 | 0 | 0 | 0 | 0 | 0 | 0 | 0 | 0 | 0 | 0 | 0 | 0 | 0 | 0 | 4155.7177
2025-04-07 | 8949.032 | 13.7 | 0 | 0 | 0 | 0 | 1 | 0 | 0 | 0 | 0 | 0 | 0 | 0 | 0 | 0 | 0 | 0 | 0 | 0 | 0 | 0 | 0 | 0 | 0 | 0 | 0 | 0 | 4052.3086
2025-04-07 | 9899.895 | 14.24 | 0 | 0 | 0 | 0 | 0 | 1 | 0 | 0 | 0 | 0 | 0 | 0 | 0 | 0 | 0 | 0 | 0 | 0 | 0 | 0 | 0 | 0 | 0 | 0 | 0 | 0 | 4084.6321
2025-04-07 | 10566.56 | 14.66 | 0 | 0 | 0 | 0 | 0 | 0 | 1 | 0 | 0 | 0 | 0 | 0 | 0 | 0 | 0 | 0 | 0 | 0 | 0 | 0 | 0 | 0 | 0 | 0 | 0 | 0 | 4276.8871
2025-04-07 | 11144.932 | 15.09 | 0 | 0 | 0 | 0 | 0 | 0 | 0 | 1 | 0 | 0 | 0 | 0 | 0 | 0 | 0 | 0 | 0 | 0 | 0 | 0 | 0 | 0 | 0 | 0 | 0 | 0 | 4653.9501
2025-04-07 | 12275.141 | 15.13 | 0 | 0 | 0 | 0 | 0 | 0 | 0 | 0 | 1 | 0 | 0 | 0 | 0 | 0 | 0 | 0 | 0 | 0 | 0 | 0 | 0 | 0 | 0 | 0 | 0 | 0 | 5064.1979
2025-04-07 | 13184.707 | 14.28 | 0 | 0 | 0 | 0 | 0 | 0 | 0 | 0 | 0 | 1 | 0 | 0 | 0 | 0 | 0 | 0 | 0 | 0 | 0 | 0 | 0 | 0 | 0 | 0 | 0 | 0 | 5354.7227
2025-04-07 | 13881.204 | 13.03 | 0 | 0 | 0 | 0 | 0 | 0 | 0 | 0 | 0 | 0 | 1 | 0 | 0 | 0 | 0 | 0 | 0 | 0 | 0 | 0 | 0 | 0 | 0 | 0 | 0 | 0 | 5429.4959
2025-04-07 | 14415.998 | 12.11 | 0 | 0 | 0 | 0 | 0 | 0 | 0 | 0 | 0 | 0 | 0 | 1 | 0 | 0 | 0 | 0 | 0 | 0 | 0 | 0 | 0 | 0 | 0 | 0 | 0 | 0 | 5381.4096
2025-04-07 | 14818.602 | 11.14 | 0 | 0 | 0 | 0 | 0 | 0 | 0 | 0 | 0 | 0 | 0 | 0 | 1 | 0 | 0 | 0 | 0 | 0 | 0 | 0 | 0 | 0 | 0 | 0 | 0 | 0 | 5282.0496
2025-04-07 | 15389.586 | 10.51 | 0 | 0 | 0 | 0 | 0 | 0 | 0 | 0 | 0 | 0 | 0 | 0 | 0 | 1 | 0 | 0 | 0 | 0 | 0 | 0 | 0 | 0 | 0 | 0 | 0 | 0 | 5212.5877
2025-04-07 | 16268.117 | 9.94 | 0 | 0 | 0 | 0 | 0 | 0 | 0 | 0 | 0 | 0 | 0 | 0 | 0 | 0 | 1 | 0 | 0 | 0 | 0 | 0 | 0 | 0 | 0 | 0 | 0 | 0 | 5048.268
2025-04-07 | 15684.066 | 9.13 | 0 | 0 | 0 | 0 | 0 | 0 | 0 | 0 | 0 | 0 | 0 | 0 | 0 | 0 | 0 | 1 | 0 | 0 | 0 | 0 | 0 | 0 | 0 | 0 | 0 | 0 | 4896.8208
2025-04-07 | 15130.404 | 9.08 | 0 | 0 | 0 | 0 | 0 | 0 | 0 | 0 | 0 | 0 | 0 | 0 | 0 | 0 | 0 | 0 | 1 | 0 | 0 | 0 | 0 | 0 | 0 | 0 | 0 | 0 | 4977.6104
2025-04-07 | 14435.378 | 9.48 | 0 | 0 | 0 | 0 | 0 | 0 | 0 | 0 | 0 | 0 | 0 | 0 | 0 | 0 | 0 | 0 | 0 | 1 | 0 | 0 | 0 | 0 | 0 | 0 | 0 | 0 | 5408.2819
2025-04-07 | 13795.966 | 9.81 | 0 | 0 | 0 | 0 | 0 | 0 | 0 | 0 | 0 | 0 | 0 | 0 | 0 | 0 | 0 | 0 | 0 | 0 | 1 | 0 | 0 | 0 | 0 | 0 | 0 | 0 | 6005.3012
2025-04-07 | 12662.02 | 10.35 | 0 | 0 | 0 | 0 | 0 | 0 | 0 | 0 | 0 | 0 | 0 | 0 | 0 | 0 | 0 | 0 | 0 | 0 | 0 | 1 | 0 | 0 | 0 | 0 | 0 | 0 | 6288.1565
2025-04-07 | 11152.224 | 11.13 | 0 | 0 | 0 | 0 | 0 | 0 | 0 | 0 | 0 | 0 | 0 | 0 | 0 | 0 | 0 | 0 | 0 | 0 | 0 | 0 | 1 | 0 | 0 | 0 | 0 | 0 | 6385.6652
2025-04-07 | 9717.837 | 12.44 | 0 | 0 | 0 | 0 | 0 | 0 | 0 | 0 | 0 | 0 | 0 | 0 | 0 | 0 | 0 | 0 | 0 | 0 | 0 | 0 | 0 | 1 | 0 | 0 | 0 | 0 | 6500.1395
2025-04-07 | 8509.147 | 13.02 | 0 | 0 | 0 | 0 | 0 | 0 | 0 | 0 | 0 | 0 | 0 | 0 | 0 | 0 | 0 | 0 | 0 | 0 | 0 | 0 | 0 | 0 | 1 | 0 | 0 | 0 | 6329.0344
2025-04-07 | 7697.581 | 13.57 | 0 | 0 | 0 | 0 | 0 | 0 | 0 | 0 | 0 | 0 | 0 | 0 | 0 | 0 | 0 | 0 | 0 | 0 | 0 | 0 | 0 | 0 | 0 | 1 | 0 | 0 | 5854.0987
2025-04-07 | 7299.766 | 14.05 | 0 | 0 | 0 | 0 | 0 | 0 | 0 | 0 | 0 | 0 | 0 | 0 | 0 | 0 | 0 | 0 | 0 | 0 | 0 | 0 | 0 | 0 | 0 | 0 | 1 | 0 | 5282.7021
2025-04-07 | 6974.688 | 14.38 | 0 | 0 | 0 | 0 | 0 | 0 | 0 | 0 | 0 | 0 | 0 | 0 | 0 | 0 | 0 | 0 | 0 | 0 | 0 | 0 | 0 | 0 | 0 | 0 | 0 | 1 | 4810.5438
2025-04-08 | 6971.908 | 14.74 | 0 | 0 | 1 | 0 | 0 | 0 | 0 | 0 | 0 | 0 | 0 | 0 | 0 | 0 | 0 | 0 | 0 | 0 | 0 | 0 | 0 | 0 | 0 | 0 | 0 | 0 | 4497.3896
2025-04-08 | 7403.732 | 15.18 | 0 | 0 | 0 | 1 | 0 | 0 | 0 | 0 | 0 | 0 | 0 | 0 | 0 | 0 | 0 | 0 | 0 | 0 | 0 | 0 | 0 | 0 | 0 | 0 | 0 | 0 | 4332.8228
2025-04-08 | 8535.88 | 15.46 | 0 | 0 | 0 | 0 | 1 | 0 | 0 | 0 | 0 | 0 | 0 | 0 | 0 | 0 | 0 | 0 | 0 | 0 | 0 | 0 | 0 | 0 | 0 | 0 | 0 | 0 | 4245.9141
2025-04-08 | 10335.084 | 15.95 | 0 | 0 | 0 | 0 | 0 | 1 | 0 | 0 | 0 | 0 | 0 | 0 | 0 | 0 | 0 | 0 | 0 | 0 | 0 | 0 | 0 | 0 | 0 | 0 | 0 | 0 | 4272.7374
2025-04-08 | 12251.097 | 16.23 | 0 | 0 | 0 | 0 | 0 | 0 | 1 | 0 | 0 | 0 | 0 | 0 | 0 | 0 | 0 | 0 | 0 | 0 | 0 | 0 | 0 | 0 | 0 | 0 | 0 | 0 | 4449.592
2025-04-08 | 13252.541 | 16.51 | 0 | 0 | 0 | 0 | 0 | 0 | 0 | 1 | 0 | 0 | 0 | 0 | 0 | 0 | 0 | 0 | 0 | 0 | 0 | 0 | 0 | 0 | 0 | 0 | 0 | 0 | 4810.1546
2025-04-08 | 13992.77 | 16.65 | 0 | 0 | 0 | 0 | 0 | 0 | 0 | 0 | 1 | 0 | 0 | 0 | 0 | 0 | 0 | 0 | 0 | 0 | 0 | 0 | 0 | 0 | 0 | 0 | 0 | 0 | 5231.4026
2025-04-08 | 15055.184 | 15.84 | 0 | 0 | 0 | 0 | 0 | 0 | 0 | 0 | 0 | 1 | 0 | 0 | 0 | 0 | 0 | 0 | 0 | 0 | 0 | 0 | 0 | 0 | 0 | 0 | 0 | 0 | 5526.3276
2025-04-08 | 15523.058 | 14.71 | 0 | 0 | 0 | 0 | 0 | 0 | 0 | 0 | 0 | 0 | 1 | 0 | 0 | 0 | 0 | 0 | 0 | 0 | 0 | 0 | 0 | 0 | 0 | 0 | 0 | 0 | 5614.3011
2025-04-08 | 15110.66 | 13.36 | 0 | 0 | 0 | 0 | 0 | 0 | 0 | 0 | 0 | 0 | 0 | 1 | 0 | 0 | 0 | 0 | 0 | 0 | 0 | 0 | 0 | 0 | 0 | 0 | 0 | 0 | 5518.9135
2025-04-08 | 15537.013 | 12.08 | 0 | 0 | 0 | 0 | 0 | 0 | 0 | 0 | 0 | 0 | 0 | 0 | 1 | 0 | 0 | 0 | 0 | 0 | 0 | 0 | 0 | 0 | 0 | 0 | 0 | 0 | 5385.4525
2025-04-08 | 15823.635 | 10.98 | 0 | 0 | 0 | 0 | 0 | 0 | 0 | 0 | 0 | 0 | 0 | 0 | 0 | 1 | 0 | 0 | 0 | 0 | 0 | 0 | 0 | 0 | 0 | 0 | 0 | 0 | 5264.2892
2025-04-08 | 16041.224 | 10.35 | 0.13 | 0 | 0 | 0 | 0 | 0 | 0 | 0 | 0 | 0 | 0 | 0 | 0 | 0 | 1 | 0 | 0 | 0 | 0 | 0 | 0 | 0 | 0 | 0 | 0 | 0 | 5141.0971
2025-04-08 | 15519.25 | 9.76 | 0.14 | 0 | 0 | 0 | 0 | 0 | 0 | 0 | 0 | 0 | 0 | 0 | 0 | 0 | 0 | 1 | 0 | 0 | 0 | 0 | 0 | 0 | 0 | 0 | 0 | 0 | 5017.522
2025-04-08 | 14809.653 | 9.51 | 0.16 | 0 | 0 | 0 | 0 | 0 | 0 | 0 | 0 | 0 | 0 | 0 | 0 | 0 | 0 | 0 | 1 | 0 | 0 | 0 | 0 | 0 | 0 | 0 | 0 | 0 | 5083.6536
2025-04-08 | 14211.575 | 9.62 | 0.18 | 0 | 0 | 0 | 0 | 0 | 0 | 0 | 0 | 0 | 0 | 0 | 0 | 0 | 0 | 0 | 0 | 1 | 0 | 0 | 0 | 0 | 0 | 0 | 0 | 0 | 5489.767
2025-04-08 | 13660.444 | 8.99 | 0.21 | 0 | 0 | 0 | 0 | 0 | 0 | 0 | 0 | 0 | 0 | 0 | 0 | 0 | 0 | 0 | 0 | 0 | 1 | 0 | 0 | 0 | 0 | 0 | 0 | 0 | 5992.1974
2025-04-08 | 12587.785 | 9.31 | 0.21 | 0 | 0 | 0 | 0 | 0 | 0 | 0 | 0 | 0 | 0 | 0 | 0 | 0 | 0 | 0 | 0 | 0 | 0 | 1 | 0 | 0 | 0 | 0 | 0 | 0 | 6250.852
2025-04-08 | 11185.546 | 10.17 | 0.16 | 0 | 0 | 0 | 0 | 0 | 0 | 0 | 0 | 0 | 0 | 0 | 0 | 0 | 0 | 0 | 0 | 0 | 0 | 0 | 1 | 0 | 0 | 0 | 0 | 0 | 6338.8041
2025-04-08 | 9905.941 | 11.32 | 0.09 | 0 | 0 | 0 | 0 | 0 | 0 | 0 | 0 | 0 | 0 | 0 | 0 | 0 | 0 | 0 | 0 | 0 | 0 | 0 | 0 | 1 | 0 | 0 | 0 | 0 | 6409.9783
2025-04-08 | 8901.105 | 12.42 | 0.11 | 0 | 0 | 0 | 0 | 0 | 0 | 0 | 0 | 0 | 0 | 0 | 0 | 0 | 0 | 0 | 0 | 0 | 0 | 0 | 0 | 0 | 1 | 0 | 0 | 0 | 6303.4175
2025-04-08 | 8248.109 | 12.78 | 0 | 0 | 0 | 0 | 0 | 0 | 0 | 0 | 0 | 0 | 0 | 0 | 0 | 0 | 0 | 0 | 0 | 0 | 0 | 0 | 0 | 0 | 0 | 1 | 0 | 0 | 5767.1962
2025-04-08 | 7820.32 | 13.18 | 0 | 0 | 0 | 0 | 0 | 0 | 0 | 0 | 0 | 0 | 0 | 0 | 0 | 0 | 0 | 0 | 0 | 0 | 0 | 0 | 0 | 0 | 0 | 0 | 1 | 0 | 5186.9994
2025-04-08 | 7527.552 | 13.97 | 0 | 0 | 0 | 0 | 0 | 0 | 0 | 0 | 0 | 0 | 0 | 0 | 0 | 0 | 0 | 0 | 0 | 0 | 0 | 0 | 0 | 0 | 0 | 0 | 0 | 1 | 4765.4425
2025-04-09 | 7514.086 | 14.45 | 0 | 0 | 1 | 0 | 0 | 0 | 0 | 0 | 0 | 0 | 0 | 0 | 0 | 0 | 0 | 0 | 0 | 0 | 0 | 0 | 0 | 0 | 0 | 0 | 0 | 0 | 4465.4887
2025-04-09 | 7872.587 | 15.14 | 0 | 0 | 0 | 1 | 0 | 0 | 0 | 0 | 0 | 0 | 0 | 0 | 0 | 0 | 0 | 0 | 0 | 0 | 0 | 0 | 0 | 0 | 0 | 0 | 0 | 0 | 4328.4227
2025-04-09 | 8884.794 | 15.25 | 0 | 0 | 0 | 0 | 1 | 0 | 0 | 0 | 0 | 0 | 0 | 0 | 0 | 0 | 0 | 0 | 0 | 0 | 0 | 0 | 0 | 0 | 0 | 0 | 0 | 0 | 4222.8134
2025-04-09 | 10213.391 | 15.59 | 0 | 0 | 0 | 0 | 0 | 1 | 0 | 0 | 0 | 0 | 0 | 0 | 0 | 0 | 0 | 0 | 0 | 0 | 0 | 0 | 0 | 0 | 0 | 0 | 0 | 0 | 4233.1363
2025-04-09 | 12036.502 | 16.32 | 0 | 0 | 0 | 0 | 0 | 0 | 1 | 0 | 0 | 0 | 0 | 0 | 0 | 0 | 0 | 0 | 0 | 0 | 0 | 0 | 0 | 0 | 0 | 0 | 0 | 0 | 4459.4923
2025-04-09 | 14002.734 | 16.38 | 0 | 0 | 0 | 0 | 0 | 0 | 0 | 1 | 0 | 0 | 0 | 0 | 0 | 0 | 0 | 0 | 0 | 0 | 0 | 0 | 0 | 0 | 0 | 0 | 0 | 0 | 4795.8542
2025-04-09 | 14988.131 | 16.51 | 0 | 0 | 0 | 0 | 0 | 0 | 0 | 0 | 1 | 0 | 0 | 0 | 0 | 0 | 0 | 0 | 0 | 0 | 0 | 0 | 0 | 0 | 0 | 0 | 0 | 0 | 5216.0022
2025-04-09 | 16325.845 | 15.43 | 0 | 0 | 0 | 0 | 0 | 0 | 0 | 0 | 0 | 1 | 0 | 0 | 0 | 0 | 0 | 0 | 0 | 0 | 0 | 0 | 0 | 0 | 0 | 0 | 0 | 0 | 5481.2263
2025-04-09 | 17170.394 | 13.98 | 0 | 0 | 0 | 0 | 0 | 0 | 0 | 0 | 0 | 0 | 1 | 0 | 0 | 0 | 0 | 0 | 0 | 0 | 0 | 0 | 0 | 0 | 0 | 0 | 0 | 0 | 5533.9988
2025-04-09 | 17680.347 | 12.41 | 0 | 0 | 0 | 0 | 0 | 0 | 0 | 0 | 0 | 0 | 0 | 1 | 0 | 0 | 0 | 0 | 0 | 0 | 0 | 0 | 0 | 0 | 0 | 0 | 0 | 0 | 5414.4105
2025-04-09 | 17780.86 | 11.39 | 0 | 0 | 0 | 0 | 0 | 0 | 0 | 0 | 0 | 0 | 0 | 0 | 1 | 0 | 0 | 0 | 0 | 0 | 0 | 0 | 0 | 0 | 0 | 0 | 0 | 0 | 5309.5504
2025-04-09 | 18747.57 | 10.45 | 0 | 0 | 0 | 0 | 0 | 0 | 0 | 0 | 0 | 0 | 0 | 0 | 0 | 1 | 0 | 0 | 0 | 0 | 0 | 0 | 0 | 0 | 0 | 0 | 0 | 0 | 5205.9875
2025-04-09 | 19559.017 | 10.04 | 0 | 0 | 0 | 0 | 0 | 0 | 0 | 0 | 0 | 0 | 0 | 0 | 0 | 0 | 1 | 0 | 0 | 0 | 0 | 0 | 0 | 0 | 0 | 0 | 0 | 0 | 5059.2683
2025-04-09 | 19933.292 | 9.46 | 0 | 0 | 0 | 0 | 0 | 0 | 0 | 0 | 0 | 0 | 0 | 0 | 0 | 0 | 0 | 1 | 0 | 0 | 0 | 0 | 0 | 0 | 0 | 0 | 0 | 0 | 4933.1219
2025-04-09 | 19060.49 | 8.93 | 0.14 | 0 | 0 | 0 | 0 | 0 | 0 | 0 | 0 | 0 | 0 | 0 | 0 | 0 | 0 | 0 | 1 | 0 | 0 | 0 | 0 | 0 | 0 | 0 | 0 | 0 | 5012.5091
2025-04-09 | 17804.307 | 8.87 | 0.15 | 0 | 0 | 0 | 0 | 0 | 0 | 0 | 0 | 0 | 0 | 0 | 0 | 0 | 0 | 0 | 0 | 1 | 0 | 0 | 0 | 0 | 0 | 0 | 0 | 0 | 5396.2505
2025-04-09 | 16421.403 | 8.97 | 0.28 | 0 | 0 | 0 | 0 | 0 | 0 | 0 | 0 | 0 | 0 | 0 | 0 | 0 | 0 | 0 | 0 | 0 | 1 | 0 | 0 | 0 | 0 | 0 | 0 | 0 | 6015.6969
2025-04-09 | 14632.548 | 9.43 | 0.25 | 0 | 0 | 0 | 0 | 0 | 0 | 0 | 0 | 0 | 0 | 0 | 0 | 0 | 0 | 0 | 0 | 0 | 0 | 1 | 0 | 0 | 0 | 0 | 0 | 0 | 6278.7378
2025-04-09 | 12507.846 | 9.99 | 0.18 | 0 | 0 | 0 | 0 | 0 | 0 | 0 | 0 | 0 | 0 | 0 | 0 | 0 | 0 | 0 | 0 | 0 | 0 | 0 | 1 | 0 | 0 | 0 | 0 | 0 | 6326.3463
2025-04-09 | 10843.434 | 11.28 | 0 | 0 | 0 | 0 | 0 | 0 | 0 | 0 | 0 | 0 | 0 | 0 | 0 | 0 | 0 | 0 | 0 | 0 | 0 | 0 | 0 | 1 | 0 | 0 | 0 | 0 | 6372.5359
2025-04-09 | 9515.236 | 12.14 | 0 | 0 | 0 | 0 | 0 | 0 | 0 | 0 | 0 | 0 | 0 | 0 | 0 | 0 | 0 | 0 | 0 | 0 | 0 | 0 | 0 | 0 | 1 | 0 | 0 | 0 | 6232.2316
2025-04-09 | 8704.987 | 12.68 | 0 | 0 | 0 | 0 | 0 | 0 | 0 | 0 | 0 | 0 | 0 | 0 | 0 | 0 | 0 | 0 | 0 | 0 | 0 | 0 | 0 | 0 | 0 | 1 | 0 | 0 | 5756.1959
2025-04-09 | 8194.546 | 13.09 | 0 | 0 | 0 | 0 | 0 | 0 | 0 | 0 | 0 | 0 | 0 | 0 | 0 | 0 | 0 | 0 | 0 | 0 | 0 | 0 | 0 | 0 | 0 | 0 | 1 | 0 | 5177.0991
2025-04-09 | 7860.516 | 13.34 | 0 | 0 | 0 | 0 | 0 | 0 | 0 | 0 | 0 | 0 | 0 | 0 | 0 | 0 | 0 | 0 | 0 | 0 | 0 | 0 | 0 | 0 | 0 | 0 | 0 | 1 | 4696.1405
2025-04-10 | 7768.965 | 13.86 | 0 | 0 | 1 | 0 | 0 | 0 | 0 | 0 | 0 | 0 | 0 | 0 | 0 | 0 | 0 | 0 | 0 | 0 | 0 | 0 | 0 | 0 | 0 | 0 | 0 | 0 | 4400.5868
2025-04-10 | 8211.249 | 14.31 | 0 | 0 | 0 | 1 | 0 | 0 | 0 | 0 | 0 | 0 | 0 | 0 | 0 | 0 | 0 | 0 | 0 | 0 | 0 | 0 | 0 | 0 | 0 | 0 | 0 | 0 | 4237.1201
2025-04-10 | 9401.259 | 14.54 | 0 | 0 | 0 | 0 | 1 | 0 | 0 | 0 | 0 | 0 | 0 | 0 | 0 | 0 | 0 | 0 | 0 | 0 | 0 | 0 | 0 | 0 | 0 | 0 | 0 | 0 | 4144.7112
2025-04-10 | 10879.474 | 14.78 | 0 | 0 | 0 | 0 | 0 | 1 | 0 | 0 | 0 | 0 | 0 | 0 | 0 | 0 | 0 | 0 | 0 | 0 | 0 | 0 | 0 | 0 | 0 | 0 | 0 | 0 | 4144.0338
2025-04-10 | 12182.842 | 14.85 | 0 | 0 | 0 | 0 | 0 | 0 | 1 | 0 | 0 | 0 | 0 | 0 | 0 | 0 | 0 | 0 | 0 | 0 | 0 | 0 | 0 | 0 | 0 | 0 | 0 | 0 | 4297.7877
2025-04-10 | 13308.061 | 15.06 | 0 | 0 | 0 | 0 | 0 | 0 | 0 | 1 | 0 | 0 | 0 | 0 | 0 | 0 | 0 | 0 | 0 | 0 | 0 | 0 | 0 | 0 | 0 | 0 | 0 | 0 | 4650.65
2025-04-10 | 14084.353 | 15.29 | 0 | 0 | 0 | 0 | 0 | 0 | 0 | 0 | 1 | 0 | 0 | 0 | 0 | 0 | 0 | 0 | 0 | 0 | 0 | 0 | 0 | 0 | 0 | 0 | 0 | 0 | 5081.7984
2025-04-10 | 14837.248 | 14.14 | 0 | 0 | 0 | 0 | 0 | 0 | 0 | 0 | 0 | 1 | 0 | 0 | 0 | 0 | 0 | 0 | 0 | 0 | 0 | 0 | 0 | 0 | 0 | 0 | 0 | 0 | 5339.3223
2025-04-10 | 15333.206 | 12.73 | 0 | 0 | 0 | 0 | 0 | 0 | 0 | 0 | 0 | 0 | 1 | 0 | 0 | 0 | 0 | 0 | 0 | 0 | 0 | 0 | 0 | 0 | 0 | 0 | 0 | 0 | 5396.4949
2025-04-10 | 15731.969 | 11.31 | 0.12 | 0 | 0 | 0 | 0 | 0 | 0 | 0 | 0 | 0 | 0 | 1 | 0 | 0 | 0 | 0 | 0 | 0 | 0 | 0 | 0 | 0 | 0 | 0 | 0 | 0 | 5337.4635
2025-04-10 | 16582.471 | 10.27 | 0.33 | 0 | 0 | 0 | 0 | 0 | 0 | 0 | 0 | 0 | 0 | 0 | 1 | 0 | 0 | 0 | 0 | 0 | 0 | 0 | 0 | 0 | 0 | 0 | 0 | 0 | 5307.502
2025-04-10 | 17998.69 | 9.42 | 0.42 | 0 | 0 | 0 | 0 | 0 | 0 | 0 | 0 | 0 | 0 | 0 | 0 | 1 | 0 | 0 | 0 | 0 | 0 | 0 | 0 | 0 | 0 | 0 | 0 | 0 | 5246.8817
2025-04-10 | 18932.844 | 8.88 | 0.41 | 0 | 0 | 0 | 0 | 0 | 0 | 0 | 0 | 0 | 0 | 0 | 0 | 0 | 1 | 0 | 0 | 0 | 0 | 0 | 0 | 0 | 0 | 0 | 0 | 0 | 5082.1908
2025-04-10 | 18613.613 | 8.54 | 0.49 | 0 | 0 | 0 | 0 | 0 | 0 | 0 | 0 | 0 | 0 | 0 | 0 | 0 | 0 | 1 | 0 | 0 | 0 | 0 | 0 | 0 | 0 | 0 | 0 | 0 | 5011.816
2025-04-10 | 18487.651 | 8.13 | 0.64 | 0 | 0 | 0 | 0 | 0 | 0 | 0 | 0 | 0 | 0 | 0 | 0 | 0 | 0 | 0 | 1 | 0 | 0 | 0 | 0 | 0 | 0 | 0 | 0 | 0 | 5108.075
2025-04-10 | 17876.784 | 8.13 | 0.36 | 0 | 0 | 0 | 0 | 0 | 0 | 0 | 0 | 0 | 0 | 0 | 0 | 0 | 0 | 0 | 0 | 1 | 0 | 0 | 0 | 0 | 0 | 0 | 0 | 0 | 5391.9469
2025-04-10 | 16970.518 | 8.1 | 0.45 | 0 | 0 | 0 | 0 | 0 | 0 | 0 | 0 | 0 | 0 | 0 | 0 | 0 | 0 | 0 | 0 | 0 | 1 | 0 | 0 | 0 | 0 | 0 | 0 | 0 | 5982.4074
2025-04-10 | 15325.606 | 8.41 | 0.51 | 0 | 0 | 0 | 0 | 0 | 0 | 0 | 0 | 0 | 0 | 0 | 0 | 0 | 0 | 0 | 0 | 0 | 0 | 1 | 0 | 0 | 0 | 0 | 0 | 0 | 6261.9902
2025-04-10 | 13218.707 | 9 | 0.31 | 0 | 0 | 0 | 0 | 0 | 0 | 0 | 0 | 0 | 0 | 0 | 0 | 0 | 0 | 0 | 0 | 0 | 0 | 0 | 1 | 0 | 0 | 0 | 0 | 0 | 6265.171
2025-04-10 | 11447.016 | 10.11 | 0.21 | 0 | 0 | 0 | 0 | 0 | 0 | 0 | 0 | 0 | 0 | 0 | 0 | 0 | 0 | 0 | 0 | 0 | 0 | 0 | 0 | 1 | 0 | 0 | 0 | 0 | 6320.931
2025-04-10 | 10028.017 | 10.57 | 0.11 | 0 | 0 | 0 | 0 | 0 | 0 | 0 | 0 | 0 | 0 | 0 | 0 | 0 | 0 | 0 | 0 | 0 | 0 | 0 | 0 | 0 | 1 | 0 | 0 | 0 | 6099.9117
2025-04-10 | 9070.877 | 10.93 | 0.06 | 0 | 0 | 0 | 0 | 0 | 0 | 0 | 0 | 0 | 0 | 0 | 0 | 0 | 0 | 0 | 0 | 0 | 0 | 0 | 0 | 0 | 0 | 1 | 0 | 0 | 5585.7186
2025-04-10 | 8402.38 | 11.39 | 0 | 0 | 0 | 0 | 0 | 0 | 0 | 0 | 0 | 0 | 0 | 0 | 0 | 0 | 0 | 0 | 0 | 0 | 0 | 0 | 0 | 0 | 0 | 0 | 1 | 0 | 4990.0937
2025-04-10 | 8014.101 | 11.8 | 0 | 0 | 0 | 0 | 0 | 0 | 0 | 0 | 0 | 0 | 0 | 0 | 0 | 0 | 0 | 0 | 0 | 0 | 0 | 0 | 0 | 0 | 0 | 0 | 0 | 1 | 4526.7357
2025-04-11 | 7943.103 | 12.05 | 0 | 0 | 1 | 0 | 0 | 0 | 0 | 0 | 0 | 0 | 0 | 0 | 0 | 0 | 0 | 0 | 0 | 0 | 0 | 0 | 0 | 0 | 0 | 0 | 0 | 0 | 4201.4812
2025-04-11 | 8444.621 | 12.1 | 0 | 0 | 0 | 1 | 0 | 0 | 0 | 0 | 0 | 0 | 0 | 0 | 0 | 0 | 0 | 0 | 0 | 0 | 0 | 0 | 0 | 0 | 0 | 0 | 0 | 0 | 3994.0131
2025-04-11 | 9662.28 | 12.38 | 0 | 0 | 0 | 0 | 1 | 0 | 0 | 0 | 0 | 0 | 0 | 0 | 0 | 0 | 0 | 0 | 0 | 0 | 0 | 0 | 0 | 0 | 0 | 0 | 0 | 0 | 3907.1045
2025-04-11 | 11294.447 | 12.52 | 0 | 0 | 0 | 0 | 0 | 1 | 0 | 0 | 0 | 0 | 0 | 0 | 0 | 0 | 0 | 0 | 0 | 0 | 0 | 0 | 0 | 0 | 0 | 0 | 0 | 0 | 3895.4267
2025-04-11 | 12673.801 | 12.62 | 0 | 0 | 0 | 0 | 0 | 0 | 1 | 0 | 0 | 0 | 0 | 0 | 0 | 0 | 0 | 0 | 0 | 0 | 0 | 0 | 0 | 0 | 0 | 0 | 0 | 0 | 4052.4807
2025-04-11 | 13727.392 | 12.75 | 0 | 0 | 0 | 0 | 0 | 0 | 0 | 1 | 0 | 0 | 0 | 0 | 0 | 0 | 0 | 0 | 0 | 0 | 0 | 0 | 0 | 0 | 0 | 0 | 0 | 0 | 4396.5428
2025-04-11 | 14586.248 | 12.98 | 0 | 0 | 0 | 0 | 0 | 0 | 0 | 0 | 1 | 0 | 0 | 0 | 0 | 0 | 0 | 0 | 0 | 0 | 0 | 0 | 0 | 0 | 0 | 0 | 0 | 0 | 4827.6911
2025-04-11 | 15270.777 | 12.44 | 0 | 0 | 0 | 0 | 0 | 0 | 0 | 0 | 0 | 1 | 0 | 0 | 0 | 0 | 0 | 0 | 0 | 0 | 0 | 0 | 0 | 0 | 0 | 0 | 0 | 0 | 5152.317
2025-04-11 | 15555.057 | 12.24 | 0 | 0 | 0 | 0 | 0 | 0 | 0 | 0 | 0 | 0 | 1 | 0 | 0 | 0 | 0 | 0 | 0 | 0 | 0 | 0 | 0 | 0 | 0 | 0 | 0 | 0 | 5342.5934
2025-04-11 | 15725.25 | 11.13 | 0 | 0 | 0 | 0 | 0 | 0 | 0 | 0 | 0 | 0 | 0 | 1 | 0 | 0 | 0 | 0 | 0 | 0 | 0 | 0 | 0 | 0 | 0 | 0 | 0 | 0 | 5273.6065
2025-04-11 | 16388.686 | 10.24 | 0.03 | 0 | 0 | 0 | 0 | 0 | 0 | 0 | 0 | 0 | 0 | 0 | 1 | 0 | 0 | 0 | 0 | 0 | 0 | 0 | 0 | 0 | 0 | 0 | 0 | 0 | 5194.0609
2025-04-11 | 17466.477 | 9.75 | 0.31 | 0 | 0 | 0 | 0 | 0 | 0 | 0 | 0 | 0 | 0 | 0 | 0 | 1 | 0 | 0 | 0 | 0 | 0 | 0 | 0 | 0 | 0 | 0 | 0 | 0 | 5242.7977
2025-04-11 | 18332.007 | 9.21 | 0.5 | 0 | 0 | 0 | 0 | 0 | 0 | 0 | 0 | 0 | 0 | 0 | 0 | 0 | 1 | 0 | 0 | 0 | 0 | 0 | 0 | 0 | 0 | 0 | 0 | 0 | 5151.5341
2025-04-11 | 18198.304 | 8.29 | 0.55 | 0 | 0 | 0 | 0 | 0 | 0 | 0 | 0 | 0 | 0 | 0 | 0 | 0 | 0 | 1 | 0 | 0 | 0 | 0 | 0 | 0 | 0 | 0 | 0 | 0 | 5006.3434
2025-04-11 | 17365.741 | 7.89 | 0.39 | 0 | 0 | 0 | 0 | 0 | 0 | 0 | 0 | 0 | 0 | 0 | 0 | 0 | 0 | 0 | 1 | 0 | 0 | 0 | 0 | 0 | 0 | 0 | 0 | 0 | 4989.89
2025-04-11 | 16845.356 | 7.72 | 0.3 | 0 | 0 | 0 | 0 | 0 | 0 | 0 | 0 | 0 | 0 | 0 | 0 | 0 | 0 | 0 | 0 | 1 | 0 | 0 | 0 | 0 | 0 | 0 | 0 | 0 | 5324.8175
2025-04-11 | 16083.731 | 7.64 | 0.3 | 0 | 0 | 0 | 0 | 0 | 0 | 0 | 0 | 0 | 0 | 0 | 0 | 0 | 0 | 0 | 0 | 0 | 1 | 0 | 0 | 0 | 0 | 0 | 0 | 0 | 5876.7354
2025-04-11 | 14555.68 | 7.82 | 0.47 | 0 | 0 | 0 | 0 | 0 | 0 | 0 | 0 | 0 | 0 | 0 | 0 | 0 | 0 | 0 | 0 | 0 | 0 | 1 | 0 | 0 | 0 | 0 | 0 | 0 | 6182.4029
2025-04-11 | 12710.913 | 8.1 | 0.35 | 0 | 0 | 0 | 0 | 0 | 0 | 0 | 0 | 0 | 0 | 0 | 0 | 0 | 0 | 0 | 0 | 0 | 0 | 0 | 1 | 0 | 0 | 0 | 0 | 0 | 6180.8536
2025-04-11 | 11011.617 | 8.83 | 0.19 | 0 | 0 | 0 | 0 | 0 | 0 | 0 | 0 | 0 | 0 | 0 | 0 | 0 | 0 | 0 | 0 | 0 | 0 | 0 | 0 | 1 | 0 | 0 | 0 | 0 | 6172.7842
2025-04-11 | 9610.074 | 9.65 | 0.11 | 0 | 0 | 0 | 0 | 0 | 0 | 0 | 0 | 0 | 0 | 0 | 0 | 0 | 0 | 0 | 0 | 0 | 0 | 0 | 0 | 0 | 1 | 0 | 0 | 0 | 5998.7089
2025-04-11 | 8611.554 | 9.77 | 0.07 | 0 | 0 | 0 | 0 | 0 | 0 | 0 | 0 | 0 | 0 | 0 | 0 | 0 | 0 | 0 | 0 | 0 | 0 | 0 | 0 | 0 | 0 | 1 | 0 | 0 | 5461.7864
2025-04-11 | 7908.768 | 9.97 | 0.02 | 0 | 0 | 0 | 0 | 0 | 0 | 0 | 0 | 0 | 0 | 0 | 0 | 0 | 0 | 0 | 0 | 0 | 0 | 0 | 0 | 0 | 0 | 0 | 1 | 0 | 4841.232
2025-04-11 | 7637.555 | 10.42 | 0 | 0 | 0 | 0 | 0 | 0 | 0 | 0 | 0 | 0 | 0 | 0 | 0 | 0 | 0 | 0 | 0 | 0 | 0 | 0 | 0 | 0 | 0 | 0 | 0 | 1 | 4374.9314
2025-04-12 | 7509.473 | 10.71 | 0 | 1 | 1 | 0 | 0 | 0 | 0 | 0 | 0 | 0 | 0 | 0 | 0 | 0 | 0 | 0 | 0 | 0 | 0 | 0 | 0 | 0 | 0 | 0 | 0 | 0 | 4332.5514
2025-04-12 | 7912.131 | 11.15 | 0 | 1 | 0 | 1 | 0 | 0 | 0 | 0 | 0 | 0 | 0 | 0 | 0 | 0 | 0 | 0 | 0 | 0 | 0 | 0 | 0 | 0 | 0 | 0 | 0 | 0 | 4167.9846
2025-04-12 | 8886.679 | 11.54 | 0 | 1 | 0 | 0 | 1 | 0 | 0 | 0 | 0 | 0 | 0 | 0 | 0 | 0 | 0 | 0 | 0 | 0 | 0 | 0 | 0 | 0 | 0 | 0 | 0 | 0 | 4093.1763
2025-04-12 | 9887.412 | 11.87 | 0 | 1 | 0 | 0 | 0 | 1 | 0 | 0 | 0 | 0 | 0 | 0 | 0 | 0 | 0 | 0 | 0 | 0 | 0 | 0 | 0 | 0 | 0 | 0 | 0 | 0 | 4102.3991
2025-04-12 | 10931.788 | 12.21 | 0 | 1 | 0 | 0 | 0 | 0 | 1 | 0 | 0 | 0 | 0 | 0 | 0 | 0 | 0 | 0 | 0 | 0 | 0 | 0 | 0 | 0 | 0 | 0 | 0 | 0 | 4285.8538
2025-04-12 | 12323.916 | 12.38 | 0 | 1 | 0 | 0 | 0 | 0 | 0 | 1 | 0 | 0 | 0 | 0 | 0 | 0 | 0 | 0 | 0 | 0 | 0 | 0 | 0 | 0 | 0 | 0 | 0 | 0 | 4634.3161
2025-04-12 | 13494.231 | 12.25 | 0 | 1 | 0 | 0 | 0 | 0 | 0 | 0 | 1 | 0 | 0 | 0 | 0 | 0 | 0 | 0 | 0 | 0 | 0 | 0 | 0 | 0 | 0 | 0 | 0 | 0 | 5025.8633
2025-04-12 | 14411.713 | 11.88 | 0 | 1 | 0 | 0 | 0 | 0 | 0 | 0 | 0 | 1 | 0 | 0 | 0 | 0 | 0 | 0 | 0 | 0 | 0 | 0 | 0 | 0 | 0 | 0 | 0 | 0 | 5369.1896
2025-04-12 | 14695.936 | 11.19 | 0 | 1 | 0 | 0 | 0 | 0 | 0 | 0 | 0 | 0 | 1 | 0 | 0 | 0 | 0 | 0 | 0 | 0 | 0 | 0 | 0 | 0 | 0 | 0 | 0 | 0 | 5505.5645
2025-04-12 | 15061.363 | 10.21 | 0.1 | 1 | 0 | 0 | 0 | 0 | 0 | 0 | 0 | 0 | 0 | 1 | 0 | 0 | 0 | 0 | 0 | 0 | 0 | 0 | 0 | 0 | 0 | 0 | 0 | 0 | 5487.5917
2025-04-12 | 15851.06 | 9.09 | 0.35 | 1 | 0 | 0 | 0 | 0 | 0 | 0 | 0 | 0 | 0 | 0 | 1 | 0 | 0 | 0 | 0 | 0 | 0 | 0 | 0 | 0 | 0 | 0 | 0 | 0 | 5463.5155
2025-04-12 | 16854.806 | 8.69 | 0.57 | 1 | 0 | 0 | 0 | 0 | 0 | 0 | 0 | 0 | 0 | 0 | 0 | 1 | 0 | 0 | 0 | 0 | 0 | 0 | 0 | 0 | 0 | 0 | 0 | 0 | 5500.1244
2025-04-12 | 18087.974 | 8.17 | 0.7 | 1 | 0 | 0 | 0 | 0 | 0 | 0 | 0 | 0 | 0 | 0 | 0 | 0 | 1 | 0 | 0 | 0 | 0 | 0 | 0 | 0 | 0 | 0 | 0 | 0 | 5389.0327
2025-04-12 | 18024.494 | 7.95 | 0.8 | 1 | 0 | 0 | 0 | 0 | 0 | 0 | 0 | 0 | 0 | 0 | 0 | 0 | 0 | 1 | 0 | 0 | 0 | 0 | 0 | 0 | 0 | 0 | 0 | 0 | 5339.201
2025-04-12 | 17036.923 | 7.53 | 0.8 | 1 | 0 | 0 | 0 | 0 | 0 | 0 | 0 | 0 | 0 | 0 | 0 | 0 | 0 | 0 | 1 | 0 | 0 | 0 | 0 | 0 | 0 | 0 | 0 | 0 | 5379.2894
2025-04-12 | 16402.653 | 7.75 | 0.83 | 1 | 0 | 0 | 0 | 0 | 0 | 0 | 0 | 0 | 0 | 0 | 0 | 0 | 0 | 0 | 0 | 1 | 0 | 0 | 0 | 0 | 0 | 0 | 0 | 0 | 5801.1745
2025-04-12 | 15387.767 | 7.35 | 0.82 | 1 | 0 | 0 | 0 | 0 | 0 | 0 | 0 | 0 | 0 | 0 | 0 | 0 | 0 | 0 | 0 | 0 | 1 | 0 | 0 | 0 | 0 | 0 | 0 | 0 | 6314.2201
2025-04-12 | 13693.733 | 7.27 | 0.78 | 1 | 0 | 0 | 0 | 0 | 0 | 0 | 0 | 0 | 0 | 0 | 0 | 0 | 0 | 0 | 0 | 0 | 0 | 1 | 0 | 0 | 0 | 0 | 0 | 0 | 6514.188
2025-04-12 | 11841.376 | 7.79 | 0.69 | 1 | 0 | 0 | 0 | 0 | 0 | 0 | 0 | 0 | 0 | 0 | 0 | 0 | 0 | 0 | 0 | 0 | 0 | 0 | 1 | 0 | 0 | 0 | 0 | 0 | 6550.0536
2025-04-12 | 10131.059 | 8.43 | 0.48 | 1 | 0 | 0 | 0 | 0 | 0 | 0 | 0 | 0 | 0 | 0 | 0 | 0 | 0 | 0 | 0 | 0 | 0 | 0 | 0 | 1 | 0 | 0 | 0 | 0 | 6513.7271
2025-04-12 | 8791.674 | 8.98 | 0.34 | 1 | 0 | 0 | 0 | 0 | 0 | 0 | 0 | 0 | 0 | 0 | 0 | 0 | 0 | 0 | 0 | 0 | 0 | 0 | 0 | 0 | 1 | 0 | 0 | 0 | 6287.9227
2025-04-12 | 7862.411 | 9.43 | 0.19 | 1 | 0 | 0 | 0 | 0 | 0 | 0 | 0 | 0 | 0 | 0 | 0 | 0 | 0 | 0 | 0 | 0 | 0 | 0 | 0 | 0 | 0 | 1 | 0 | 0 | 5746.9162
2025-04-12 | 7283.224 | 9.87 | 0.09 | 1 | 0 | 0 | 0 | 0 | 0 | 0 | 0 | 0 | 0 | 0 | 0 | 0 | 0 | 0 | 0 | 0 | 0 | 0 | 0 | 0 | 0 | 0 | 1 | 0 | 5134.4057
2025-04-12 | 6959.792 | 10.17 | 0.01 | 1 | 0 | 0 | 0 | 0 | 0 | 0 | 0 | 0 | 0 | 0 | 0 | 0 | 0 | 0 | 0 | 0 | 0 | 0 | 0 | 0 | 0 | 0 | 0 | 1 | 4629.5764
2025-04-13 | 6980.025 | 11.05 | 0 | 1 | 1 | 0 | 0 | 0 | 0 | 0 | 0 | 0 | 0 | 0 | 0 | 0 | 0 | 0 | 0 | 0 | 0 | 0 | 0 | 0 | 0 | 0 | 0 | 0 | 4369.9525
2025-04-13 | 7320.059 | 11.39 | 0 | 1 | 0 | 1 | 0 | 0 | 0 | 0 | 0 | 0 | 0 | 0 | 0 | 0 | 0 | 0 | 0 | 0 | 0 | 0 | 0 | 0 | 0 | 0 | 0 | 0 | 4194.3853
2025-04-13 | 7827.288 | 12.14 | 0 | 1 | 0 | 0 | 1 | 0 | 0 | 0 | 0 | 0 | 0 | 0 | 0 | 0 | 0 | 0 | 0 | 0 | 0 | 0 | 0 | 0 | 0 | 0 | 0 | 0 | 4159.1781
2025-04-13 | 8351.24 | 12.59 | 0 | 1 | 0 | 0 | 0 | 1 | 0 | 0 | 0 | 0 | 0 | 0 | 0 | 0 | 0 | 0 | 0 | 0 | 0 | 0 | 0 | 0 | 0 | 0 | 0 | 0 | 4181.6014
2025-04-13 | 9040.025 | 12.71 | 0 | 1 | 0 | 0 | 0 | 0 | 1 | 0 | 0 | 0 | 0 | 0 | 0 | 0 | 0 | 0 | 0 | 0 | 0 | 0 | 0 | 0 | 0 | 0 | 0 | 0 | 4340.8554
2025-04-13 | 8683.527 | 12.92 | 0 | 1 | 0 | 0 | 0 | 0 | 0 | 1 | 0 | 0 | 0 | 0 | 0 | 0 | 0 | 0 | 0 | 0 | 0 | 0 | 0 | 0 | 0 | 0 | 0 | 0 | 4693.7178
2025-04-13 | 8700.722 | 12.27 | 0 | 1 | 0 | 0 | 0 | 0 | 0 | 0 | 1 | 0 | 0 | 0 | 0 | 0 | 0 | 0 | 0 | 0 | 0 | 0 | 0 | 0 | 0 | 0 | 0 | 0 | 5028.0634
2025-04-13 | 8757.08 | 11.33 | 0 | 1 | 0 | 0 | 0 | 0 | 0 | 0 | 0 | 1 | 0 | 0 | 0 | 0 | 0 | 0 | 0 | 0 | 0 | 0 | 0 | 0 | 0 | 0 | 0 | 0 | 5308.6879
2025-04-13 | 8701.476 | 10.08 | 0.19 | 1 | 0 | 0 | 0 | 0 | 0 | 0 | 0 | 0 | 1 | 0 | 0 | 0 | 0 | 0 | 0 | 0 | 0 | 0 | 0 | 0 | 0 | 0 | 0 | 0 | 5453.217
2025-04-13 | 8673.153 | 8.91 | 0.39 | 1 | 0 | 0 | 0 | 0 | 0 | 0 | 0 | 0 | 0 | 1 | 0 | 0 | 0 | 0 | 0 | 0 | 0 | 0 | 0 | 0 | 0 | 0 | 0 | 0 | 5451.0573
2025-04-13 | 8900.229 | 7.85 | 0.61 | 1 | 0 | 0 | 0 | 0 | 0 | 0 | 0 | 0 | 0 | 0 | 1 | 0 | 0 | 0 | 0 | 0 | 0 | 0 | 0 | 0 | 0 | 0 | 0 | 0 | 5422.5672
2025-04-13 | 10244.997 | 7.13 | 0.76 | 1 | 0 | 0 | 0 | 0 | 0 | 0 | 0 | 0 | 0 | 0 | 0 | 1 | 0 | 0 | 0 | 0 | 0 | 0 | 0 | 0 | 0 | 0 | 0 | 0 | 5398.2755
2025-04-13 | 11987.424 | 6.73 | 0.88 | 1 | 0 | 0 | 0 | 0 | 0 | 0 | 0 | 0 | 0 | 0 | 0 | 0 | 1 | 0 | 0 | 0 | 0 | 0 | 0 | 0 | 0 | 0 | 0 | 0 | 5296.7128
2025-04-13 | 12167.939 | 6.26 | 1 | 1 | 0 | 0 | 0 | 0 | 0 | 0 | 0 | 0 | 0 | 0 | 0 | 0 | 0 | 1 | 0 | 0 | 0 | 0 | 0 | 0 | 0 | 0 | 0 | 0 | 5226.7231
2025-04-13 | 11815.221 | 6.2 | 1.06 | 1 | 0 | 0 | 0 | 0 | 0 | 0 | 0 | 0 | 0 | 0 | 0 | 0 | 0 | 0 | 1 | 0 | 0 | 0 | 0 | 0 | 0 | 0 | 0 | 0 | 5328.4408
2025-04-13 | 11319.662 | 6.18 | 1.1 | 1 | 0 | 0 | 0 | 0 | 0 | 0 | 0 | 0 | 0 | 0 | 0 | 0 | 0 | 0 | 0 | 1 | 0 | 0 | 0 | 0 | 0 | 0 | 0 | 0 | 5727.5965
2025-04-13 | 10747.798 | 6.45 | 1.09 | 1 | 0 | 0 | 0 | 0 | 0 | 0 | 0 | 0 | 0 | 0 | 0 | 0 | 0 | 0 | 0 | 0 | 1 | 0 | 0 | 0 | 0 | 0 | 0 | 0 | 6314.3442
2025-04-13 | 9747.336 | 7.02 | 1.04 | 1 | 0 | 0 | 0 | 0 | 0 | 0 | 0 | 0 | 0 | 0 | 0 | 0 | 0 | 0 | 0 | 0 | 0 | 1 | 0 | 0 | 0 | 0 | 0 | 0 | 6582.1428
2025-04-13 | 8376.006 | 7.62 | 0.87 | 1 | 0 | 0 | 0 | 0 | 0 | 0 | 0 | 0 | 0 | 0 | 0 | 0 | 0 | 0 | 0 | 0 | 0 | 0 | 1 | 0 | 0 | 0 | 0 | 0 | 6597.4377
2025-04-13 | 7281.038 | 8.66 | 0.58 | 1 | 0 | 0 | 0 | 0 | 0 | 0 | 0 | 0 | 0 | 0 | 0 | 0 | 0 | 0 | 0 | 0 | 0 | 0 | 0 | 1 | 0 | 0 | 0 | 0 | 6575.7415
2025-04-13 | 6452.884 | 9.35 | 0.41 | 1 | 0 | 0 | 0 | 0 | 0 | 0 | 0 | 0 | 0 | 0 | 0 | 0 | 0 | 0 | 0 | 0 | 0 | 0 | 0 | 0 | 1 | 0 | 0 | 0 | 6354.3234
2025-04-13 | 5942.553 | 9.9 | 0.19 | 1 | 0 | 0 | 0 | 0 | 0 | 0 | 0 | 0 | 0 | 0 | 0 | 0 | 0 | 0 | 0 | 0 | 0 | 0 | 0 | 0 | 0 | 1 | 0 | 0 | 5798.6176
2025-04-13 | 5729.764 | 10.61 | 0.01 | 1 | 0 | 0 | 0 | 0 | 0 | 0 | 0 | 0 | 0 | 0 | 0 | 0 | 0 | 0 | 0 | 0 | 0 | 0 | 0 | 0 | 0 | 0 | 1 | 0 | 5186.4371
2025-04-13 | 5593.478 | 10.54 | 0 | 1 | 0 | 0 | 0 | 0 | 0 | 0 | 0 | 0 | 0 | 0 | 0 | 0 | 0 | 0 | 0 | 0 | 0 | 0 | 0 | 0 | 0 | 0 | 0 | 1 | 4666.6062
2025-04-14 | 5663.848 | 11.29 | 0 | 0 | 1 | 0 | 0 | 0 | 0 | 0 | 0 | 0 | 0 | 0 | 0 | 0 | 0 | 0 | 0 | 0 | 0 | 0 | 0 | 0 | 0 | 0 | 0 | 0 | 4117.8788
2025-04-14 | 6199.183 | 11.65 | 0 | 0 | 0 | 1 | 0 | 0 | 0 | 0 | 0 | 0 | 0 | 0 | 0 | 0 | 0 | 0 | 0 | 0 | 0 | 0 | 0 | 0 | 0 | 0 | 0 | 0 | 3944.5117
2025-04-14 | 6871.753 | 12.32 | 0 | 0 | 0 | 0 | 1 | 0 | 0 | 0 | 0 | 0 | 0 | 0 | 0 | 0 | 0 | 0 | 0 | 0 | 0 | 0 | 0 | 0 | 0 | 0 | 0 | 0 | 3900.5043
2025-04-14 | 7511.02 | 12.63 | 0 | 0 | 0 | 0 | 0 | 1 | 0 | 0 | 0 | 0 | 0 | 0 | 0 | 0 | 0 | 0 | 0 | 0 | 0 | 0 | 0 | 0 | 0 | 0 | 0 | 0 | 3907.527
2025-04-14 | 7910.82 | 12.67 | 0 | 0 | 0 | 0 | 0 | 0 | 1 | 0 | 0 | 0 | 0 | 0 | 0 | 0 | 0 | 0 | 0 | 0 | 0 | 0 | 0 | 0 | 0 | 0 | 0 | 0 | 4057.9808
2025-04-14 | 8432.206 | 12.86 | 0 | 0 | 0 | 0 | 0 | 0 | 0 | 1 | 0 | 0 | 0 | 0 | 0 | 0 | 0 | 0 | 0 | 0 | 0 | 0 | 0 | 0 | 0 | 0 | 0 | 0 | 4408.6431
2025-04-14 | 8779.894 | 13.12 | 0 | 0 | 0 | 0 | 0 | 0 | 0 | 0 | 1 | 0 | 0 | 0 | 0 | 0 | 0 | 0 | 0 | 0 | 0 | 0 | 0 | 0 | 0 | 0 | 0 | 0 | 4843.0916
2025-04-14 | 9215.016 | 12.23 | 0 | 0 | 0 | 0 | 0 | 0 | 0 | 0 | 0 | 1 | 0 | 0 | 0 | 0 | 0 | 0 | 0 | 0 | 0 | 0 | 0 | 0 | 0 | 0 | 0 | 0 | 5129.2163
2025-04-14 | 9374.938 | 11.07 | 0.09 | 0 | 0 | 0 | 0 | 0 | 0 | 0 | 0 | 0 | 1 | 0 | 0 | 0 | 0 | 0 | 0 | 0 | 0 | 0 | 0 | 0 | 0 | 0 | 0 | 0 | 5246.932
2025-04-14 | 9661.815 | 10.24 | 0.43 | 0 | 0 | 0 | 0 | 0 | 0 | 0 | 0 | 0 | 0 | 1 | 0 | 0 | 0 | 0 | 0 | 0 | 0 | 0 | 0 | 0 | 0 | 0 | 0 | 0 | 5333.5725
2025-04-14 | 10216.191 | 9.3 | 0.7 | 0 | 0 | 0 | 0 | 0 | 0 | 0 | 0 | 0 | 0 | 0 | 1 | 0 | 0 | 0 | 0 | 0 | 0 | 0 | 0 | 0 | 0 | 0 | 0 | 0 | 5336.6396
2025-04-14 | 11329.624 | 8.68 | 0.75 | 0 | 0 | 0 | 0 | 0 | 0 | 0 | 0 | 0 | 0 | 0 | 0 | 1 | 0 | 0 | 0 | 0 | 0 | 0 | 0 | 0 | 0 | 0 | 0 | 0 | 5286.6345
2025-04-14 | 12552.219 | 8.09 | 0.7 | 0 | 0 | 0 | 0 | 0 | 0 | 0 | 0 | 0 | 0 | 0 | 0 | 0 | 1 | 0 | 0 | 0 | 0 | 0 | 0 | 0 | 0 | 0 | 0 | 0 | 5101.758
2025-04-14 | 12475.658 | 7.61 | 0.86 | 0 | 0 | 0 | 0 | 0 | 0 | 0 | 0 | 0 | 0 | 0 | 0 | 0 | 0 | 1 | 0 | 0 | 0 | 0 | 0 | 0 | 0 | 0 | 0 | 0 | 5045.3537
2025-04-14 | 12041.226 | 7.43 | 0.85 | 0 | 0 | 0 | 0 | 0 | 0 | 0 | 0 | 0 | 0 | 0 | 0 | 0 | 0 | 0 | 1 | 0 | 0 | 0 | 0 | 0 | 0 | 0 | 0 | 0 | 5108.1715
2025-04-14 | 11300.173 | 7.73 | 0.86 | 0 | 0 | 0 | 0 | 0 | 0 | 0 | 0 | 0 | 0 | 0 | 0 | 0 | 0 | 0 | 0 | 1 | 0 | 0 | 0 | 0 | 0 | 0 | 0 | 0 | 5531.5141
2025-04-14 | 10727.671 | 8.03 | 0.84 | 0 | 0 | 0 | 0 | 0 | 0 | 0 | 0 | 0 | 0 | 0 | 0 | 0 | 0 | 0 | 0 | 0 | 1 | 0 | 0 | 0 | 0 | 0 | 0 | 0 | 6117.8905
2025-04-14 | 9592.908 | 7.94 | 0.78 | 0 | 0 | 0 | 0 | 0 | 0 | 0 | 0 | 0 | 0 | 0 | 0 | 0 | 0 | 0 | 0 | 0 | 0 | 1 | 0 | 0 | 0 | 0 | 0 | 0 | 6309.4157
2025-04-14 | 8385.339 | 8.49 | 0.56 | 0 | 0 | 0 | 0 | 0 | 0 | 0 | 0 | 0 | 0 | 0 | 0 | 0 | 0 | 0 | 0 | 0 | 0 | 0 | 1 | 0 | 0 | 0 | 0 | 0 | 6300.8536
2025-04-14 | 7330.379 | 9.37 | 0.25 | 0 | 0 | 0 | 0 | 0 | 0 | 0 | 0 | 0 | 0 | 0 | 0 | 0 | 0 | 0 | 0 | 0 | 0 | 0 | 0 | 1 | 0 | 0 | 0 | 0 | 6254.2141
2025-04-14 | 6388.771 | 9.95 | 0.08 | 0 | 0 | 0 | 0 | 0 | 0 | 0 | 0 | 0 | 0 | 0 | 0 | 0 | 0 | 0 | 0 | 0 | 0 | 0 | 0 | 0 | 1 | 0 | 0 | 0 | 6020.6957
2025-04-14 | 5882.789 | 9.87 | 0.01 | 0 | 0 | 0 | 0 | 0 | 0 | 0 | 0 | 0 | 0 | 0 | 0 | 0 | 0 | 0 | 0 | 0 | 0 | 0 | 0 | 0 | 0 | 1 | 0 | 0 | 5450.7585
2025-04-14 | 5555.039 | 10.99 | 0 | 0 | 0 | 0 | 0 | 0 | 0 | 0 | 0 | 0 | 0 | 0 | 0 | 0 | 0 | 0 | 0 | 0 | 0 | 0 | 0 | 0 | 0 | 0 | 1 | 0 | 4946.0925
2025-04-14 | 5401.189 | 12.06 | 0 | 0 | 0 | 0 | 0 | 0 | 0 | 0 | 0 | 0 | 0 | 0 | 0 | 0 | 0 | 0 | 0 | 0 | 0 | 0 | 0 | 0 | 0 | 0 | 0 | 1 | 4555.3365
2025-04-15 | 5364.468 | 12.86 | 0 | 0 | 1 | 0 | 0 | 0 | 0 | 0 | 0 | 0 | 0 | 0 | 0 | 0 | 0 | 0 | 0 | 0 | 0 | 0 | 0 | 0 | 0 | 0 | 0 | 0 | 4290.5837
2025-04-15 | 5737.756 | 13.27 | 0 | 0 | 0 | 1 | 0 | 0 | 0 | 0 | 0 | 0 | 0 | 0 | 0 | 0 | 0 | 0 | 0 | 0 | 0 | 0 | 0 | 0 | 0 | 0 | 0 | 0 | 4122.7168
2025-04-15 | 6553.924 | 13.52 | 0 | 0 | 0 | 0 | 1 | 0 | 0 | 0 | 0 | 0 | 0 | 0 | 0 | 0 | 0 | 0 | 0 | 0 | 0 | 0 | 0 | 0 | 0 | 0 | 0 | 0 | 4032.508
2025-04-15 | 7737.941 | 13.68 | 0 | 0 | 0 | 0 | 0 | 1 | 0 | 0 | 0 | 0 | 0 | 0 | 0 | 0 | 0 | 0 | 0 | 0 | 0 | 0 | 0 | 0 | 0 | 0 | 0 | 0 | 4023.0303
2025-04-15 | 8662.213 | 13.86 | 0 | 0 | 0 | 0 | 0 | 0 | 1 | 0 | 0 | 0 | 0 | 0 | 0 | 0 | 0 | 0 | 0 | 0 | 0 | 0 | 0 | 0 | 0 | 0 | 0 | 0 | 4188.8846
2025-04-15 | 9513.522 | 13.94 | 0 | 0 | 0 | 0 | 0 | 0 | 0 | 1 | 0 | 0 | 0 | 0 | 0 | 0 | 0 | 0 | 0 | 0 | 0 | 0 | 0 | 0 | 0 | 0 | 0 | 0 | 4527.4465
2025-04-15 | 10138.726 | 13.92 | 0 | 0 | 0 | 0 | 0 | 0 | 0 | 0 | 1 | 0 | 0 | 0 | 0 | 0 | 0 | 0 | 0 | 0 | 0 | 0 | 0 | 0 | 0 | 0 | 0 | 0 | 4931.0941
2025-04-15 | 10605.705 | 12.82 | 0 | 0 | 0 | 0 | 0 | 0 | 0 | 0 | 0 | 1 | 0 | 0 | 0 | 0 | 0 | 0 | 0 | 0 | 0 | 0 | 0 | 0 | 0 | 0 | 0 | 0 | 5194.1181
2025-04-15 | 10839.157 | 11.84 | 0 | 0 | 0 | 0 | 0 | 0 | 0 | 0 | 0 | 0 | 1 | 0 | 0 | 0 | 0 | 0 | 0 | 0 | 0 | 0 | 0 | 0 | 0 | 0 | 0 | 0 | 5298.5921
2025-04-15 | 11143.948 | 11.08 | 0.11 | 0 | 0 | 0 | 0 | 0 | 0 | 0 | 0 | 0 | 0 | 1 | 0 | 0 | 0 | 0 | 0 | 0 | 0 | 0 | 0 | 0 | 0 | 0 | 0 | 0 | 5308.4914
2025-04-15 | 11618.17 | 10.33 | 0.25 | 0 | 0 | 0 | 0 | 0 | 0 | 0 | 0 | 0 | 0 | 0 | 1 | 0 | 0 | 0 | 0 | 0 | 0 | 0 | 0 | 0 | 0 | 0 | 0 | 0 | 5284.7313
2025-04-15 | 12558.799 | 9.87 | 0.32 | 0 | 0 | 0 | 0 | 0 | 0 | 0 | 0 | 0 | 0 | 0 | 0 | 1 | 0 | 0 | 0 | 0 | 0 | 0 | 0 | 0 | 0 | 0 | 0 | 0 | 5259.6694
2025-04-15 | 13213.651 | 9.47 | 0.4 | 0 | 0 | 0 | 0 | 0 | 0 | 0 | 0 | 0 | 0 | 0 | 0 | 0 | 1 | 0 | 0 | 0 | 0 | 0 | 0 | 0 | 0 | 0 | 0 | 0 | 5143.4213
2025-04-15 | 13173.522 | 8.72 | 0.47 | 0 | 0 | 0 | 0 | 0 | 0 | 0 | 0 | 0 | 0 | 0 | 0 | 0 | 0 | 1 | 0 | 0 | 0 | 0 | 0 | 0 | 0 | 0 | 0 | 0 | 5024.2738
2025-04-15 | 12324.599 | 8.74 | 0.37 | 0 | 0 | 0 | 0 | 0 | 0 | 0 | 0 | 0 | 0 | 0 | 0 | 0 | 0 | 0 | 1 | 0 | 0 | 0 | 0 | 0 | 0 | 0 | 0 | 0 | 5076.0499
2025-04-15 | 11364.535 | 8.38 | 0.32 | 0 | 0 | 0 | 0 | 0 | 0 | 0 | 0 | 0 | 0 | 0 | 0 | 0 | 0 | 0 | 0 | 1 | 0 | 0 | 0 | 0 | 0 | 0 | 0 | 0 | 5404.7623
2025-04-15 | 10893.92 | 8.76 | 0.51 | 0 | 0 | 0 | 0 | 0 | 0 | 0 | 0 | 0 | 0 | 0 | 0 | 0 | 0 | 0 | 0 | 0 | 1 | 0 | 0 | 0 | 0 | 0 | 0 | 0 | 6077.0377
2025-04-15 | 9812.9 | 8.59 | 0.61 | 0 | 0 | 0 | 0 | 0 | 0 | 0 | 0 | 0 | 0 | 0 | 0 | 0 | 0 | 0 | 0 | 0 | 0 | 1 | 0 | 0 | 0 | 0 | 0 | 0 | 6318.5045
2025-04-15 | 8576.879 | 9.13 | 0.51 | 0 | 0 | 0 | 0 | 0 | 0 | 0 | 0 | 0 | 0 | 0 | 0 | 0 | 0 | 0 | 0 | 0 | 0 | 0 | 1 | 0 | 0 | 0 | 0 | 0 | 6352.8987
2025-04-15 | 7490.061 | 9.99 | 0.32 | 0 | 0 | 0 | 0 | 0 | 0 | 0 | 0 | 0 | 0 | 0 | 0 | 0 | 0 | 0 | 0 | 0 | 0 | 0 | 0 | 1 | 0 | 0 | 0 | 0 | 6348.1156
2025-04-15 | 6719.261 | 10.5 | 0.16 | 0 | 0 | 0 | 0 | 0 | 0 | 0 | 0 | 0 | 0 | 0 | 0 | 0 | 0 | 0 | 0 | 0 | 0 | 0 | 0 | 0 | 1 | 0 | 0 | 0 | 6110.5684
2025-04-15 | 6149.762 | 10.73 | 0.09 | 0 | 0 | 0 | 0 | 0 | 0 | 0 | 0 | 0 | 0 | 0 | 0 | 0 | 0 | 0 | 0 | 0 | 0 | 0 | 0 | 0 | 0 | 1 | 0 | 0 | 5574.7321
2025-04-15 | 5757.448 | 11.14 | 0.2 | 0 | 0 | 0 | 0 | 0 | 0 | 0 | 0 | 0 | 0 | 0 | 0 | 0 | 0 | 0 | 0 | 0 | 0 | 0 | 0 | 0 | 0 | 0 | 1 | 0 | 5036.0203
2025-04-15 | 5541.714 | 11.52 | 0.16 | 0 | 0 | 0 | 0 | 0 | 0 | 0 | 0 | 0 | 0 | 0 | 0 | 0 | 0 | 0 | 0 | 0 | 0 | 0 | 0 | 0 | 0 | 0 | 0 | 1 | 4554.6767
2025-04-16 | 5477.806 | 11.96 | 0.1 | 0 | 1 | 0 | 0 | 0 | 0 | 0 | 0 | 0 | 0 | 0 | 0 | 0 | 0 | 0 | 0 | 0 | 0 | 0 | 0 | 0 | 0 | 0 | 0 | 0 | 4228.2946
2025-04-16 | 5750.727 | 12.13 | 0.06 | 0 | 0 | 1 | 0 | 0 | 0 | 0 | 0 | 0 | 0 | 0 | 0 | 0 | 0 | 0 | 0 | 0 | 0 | 0 | 0 | 0 | 0 | 0 | 0 | 0 | 4019.3414
2025-04-16 | 6461.732 | 12.62 | 0.13 | 0 | 0 | 0 | 1 | 0 | 0 | 0 | 0 | 0 | 0 | 0 | 0 | 0 | 0 | 0 | 0 | 0 | 0 | 0 | 0 | 0 | 0 | 0 | 0 | 0 | 3981.233
2025-04-16 | 7536.276 | 12.92 | 0.06 | 0 | 0 | 0 | 0 | 1 | 0 | 0 | 0 | 0 | 0 | 0 | 0 | 0 | 0 | 0 | 0 | 0 | 0 | 0 | 0 | 0 | 0 | 0 | 0 | 0 | 3961.4562
2025-04-16 | 8524.148 | 13.22 | 0 | 0 | 0 | 0 | 0 | 0 | 1 | 0 | 0 | 0 | 0 | 0 | 0 | 0 | 0 | 0 | 0 | 0 | 0 | 0 | 0 | 0 | 0 | 0 | 0 | 0 | 4118.4826
2025-04-16 | 9288.756 | 13.54 | 0 | 0 | 0 | 0 | 0 | 0 | 0 | 1 | 0 | 0 | 0 | 0 | 0 | 0 | 0 | 0 | 0 | 0 | 0 | 0 | 0 | 0 | 0 | 0 | 0 | 0 | 4483.4453
2025-04-16 | 10129.512 | 13.42 | 0 | 0 | 0 | 0 | 0 | 0 | 0 | 0 | 1 | 0 | 0 | 0 | 0 | 0 | 0 | 0 | 0 | 0 | 0 | 0 | 0 | 0 | 0 | 0 | 0 | 0 | 4876.0925
2025-04-16 | 10808.874 | 12.13 | 0 | 0 | 0 | 0 | 0 | 0 | 0 | 0 | 0 | 1 | 0 | 0 | 0 | 0 | 0 | 0 | 0 | 0 | 0 | 0 | 0 | 0 | 0 | 0 | 0 | 0 | 5118.216
2025-04-16 | 11332.714 | 10.8 | 0.06 | 0 | 0 | 0 | 0 | 0 | 0 | 0 | 0 | 0 | 1 | 0 | 0 | 0 | 0 | 0 | 0 | 0 | 0 | 0 | 0 | 0 | 0 | 0 | 0 | 0 | 5206.2171
2025-04-16 | 11891.223 | 10.2 | 0.17 | 0 | 0 | 0 | 0 | 0 | 0 | 0 | 0 | 0 | 0 | 1 | 0 | 0 | 0 | 0 | 0 | 0 | 0 | 0 | 0 | 0 | 0 | 0 | 0 | 0 | 5233.7169
2025-04-16 | 12386.419 | 9.36 | 0.33 | 0 | 0 | 0 | 0 | 0 | 0 | 0 | 0 | 0 | 0 | 0 | 1 | 0 | 0 | 0 | 0 | 0 | 0 | 0 | 0 | 0 | 0 | 0 | 0 | 0 | 5207.3992
2025-04-16 | 13275.717 | 8.38 | 0.57 | 0 | 0 | 0 | 0 | 0 | 0 | 0 | 0 | 0 | 0 | 0 | 0 | 1 | 0 | 0 | 0 | 0 | 0 | 0 | 0 | 0 | 0 | 0 | 0 | 0 | 5187.549
2025-04-16 | 14125.698 | 8.05 | 0.57 | 0 | 0 | 0 | 0 | 0 | 0 | 0 | 0 | 0 | 0 | 0 | 0 | 0 | 1 | 0 | 0 | 0 | 0 | 0 | 0 | 0 | 0 | 0 | 0 | 0 | 5049.6301
2025-04-16 | 13714.042 | 7.8 | 0.64 | 0 | 0 | 0 | 0 | 0 | 0 | 0 | 0 | 0 | 0 | 0 | 0 | 0 | 0 | 1 | 0 | 0 | 0 | 0 | 0 | 0 | 0 | 0 | 0 | 0 | 4985.4842
2025-04-16 | 12852.755 | 7.91 | 0.78 | 0 | 0 | 0 | 0 | 0 | 0 | 0 | 0 | 0 | 0 | 0 | 0 | 0 | 0 | 0 | 1 | 0 | 0 | 0 | 0 | 0 | 0 | 0 | 0 | 0 | 5135.2734
2025-04-16 | 12120.774 | 8.18 | 0.69 | 0 | 0 | 0 | 0 | 0 | 0 | 0 | 0 | 0 | 0 | 0 | 0 | 0 | 0 | 0 | 0 | 1 | 0 | 0 | 0 | 0 | 0 | 0 | 0 | 0 | 5518.6022
2025-04-16 | 11493.11 | 8.25 | 0.76 | 0 | 0 | 0 | 0 | 0 | 0 | 0 | 0 | 0 | 0 | 0 | 0 | 0 | 0 | 0 | 0 | 0 | 1 | 0 | 0 | 0 | 0 | 0 | 0 | 0 | 6112.7203
2025-04-16 | 10261.256 | 8.83 | 0.61 | 0 | 0 | 0 | 0 | 0 | 0 | 0 | 0 | 0 | 0 | 0 | 0 | 0 | 0 | 0 | 0 | 0 | 0 | 1 | 0 | 0 | 0 | 0 | 0 | 0 | 6344.9052
2025-04-16 | 8886.382 | 8.99 | 0.52 | 0 | 0 | 0 | 0 | 0 | 0 | 0 | 0 | 0 | 0 | 0 | 0 | 0 | 0 | 0 | 0 | 0 | 0 | 0 | 1 | 0 | 0 | 0 | 0 | 0 | 6341.1697
2025-04-16 | 7722.045 | 9.73 | 0.22 | 0 | 0 | 0 | 0 | 0 | 0 | 0 | 0 | 0 | 0 | 0 | 0 | 0 | 0 | 0 | 0 | 0 | 0 | 0 | 0 | 1 | 0 | 0 | 0 | 0 | 6282.8011
2025-04-16 | 7024.031 | 10.84 | 0 | 0 | 0 | 0 | 0 | 0 | 0 | 0 | 0 | 0 | 0 | 0 | 0 | 0 | 0 | 0 | 0 | 0 | 0 | 0 | 0 | 0 | 1 | 0 | 0 | 0 | 6089.2275
2025-04-16 | 6340.379 | 11.27 | 0 | 0 | 0 | 0 | 0 | 0 | 0 | 0 | 0 | 0 | 0 | 0 | 0 | 0 | 0 | 0 | 0 | 0 | 0 | 0 | 0 | 0 | 0 | 1 | 0 | 0 | 5601.0915
2025-04-16 | 5927.297 | 11.97 | 0 | 0 | 0 | 0 | 0 | 0 | 0 | 0 | 0 | 0 | 0 | 0 | 0 | 0 | 0 | 0 | 0 | 0 | 0 | 0 | 0 | 0 | 0 | 0 | 1 | 0 | 5053.8956
2025-04-16 | 5739.834 | 12.41 | 0 | 0 | 0 | 0 | 0 | 0 | 0 | 0 | 0 | 0 | 0 | 0 | 0 | 0 | 0 | 0 | 0 | 0 | 0 | 0 | 0 | 0 | 0 | 0 | 0 | 1 | 4593.8376
2025-04-17 | 5742.826 | 13.19 | 0 | 0 | 1 | 0 | 0 | 0 | 0 | 0 | 0 | 0 | 0 | 0 | 0 | 0 | 0 | 0 | 0 | 0 | 0 | 0 | 0 | 0 | 0 | 0 | 0 | 0 | 4326.8847
2025-04-17 | 5939.095 | 13.56 | 0 | 0 | 0 | 1 | 0 | 0 | 0 | 0 | 0 | 0 | 0 | 0 | 0 | 0 | 0 | 0 | 0 | 0 | 0 | 0 | 0 | 0 | 0 | 0 | 0 | 0 | 4154.6177
2025-04-17 | 6590.982 | 14.12 | 0 | 0 | 0 | 0 | 1 | 0 | 0 | 0 | 0 | 0 | 0 | 0 | 0 | 0 | 0 | 0 | 0 | 0 | 0 | 0 | 0 | 0 | 0 | 0 | 0 | 0 | 4098.5099
2025-04-17 | 7813.408 | 14.79 | 0 | 0 | 0 | 0 | 0 | 1 | 0 | 0 | 0 | 0 | 0 | 0 | 0 | 0 | 0 | 0 | 0 | 0 | 0 | 0 | 0 | 0 | 0 | 0 | 0 | 0 | 4145.1338
2025-04-17 | 9150.999 | 15.36 | 0 | 0 | 0 | 0 | 0 | 0 | 1 | 0 | 0 | 0 | 0 | 0 | 0 | 0 | 0 | 0 | 0 | 0 | 0 | 0 | 0 | 0 | 0 | 0 | 0 | 0 | 4353.8893
2025-04-17 | 10441.5 | 15.4 | 0 | 0 | 0 | 0 | 0 | 0 | 0 | 1 | 0 | 0 | 0 | 0 | 0 | 0 | 0 | 0 | 0 | 0 | 0 | 0 | 0 | 0 | 0 | 0 | 0 | 0 | 4688.0511
2025-04-17 | 11678.408 | 15.42 | 0 | 0 | 0 | 0 | 0 | 0 | 0 | 0 | 1 | 0 | 0 | 0 | 0 | 0 | 0 | 0 | 0 | 0 | 0 | 0 | 0 | 0 | 0 | 0 | 0 | 0 | 5096.0988
2025-04-17 | 12715.064 | 14.16 | 0 | 0 | 0 | 0 | 0 | 0 | 0 | 0 | 0 | 1 | 0 | 0 | 0 | 0 | 0 | 0 | 0 | 0 | 0 | 0 | 0 | 0 | 0 | 0 | 0 | 0 | 5341.5223
2025-04-17 | 13478.072 | 12.66 | 0 | 0 | 0 | 0 | 0 | 0 | 0 | 0 | 0 | 0 | 1 | 0 | 0 | 0 | 0 | 0 | 0 | 0 | 0 | 0 | 0 | 0 | 0 | 0 | 0 | 0 | 5388.7947
2025-04-17 | 14075.116 | 11.67 | 0 | 0 | 0 | 0 | 0 | 0 | 0 | 0 | 0 | 0 | 0 | 1 | 0 | 0 | 0 | 0 | 0 | 0 | 0 | 0 | 0 | 0 | 0 | 0 | 0 | 0 | 5333.0082
2025-04-17 | 14843.113 | 10.96 | 0 | 0 | 0 | 0 | 0 | 0 | 0 | 0 | 0 | 0 | 0 | 0 | 1 | 0 | 0 | 0 | 0 | 0 | 0 | 0 | 0 | 0 | 0 | 0 | 0 | 0 | 5262.249
2025-04-17 | 16018.723 | 10.28 | 0 | 0 | 0 | 0 | 0 | 0 | 0 | 0 | 0 | 0 | 0 | 0 | 0 | 1 | 0 | 0 | 0 | 0 | 0 | 0 | 0 | 0 | 0 | 0 | 0 | 0 | 5187.287
2025-04-17 | 17171.575 | 9.66 | 0.03 | 0 | 0 | 0 | 0 | 0 | 0 | 0 | 0 | 0 | 0 | 0 | 0 | 0 | 1 | 0 | 0 | 0 | 0 | 0 | 0 | 0 | 0 | 0 | 0 | 0 | 5028.4812
2025-04-17 | 16630.301 | 9.44 | 0.13 | 0 | 0 | 0 | 0 | 0 | 0 | 0 | 0 | 0 | 0 | 0 | 0 | 0 | 0 | 1 | 0 | 0 | 0 | 0 | 0 | 0 | 0 | 0 | 0 | 0 | 4978.6496
2025-04-17 | 15645.833 | 8.8 | 0.25 | 0 | 0 | 0 | 0 | 0 | 0 | 0 | 0 | 0 | 0 | 0 | 0 | 0 | 0 | 0 | 1 | 0 | 0 | 0 | 0 | 0 | 0 | 0 | 0 | 0 | 5038.5937
2025-04-17 | 14770.711 | 9.04 | 0.28 | 0 | 0 | 0 | 0 | 0 | 0 | 0 | 0 | 0 | 0 | 0 | 0 | 0 | 0 | 0 | 0 | 1 | 0 | 0 | 0 | 0 | 0 | 0 | 0 | 0 | 5462.6789
2025-04-17 | 13735.904 | 9.19 | 0.21 | 0 | 0 | 0 | 0 | 0 | 0 | 0 | 0 | 0 | 0 | 0 | 0 | 0 | 0 | 0 | 0 | 0 | 1 | 0 | 0 | 0 | 0 | 0 | 0 | 0 | 6014.198
2025-04-17 | 12024.318 | 9.57 | 0.14 | 0 | 0 | 0 | 0 | 0 | 0 | 0 | 0 | 0 | 0 | 0 | 0 | 0 | 0 | 0 | 0 | 0 | 0 | 1 | 0 | 0 | 0 | 0 | 0 | 0 | 6253.7532
2025-04-17 | 10093.361 | 10.26 | 0.11 | 0 | 0 | 0 | 0 | 0 | 0 | 0 | 0 | 0 | 0 | 0 | 0 | 0 | 0 | 0 | 0 | 0 | 0 | 0 | 1 | 0 | 0 | 0 | 0 | 0 | 6330.3476
2025-04-17 | 8776.57 | 10.82 | 0 | 0 | 0 | 0 | 0 | 0 | 0 | 0 | 0 | 0 | 0 | 0 | 0 | 0 | 0 | 0 | 0 | 0 | 0 | 0 | 0 | 1 | 0 | 0 | 0 | 0 | 6321.9345
2025-04-17 | 7793.95 | 11.35 | 0 | 0 | 0 | 0 | 0 | 0 | 0 | 0 | 0 | 0 | 0 | 0 | 0 | 0 | 0 | 0 | 0 | 0 | 0 | 0 | 0 | 0 | 1 | 0 | 0 | 0 | 6145.3291
2025-04-17 | 7072.423 | 11.91 | 0 | 0 | 0 | 0 | 0 | 0 | 0 | 0 | 0 | 0 | 0 | 0 | 0 | 0 | 0 | 0 | 0 | 0 | 0 | 0 | 0 | 0 | 0 | 1 | 0 | 0 | 5671.4935
2025-04-17 | 6666.787 | 12.48 | 0 | 0 | 0 | 0 | 0 | 0 | 0 | 0 | 0 | 0 | 0 | 0 | 0 | 0 | 0 | 0 | 0 | 0 | 0 | 0 | 0 | 0 | 0 | 0 | 1 | 0 | 5109.9972
2025-04-17 | 6419.704 | 12.98 | 0 | 0 | 0 | 0 | 0 | 0 | 0 | 0 | 0 | 0 | 0 | 0 | 0 | 0 | 0 | 0 | 0 | 0 | 0 | 0 | 0 | 0 | 0 | 0 | 0 | 1 | 4656.5394
2025-04-18 | 6498.486 | 13.67 | 0 | 0 | 1 | 0 | 0 | 0 | 0 | 0 | 0 | 0 | 0 | 0 | 0 | 0 | 0 | 0 | 0 | 0 | 0 | 0 | 0 | 0 | 0 | 0 | 0 | 0 | 4379.6862
2025-04-18 | 6844.411 | 14.04 | 0 | 0 | 0 | 1 | 0 | 0 | 0 | 0 | 0 | 0 | 0 | 0 | 0 | 0 | 0 | 0 | 0 | 0 | 0 | 0 | 0 | 0 | 0 | 0 | 0 | 0 | 4207.4192
2025-04-18 | 7559.196 | 14.43 | 0 | 0 | 0 | 0 | 1 | 0 | 0 | 0 | 0 | 0 | 0 | 0 | 0 | 0 | 0 | 0 | 0 | 0 | 0 | 0 | 0 | 0 | 0 | 0 | 0 | 0 | 4132.6109
2025-04-18 | 8431.557 | 14.68 | 0 | 0 | 0 | 0 | 0 | 1 | 0 | 0 | 0 | 0 | 0 | 0 | 0 | 0 | 0 | 0 | 0 | 0 | 0 | 0 | 0 | 0 | 0 | 0 | 0 | 0 | 4133.0335
2025-04-18 | 9419.483 | 14.61 | 0 | 0 | 0 | 0 | 0 | 0 | 1 | 0 | 0 | 0 | 0 | 0 | 0 | 0 | 0 | 0 | 0 | 0 | 0 | 0 | 0 | 0 | 0 | 0 | 0 | 0 | 4271.3869
2025-04-18 | 10402.802 | 14.62 | 0 | 0 | 0 | 0 | 0 | 0 | 0 | 1 | 0 | 0 | 0 | 0 | 0 | 0 | 0 | 0 | 0 | 0 | 0 | 0 | 0 | 0 | 0 | 0 | 0 | 0 | 4602.2487
2025-04-18 | 11324.921 | 14.05 | 0 | 0 | 0 | 0 | 0 | 0 | 0 | 0 | 1 | 0 | 0 | 0 | 0 | 0 | 0 | 0 | 0 | 0 | 0 | 0 | 0 | 0 | 0 | 0 | 0 | 0 | 4945.3945
2025-04-18 | 12134.342 | 12.79 | 0 | 0 | 0 | 0 | 0 | 0 | 0 | 0 | 0 | 1 | 0 | 0 | 0 | 0 | 0 | 0 | 0 | 0 | 0 | 0 | 0 | 0 | 0 | 0 | 0 | 0 | 5190.8181
2025-04-18 | 12725.598 | 11.09 | 0 | 0 | 0 | 0 | 0 | 0 | 0 | 0 | 0 | 0 | 1 | 0 | 0 | 0 | 0 | 0 | 0 | 0 | 0 | 0 | 0 | 0 | 0 | 0 | 0 | 0 | 5216.0898
2025-04-18 | 13262.844 | 9.42 | 0 | 0 | 0 | 0 | 0 | 0 | 0 | 0 | 0 | 0 | 0 | 1 | 0 | 0 | 0 | 0 | 0 | 0 | 0 | 0 | 0 | 0 | 0 | 0 | 0 | 0 | 5085.5012
2025-04-18 | 14021.358 | 8.76 | 0.18 | 0 | 0 | 0 | 0 | 0 | 0 | 0 | 0 | 0 | 0 | 0 | 1 | 0 | 0 | 0 | 0 | 0 | 0 | 0 | 0 | 0 | 0 | 0 | 0 | 0 | 5086.3268
2025-04-18 | 15256.348 | 8.55 | 0.35 | 0 | 0 | 0 | 0 | 0 | 0 | 0 | 0 | 0 | 0 | 0 | 0 | 1 | 0 | 0 | 0 | 0 | 0 | 0 | 0 | 0 | 0 | 0 | 0 | 0 | 5125.4794
2025-04-18 | 16451.648 | 8.05 | 0.4 | 0 | 0 | 0 | 0 | 0 | 0 | 0 | 0 | 0 | 0 | 0 | 0 | 0 | 1 | 0 | 0 | 0 | 0 | 0 | 0 | 0 | 0 | 0 | 0 | 0 | 4987.2168
2025-04-18 | 16330.105 | 7.78 | 0.51 | 0 | 0 | 0 | 0 | 0 | 0 | 0 | 0 | 0 | 0 | 0 | 0 | 0 | 0 | 1 | 0 | 0 | 0 | 0 | 0 | 0 | 0 | 0 | 0 | 0 | 4935.5564
2025-04-18 | 15494.775 | 7.36 | 0.8 | 0 | 0 | 0 | 0 | 0 | 0 | 0 | 0 | 0 | 0 | 0 | 0 | 0 | 0 | 0 | 1 | 0 | 0 | 0 | 0 | 0 | 0 | 0 | 0 | 0 | 5082.1144
2025-04-18 | 14675.403 | 8.08 | 0.7 | 0 | 0 | 0 | 0 | 0 | 0 | 0 | 0 | 0 | 0 | 0 | 0 | 0 | 0 | 0 | 0 | 1 | 0 | 0 | 0 | 0 | 0 | 0 | 0 | 0 | 5511.2733
2025-04-18 | 13856.954 | 7.87 | 0.86 | 0 | 0 | 0 | 0 | 0 | 0 | 0 | 0 | 0 | 0 | 0 | 0 | 0 | 0 | 0 | 0 | 0 | 1 | 0 | 0 | 0 | 0 | 0 | 0 | 0 | 6107.6328
2025-04-18 | 12329.61 | 7.93 | 1.33 | 0 | 0 | 0 | 0 | 0 | 0 | 0 | 0 | 0 | 0 | 0 | 0 | 0 | 0 | 0 | 0 | 0 | 0 | 1 | 0 | 0 | 0 | 0 | 0 | 0 | 6510.2409
2025-04-18 | 10660.595 | 8.37 | 1.2 | 0 | 0 | 0 | 0 | 0 | 0 | 0 | 0 | 0 | 0 | 0 | 0 | 0 | 0 | 0 | 0 | 0 | 0 | 0 | 1 | 0 | 0 | 0 | 0 | 0 | 6522.6207
2025-04-18 | 9045.205 | 8.68 | 0.77 | 0 | 0 | 0 | 0 | 0 | 0 | 0 | 0 | 0 | 0 | 0 | 0 | 0 | 0 | 0 | 0 | 0 | 0 | 0 | 0 | 1 | 0 | 0 | 0 | 0 | 6369.2231
2025-04-18 | 7995.006 | 9.37 | 0 | 0 | 0 | 0 | 0 | 0 | 0 | 0 | 0 | 0 | 0 | 0 | 0 | 0 | 0 | 0 | 0 | 0 | 0 | 0 | 0 | 0 | 1 | 0 | 0 | 0 | 5927.5229
2025-04-18 | 7230.117 | 10.29 | 0 | 0 | 0 | 0 | 0 | 0 | 0 | 0 | 0 | 0 | 0 | 0 | 0 | 0 | 0 | 0 | 0 | 0 | 0 | 0 | 0 | 0 | 0 | 1 | 0 | 0 | 5493.2884
2025-04-18 | 6677.082 | 10.58 | 0 | 0 | 0 | 0 | 0 | 0 | 0 | 0 | 0 | 0 | 0 | 0 | 0 | 0 | 0 | 0 | 0 | 0 | 0 | 0 | 0 | 0 | 0 | 0 | 1 | 0 | 4900.9912
2025-04-18 | 6373.706 | 11.01 | 0 | 0 | 0 | 0 | 0 | 0 | 0 | 0 | 0 | 0 | 0 | 0 | 0 | 0 | 0 | 0 | 0 | 0 | 0 | 0 | 0 | 0 | 0 | 0 | 0 | 1 | 4439.8332
2025-04-19 | 6475.32 | 11.13 | 0 | 1 | 1 | 0 | 0 | 0 | 0 | 0 | 0 | 0 | 0 | 0 | 0 | 0 | 0 | 0 | 0 | 0 | 0 | 0 | 0 | 0 | 0 | 0 | 0 | 0 | 4378.7527
2025-04-19 | 6994.116 | 11.57 | 0 | 1 | 0 | 1 | 0 | 0 | 0 | 0 | 0 | 0 | 0 | 0 | 0 | 0 | 0 | 0 | 0 | 0 | 0 | 0 | 0 | 0 | 0 | 0 | 0 | 0 | 4214.1859
2025-04-19 | 7588.552 | 11.4 | 0.03 | 1 | 0 | 0 | 1 | 0 | 0 | 0 | 0 | 0 | 0 | 0 | 0 | 0 | 0 | 0 | 0 | 0 | 0 | 0 | 0 | 0 | 0 | 0 | 0 | 0 | 4088.7899
2025-04-19 | 8362.497 | 11.56 | 0.04 | 1 | 0 | 0 | 0 | 1 | 0 | 0 | 0 | 0 | 0 | 0 | 0 | 0 | 0 | 0 | 0 | 0 | 0 | 0 | 0 | 0 | 0 | 0 | 0 | 0 | 4082.9836
2025-04-19 | 8998.872 | 11.77 | 0 | 1 | 0 | 0 | 0 | 0 | 1 | 0 | 0 | 0 | 0 | 0 | 0 | 0 | 0 | 0 | 0 | 0 | 0 | 0 | 0 | 0 | 0 | 0 | 0 | 0 | 4237.4525
2025-04-19 | 9607.656 | 11.87 | 0 | 1 | 0 | 0 | 0 | 0 | 0 | 1 | 0 | 0 | 0 | 0 | 0 | 0 | 0 | 0 | 0 | 0 | 0 | 0 | 0 | 0 | 0 | 0 | 0 | 0 | 4578.2145
2025-04-19 | 10947.156 | 11.76 | 0 | 1 | 0 | 0 | 0 | 0 | 0 | 0 | 1 | 0 | 0 | 0 | 0 | 0 | 0 | 0 | 0 | 0 | 0 | 0 | 0 | 0 | 0 | 0 | 0 | 0 | 4971.9618
2025-04-19 | 11823.502 | 11.31 | 0.1 | 1 | 0 | 0 | 0 | 0 | 0 | 0 | 0 | 1 | 0 | 0 | 0 | 0 | 0 | 0 | 0 | 0 | 0 | 0 | 0 | 0 | 0 | 0 | 0 | 0 | 5343.2015
2025-04-19 | 12564.454 | 10.79 | 0.25 | 1 | 0 | 0 | 0 | 0 | 0 | 0 | 0 | 0 | 1 | 0 | 0 | 0 | 0 | 0 | 0 | 0 | 0 | 0 | 0 | 0 | 0 | 0 | 0 | 0 | 5553.3475
2025-04-19 | 13141.26 | 10.17 | 0.39 | 1 | 0 | 0 | 0 | 0 | 0 | 0 | 0 | 0 | 0 | 1 | 0 | 0 | 0 | 0 | 0 | 0 | 0 | 0 | 0 | 0 | 0 | 0 | 0 | 0 | 5589.6613
2025-04-19 | 13842.987 | 9.81 | 0.29 | 1 | 0 | 0 | 0 | 0 | 0 | 0 | 0 | 0 | 0 | 0 | 1 | 0 | 0 | 0 | 0 | 0 | 0 | 0 | 0 | 0 | 0 | 0 | 0 | 0 | 5520.6895
2025-04-19 | 14758.723 | 8.85 | 0.23 | 1 | 0 | 0 | 0 | 0 | 0 | 0 | 0 | 0 | 0 | 0 | 0 | 1 | 0 | 0 | 0 | 0 | 0 | 0 | 0 | 0 | 0 | 0 | 0 | 0 | 5392.8984
2025-04-19 | 15943.703 | 7.67 | 0 | 1 | 0 | 0 | 0 | 0 | 0 | 0 | 0 | 0 | 0 | 0 | 0 | 0 | 1 | 0 | 0 | 0 | 0 | 0 | 0 | 0 | 0 | 0 | 0 | 0 | 5077.0353
2025-04-19 | 15450.57 | 6.84 | 0 | 1 | 0 | 0 | 0 | 0 | 0 | 0 | 0 | 0 | 0 | 0 | 0 | 0 | 0 | 1 | 0 | 0 | 0 | 0 | 0 | 0 | 0 | 0 | 0 | 0 | 4923.3881
2025-04-19 | 14771.314 | 6.63 | 0 | 1 | 0 | 0 | 0 | 0 | 0 | 0 | 0 | 0 | 0 | 0 | 0 | 0 | 0 | 0 | 1 | 0 | 0 | 0 | 0 | 0 | 0 | 0 | 0 | 0 | 4986.5772
2025-04-19 | 14269.858 | 6.62 | 0.12 | 1 | 0 | 0 | 0 | 0 | 0 | 0 | 0 | 0 | 0 | 0 | 0 | 0 | 0 | 0 | 0 | 1 | 0 | 0 | 0 | 0 | 0 | 0 | 0 | 0 | 5416.2038
2025-04-19 | 13834.818 | 6.94 | 0.22 | 1 | 0 | 0 | 0 | 0 | 0 | 0 | 0 | 0 | 0 | 0 | 0 | 0 | 0 | 0 | 0 | 0 | 1 | 0 | 0 | 0 | 0 | 0 | 0 | 0 | 6048.8368
2025-04-19 | 12282.647 | 7.7 | 0.23 | 1 | 0 | 0 | 0 | 0 | 0 | 0 | 0 | 0 | 0 | 0 | 0 | 0 | 0 | 0 | 0 | 0 | 0 | 1 | 0 | 0 | 0 | 0 | 0 | 0 | 6359.5641
2025-04-19 | 10614.662 | 8.69 | 0.04 | 1 | 0 | 0 | 0 | 0 | 0 | 0 | 0 | 0 | 0 | 0 | 0 | 0 | 0 | 0 | 0 | 0 | 0 | 0 | 1 | 0 | 0 | 0 | 0 | 0 | 6410.4175
2025-04-19 | 9163.783 | 9.9 | 0 | 1 | 0 | 0 | 0 | 0 | 0 | 0 | 0 | 0 | 0 | 0 | 0 | 0 | 0 | 0 | 0 | 0 | 0 | 0 | 0 | 1 | 0 | 0 | 0 | 0 | 6499.206
2025-04-19 | 8103.652 | 10.62 | 0 | 1 | 0 | 0 | 0 | 0 | 0 | 0 | 0 | 0 | 0 | 0 | 0 | 0 | 0 | 0 | 0 | 0 | 0 | 0 | 0 | 0 | 1 | 0 | 0 | 0 | 6343.5013
2025-04-19 | 7526.358 | 11.52 | 0 | 1 | 0 | 0 | 0 | 0 | 0 | 0 | 0 | 0 | 0 | 0 | 0 | 0 | 0 | 0 | 0 | 0 | 0 | 0 | 0 | 0 | 0 | 1 | 0 | 0 | 5907.0667
2025-04-19 | 7158.513 | 12.44 | 0 | 1 | 0 | 0 | 0 | 0 | 0 | 0 | 0 | 0 | 0 | 0 | 0 | 0 | 0 | 0 | 0 | 0 | 0 | 0 | 0 | 0 | 0 | 0 | 1 | 0 | 5384.0715
2025-04-19 | 6898.62 | 13.28 | 0 | 1 | 0 | 0 | 0 | 0 | 0 | 0 | 0 | 0 | 0 | 0 | 0 | 0 | 0 | 0 | 0 | 0 | 0 | 0 | 0 | 0 | 0 | 0 | 0 | 1 | 4968.0148
2025-04-20 | 6963.501 | 13.66 | 0 | 1 | 1 | 0 | 0 | 0 | 0 | 0 | 0 | 0 | 0 | 0 | 0 | 0 | 0 | 0 | 0 | 0 | 0 | 0 | 0 | 0 | 0 | 0 | 0 | 0 | 4657.0607
2025-04-20 | 7339.666 | 14.08 | 0 | 1 | 0 | 1 | 0 | 0 | 0 | 0 | 0 | 0 | 0 | 0 | 0 | 0 | 0 | 0 | 0 | 0 | 0 | 0 | 0 | 0 | 0 | 0 | 0 | 0 | 4490.2938
2025-04-20 | 8149.949 | 14.61 | 0 | 1 | 0 | 0 | 1 | 0 | 0 | 0 | 0 | 0 | 0 | 0 | 0 | 0 | 0 | 0 | 0 | 0 | 0 | 0 | 0 | 0 | 0 | 0 | 0 | 0 | 4430.8859
2025-04-20 | 9316.978 | 14.74 | 0 | 1 | 0 | 0 | 0 | 1 | 0 | 0 | 0 | 0 | 0 | 0 | 0 | 0 | 0 | 0 | 0 | 0 | 0 | 0 | 0 | 0 | 0 | 0 | 0 | 0 | 4418.1081
2025-04-20 | 10372.873 | 14.69 | 0 | 1 | 0 | 0 | 0 | 0 | 1 | 0 | 0 | 0 | 0 | 0 | 0 | 0 | 0 | 0 | 0 | 0 | 0 | 0 | 0 | 0 | 0 | 0 | 0 | 0 | 4558.6616
2025-04-20 | 11484.606 | 15.16 | 0 | 1 | 0 | 0 | 0 | 0 | 0 | 1 | 0 | 0 | 0 | 0 | 0 | 0 | 0 | 0 | 0 | 0 | 0 | 0 | 0 | 0 | 0 | 0 | 0 | 0 | 4940.1248
2025-04-20 | 12244.721 | 15.13 | 0 | 1 | 0 | 0 | 0 | 0 | 0 | 0 | 1 | 0 | 0 | 0 | 0 | 0 | 0 | 0 | 0 | 0 | 0 | 0 | 0 | 0 | 0 | 0 | 0 | 0 | 5342.6723
2025-04-20 | 12963.821 | 14.42 | 0 | 1 | 0 | 0 | 0 | 0 | 0 | 0 | 0 | 1 | 0 | 0 | 0 | 0 | 0 | 0 | 0 | 0 | 0 | 0 | 0 | 0 | 0 | 0 | 0 | 0 | 5648.5976
2025-04-20 | 13254.348 | 13.62 | 0 | 1 | 0 | 0 | 0 | 0 | 0 | 0 | 0 | 0 | 1 | 0 | 0 | 0 | 0 | 0 | 0 | 0 | 0 | 0 | 0 | 0 | 0 | 0 | 0 | 0 | 5772.8722
2025-04-20 | 13604.354 | 12.87 | 0 | 1 | 0 | 0 | 0 | 0 | 0 | 0 | 0 | 0 | 0 | 1 | 0 | 0 | 0 | 0 | 0 | 0 | 0 | 0 | 0 | 0 | 0 | 0 | 0 | 0 | 5743.4864
2025-04-20 | 14032.009 | 12.42 | 0 | 1 | 0 | 0 | 0 | 0 | 0 | 0 | 0 | 0 | 0 | 0 | 1 | 0 | 0 | 0 | 0 | 0 | 0 | 0 | 0 | 0 | 0 | 0 | 0 | 0 | 5701.328
2025-04-20 | 14912.825 | 11.79 | 0 | 1 | 0 | 0 | 0 | 0 | 0 | 0 | 0 | 0 | 0 | 0 | 0 | 1 | 0 | 0 | 0 | 0 | 0 | 0 | 0 | 0 | 0 | 0 | 0 | 0 | 5631.8661
2025-04-20 | 15709.596 | 11.23 | 0 | 1 | 0 | 0 | 0 | 0 | 0 | 0 | 0 | 0 | 0 | 0 | 0 | 0 | 1 | 0 | 0 | 0 | 0 | 0 | 0 | 0 | 0 | 0 | 0 | 0 | 5468.6465
2025-04-20 | 15019.805 | 10.56 | 0 | 1 | 0 | 0 | 0 | 0 | 0 | 0 | 0 | 0 | 0 | 0 | 0 | 0 | 0 | 1 | 0 | 0 | 0 | 0 | 0 | 0 | 0 | 0 | 0 | 0 | 5332.5998
2025-04-20 | 14419.798 | 10.33 | 0 | 1 | 0 | 0 | 0 | 0 | 0 | 0 | 0 | 0 | 0 | 0 | 0 | 0 | 0 | 0 | 1 | 0 | 0 | 0 | 0 | 0 | 0 | 0 | 0 | 0 | 5393.5888
2025-04-20 | 13913.706 | 10 | 0 | 1 | 0 | 0 | 0 | 0 | 0 | 0 | 0 | 0 | 0 | 0 | 0 | 0 | 0 | 0 | 0 | 1 | 0 | 0 | 0 | 0 | 0 | 0 | 0 | 0 | 5743.958
2025-04-20 | 13541.456 | 10.04 | 0 | 1 | 0 | 0 | 0 | 0 | 0 | 0 | 0 | 0 | 0 | 0 | 0 | 0 | 0 | 0 | 0 | 0 | 1 | 0 | 0 | 0 | 0 | 0 | 0 | 0 | 6309.0764
2025-04-20 | 11995.097 | 10.43 | 0 | 1 | 0 | 0 | 0 | 0 | 0 | 0 | 0 | 0 | 0 | 0 | 0 | 0 | 0 | 0 | 0 | 0 | 0 | 1 | 0 | 0 | 0 | 0 | 0 | 0 | 6575.4312
2025-04-20 | 10483.616 | 11.15 | 0 | 1 | 0 | 0 | 0 | 0 | 0 | 0 | 0 | 0 | 0 | 0 | 0 | 0 | 0 | 0 | 0 | 0 | 0 | 0 | 1 | 0 | 0 | 0 | 0 | 0 | 6666.3397
2025-04-20 | 8979.669 | 12.03 | 0 | 1 | 0 | 0 | 0 | 0 | 0 | 0 | 0 | 0 | 0 | 0 | 0 | 0 | 0 | 0 | 0 | 0 | 0 | 0 | 0 | 1 | 0 | 0 | 0 | 0 | 6733.5127
2025-04-20 | 8039.188 | 12.2 | 0 | 1 | 0 | 0 | 0 | 0 | 0 | 0 | 0 | 0 | 0 | 0 | 0 | 0 | 0 | 0 | 0 | 0 | 0 | 0 | 0 | 0 | 1 | 0 | 0 | 0 | 6517.3062
2025-04-20 | 7337.383 | 12.38 | 0 | 1 | 0 | 0 | 0 | 0 | 0 | 0 | 0 | 0 | 0 | 0 | 0 | 0 | 0 | 0 | 0 | 0 | 0 | 0 | 0 | 0 | 0 | 1 | 0 | 0 | 6001.6694
2025-04-20 | 6844.911 | 12.53 | 0 | 1 | 0 | 0 | 0 | 0 | 0 | 0 | 0 | 0 | 0 | 0 | 0 | 0 | 0 | 0 | 0 | 0 | 0 | 0 | 0 | 0 | 0 | 0 | 1 | 0 | 5393.9718
2025-04-20 | 6581.32 | 12.8 | 0 | 1 | 0 | 0 | 0 | 0 | 0 | 0 | 0 | 0 | 0 | 0 | 0 | 0 | 0 | 0 | 0 | 0 | 0 | 0 | 0 | 0 | 0 | 0 | 0 | 1 | 4915.2133
2025-04-21 | 6627.504 | 13 | 0 | 0 | 1 | 0 | 0 | 0 | 0 | 0 | 0 | 0 | 0 | 0 | 0 | 0 | 0 | 0 | 0 | 0 | 0 | 0 | 0 | 0 | 0 | 0 | 0 | 0 | 4305.9841
2025-04-21 | 7043.6 | 13.35 | 0 | 0 | 0 | 1 | 0 | 0 | 0 | 0 | 0 | 0 | 0 | 0 | 0 | 0 | 0 | 0 | 0 | 0 | 0 | 0 | 0 | 0 | 0 | 0 | 0 | 0 | 4131.517
2025-04-21 | 7834.516 | 13.2 | 0 | 0 | 0 | 0 | 1 | 0 | 0 | 0 | 0 | 0 | 0 | 0 | 0 | 0 | 0 | 0 | 0 | 0 | 0 | 0 | 0 | 0 | 0 | 0 | 0 | 0 | 3997.307
2025-04-21 | 9045.936 | 13.12 | 0 | 0 | 0 | 0 | 0 | 1 | 0 | 0 | 0 | 0 | 0 | 0 | 0 | 0 | 0 | 0 | 0 | 0 | 0 | 0 | 0 | 0 | 0 | 0 | 0 | 0 | 3961.4286
2025-04-21 | 10256.775 | 13.01 | 0 | 0 | 0 | 0 | 0 | 0 | 1 | 0 | 0 | 0 | 0 | 0 | 0 | 0 | 0 | 0 | 0 | 0 | 0 | 0 | 0 | 0 | 0 | 0 | 0 | 0 | 4095.3819
2025-04-21 | 11393.425 | 13.61 | 0 | 0 | 0 | 0 | 0 | 0 | 0 | 1 | 0 | 0 | 0 | 0 | 0 | 0 | 0 | 0 | 0 | 0 | 0 | 0 | 0 | 0 | 0 | 0 | 0 | 0 | 4491.1455
2025-04-21 | 12190.218 | 13.5 | 0 | 0 | 0 | 0 | 0 | 0 | 0 | 0 | 1 | 0 | 0 | 0 | 0 | 0 | 0 | 0 | 0 | 0 | 0 | 0 | 0 | 0 | 0 | 0 | 0 | 0 | 4884.8928
2025-04-21 | 13016.689 | 12.97 | 0 | 0 | 0 | 0 | 0 | 0 | 0 | 0 | 0 | 1 | 0 | 0 | 0 | 0 | 0 | 0 | 0 | 0 | 0 | 0 | 0 | 0 | 0 | 0 | 0 | 0 | 5210.6186
2025-04-21 | 13763.85 | 12.06 | 0 | 0 | 0 | 0 | 0 | 0 | 0 | 0 | 0 | 0 | 1 | 0 | 0 | 0 | 0 | 0 | 0 | 0 | 0 | 0 | 0 | 0 | 0 | 0 | 0 | 0 | 5322.7928
2025-04-21 | 14155.331 | 10.85 | 0 | 0 | 0 | 0 | 0 | 0 | 0 | 0 | 0 | 0 | 0 | 1 | 0 | 0 | 0 | 0 | 0 | 0 | 0 | 0 | 0 | 0 | 0 | 0 | 0 | 0 | 5242.8056
2025-04-21 | 14938.137 | 9.72 | 0 | 0 | 0 | 0 | 0 | 0 | 0 | 0 | 0 | 0 | 0 | 0 | 1 | 0 | 0 | 0 | 0 | 0 | 0 | 0 | 0 | 0 | 0 | 0 | 0 | 0 | 5125.8451
2025-04-21 | 15925.234 | 9.18 | 0 | 0 | 0 | 0 | 0 | 0 | 0 | 0 | 0 | 0 | 0 | 0 | 0 | 1 | 0 | 0 | 0 | 0 | 0 | 0 | 0 | 0 | 0 | 0 | 0 | 0 | 5066.2835
2025-04-21 | 15762.483 | 8.64 | 0 | 0 | 0 | 0 | 0 | 0 | 0 | 0 | 0 | 0 | 0 | 0 | 0 | 0 | 1 | 0 | 0 | 0 | 0 | 0 | 0 | 0 | 0 | 0 | 0 | 0 | 4905.2639
2025-04-21 | 15000.98 | 7.87 | 0 | 0 | 0 | 0 | 0 | 0 | 0 | 0 | 0 | 0 | 0 | 0 | 0 | 0 | 0 | 1 | 0 | 0 | 0 | 0 | 0 | 0 | 0 | 0 | 0 | 0 | 4758.2169
2025-04-21 | 14406.108 | 7.63 | 0.08 | 0 | 0 | 0 | 0 | 0 | 0 | 0 | 0 | 0 | 0 | 0 | 0 | 0 | 0 | 0 | 1 | 0 | 0 | 0 | 0 | 0 | 0 | 0 | 0 | 0 | 4847.4768
2025-04-21 | 13892.855 | 7.93 | 0 | 0 | 0 | 0 | 0 | 0 | 0 | 0 | 0 | 0 | 0 | 0 | 0 | 0 | 0 | 0 | 0 | 1 | 0 | 0 | 0 | 0 | 0 | 0 | 0 | 0 | 5237.7771
2025-04-21 | 13628.012 | 7.74 | 0.13 | 0 | 0 | 0 | 0 | 0 | 0 | 0 | 0 | 0 | 0 | 0 | 0 | 0 | 0 | 0 | 0 | 0 | 1 | 0 | 0 | 0 | 0 | 0 | 0 | 0 | 5825.3225
2025-04-21 | 12631.024 | 7.67 | 0 | 0 | 0 | 0 | 0 | 0 | 0 | 0 | 0 | 0 | 0 | 0 | 0 | 0 | 0 | 0 | 0 | 0 | 0 | 1 | 0 | 0 | 0 | 0 | 0 | 0 | 5993.3481
2025-04-21 | 11237.429 | 8.37 | 0 | 0 | 0 | 0 | 0 | 0 | 0 | 0 | 0 | 0 | 0 | 0 | 0 | 0 | 0 | 0 | 0 | 0 | 0 | 0 | 1 | 0 | 0 | 0 | 0 | 0 | 6082.0566
2025-04-21 | 9938.786 | 9.58 | 0 | 0 | 0 | 0 | 0 | 0 | 0 | 0 | 0 | 0 | 0 | 0 | 0 | 0 | 0 | 0 | 0 | 0 | 0 | 0 | 0 | 1 | 0 | 0 | 0 | 0 | 6185.5306
2025-04-21 | 8782.878 | 10.32 | 0 | 0 | 0 | 0 | 0 | 0 | 0 | 0 | 0 | 0 | 0 | 0 | 0 | 0 | 0 | 0 | 0 | 0 | 0 | 0 | 0 | 0 | 1 | 0 | 0 | 0 | 6032.0259
2025-04-21 | 7749.412 | 11.37 | 0 | 0 | 0 | 0 | 0 | 0 | 0 | 0 | 0 | 0 | 0 | 0 | 0 | 0 | 0 | 0 | 0 | 0 | 0 | 0 | 0 | 0 | 0 | 1 | 0 | 0 | 5612.0918
2025-04-21 | 7181.233 | 11.54 | 0 | 0 | 0 | 0 | 0 | 0 | 0 | 0 | 0 | 0 | 0 | 0 | 0 | 0 | 0 | 0 | 0 | 0 | 0 | 0 | 0 | 0 | 0 | 0 | 1 | 0 | 5006.5942
2025-04-21 | 6767.125 | 12.12 | 0 | 0 | 0 | 0 | 0 | 0 | 0 | 0 | 0 | 0 | 0 | 0 | 0 | 0 | 0 | 0 | 0 | 0 | 0 | 0 | 0 | 0 | 0 | 0 | 0 | 1 | 4561.9367
2025-04-22 | 6582.131 | 12.56 | 0 | 0 | 1 | 0 | 0 | 0 | 0 | 0 | 0 | 0 | 0 | 0 | 0 | 0 | 0 | 0 | 0 | 0 | 0 | 0 | 0 | 0 | 0 | 0 | 0 | 0 | 4257.5828
2025-04-22 | 6969.601 | 12.85 | 0 | 0 | 0 | 1 | 0 | 0 | 0 | 0 | 0 | 0 | 0 | 0 | 0 | 0 | 0 | 0 | 0 | 0 | 0 | 0 | 0 | 0 | 0 | 0 | 0 | 0 | 4076.5155
2025-04-22 | 8280.319 | 13.07 | 0 | 0 | 0 | 0 | 1 | 0 | 0 | 0 | 0 | 0 | 0 | 0 | 0 | 0 | 0 | 0 | 0 | 0 | 0 | 0 | 0 | 0 | 0 | 0 | 0 | 0 | 3983.0066
2025-04-22 | 9715.761 | 13.62 | 0 | 0 | 0 | 0 | 0 | 1 | 0 | 0 | 0 | 0 | 0 | 0 | 0 | 0 | 0 | 0 | 0 | 0 | 0 | 0 | 0 | 0 | 0 | 0 | 0 | 0 | 4016.4301
2025-04-22 | 11092.685 | 14.26 | 0 | 0 | 0 | 0 | 0 | 0 | 1 | 0 | 0 | 0 | 0 | 0 | 0 | 0 | 0 | 0 | 0 | 0 | 0 | 0 | 0 | 0 | 0 | 0 | 0 | 0 | 4232.8858
2025-04-22 | 12717.467 | 13.92 | 0 | 0 | 0 | 0 | 0 | 0 | 0 | 1 | 0 | 0 | 0 | 0 | 0 | 0 | 0 | 0 | 0 | 0 | 0 | 0 | 0 | 0 | 0 | 0 | 0 | 0 | 4525.2465
2025-04-22 | 14309.209 | 13.42 | 0 | 0 | 0 | 0 | 0 | 0 | 0 | 0 | 1 | 0 | 0 | 0 | 0 | 0 | 0 | 0 | 0 | 0 | 0 | 0 | 0 | 0 | 0 | 0 | 0 | 0 | 4876.0925
2025-04-22 | 15107.919 | 12.45 | 0 | 0 | 0 | 0 | 0 | 0 | 0 | 0 | 0 | 1 | 0 | 0 | 0 | 0 | 0 | 0 | 0 | 0 | 0 | 0 | 0 | 0 | 0 | 0 | 0 | 0 | 5153.417
2025-04-22 | 15603.225 | 11.47 | 0 | 0 | 0 | 0 | 0 | 0 | 0 | 0 | 0 | 0 | 1 | 0 | 0 | 0 | 0 | 0 | 0 | 0 | 0 | 0 | 0 | 0 | 0 | 0 | 0 | 0 | 5257.891
2025-04-22 | 15971.634 | 10.18 | 0 | 0 | 0 | 0 | 0 | 0 | 0 | 0 | 0 | 0 | 0 | 1 | 0 | 0 | 0 | 0 | 0 | 0 | 0 | 0 | 0 | 0 | 0 | 0 | 0 | 0 | 5169.1035
2025-04-22 | 16593.877 | 8.87 | 0 | 0 | 0 | 0 | 0 | 0 | 0 | 0 | 0 | 0 | 0 | 0 | 1 | 0 | 0 | 0 | 0 | 0 | 0 | 0 | 0 | 0 | 0 | 0 | 0 | 0 | 5032.3425
2025-04-22 | 17485.283 | 8.04 | 0 | 0 | 0 | 0 | 0 | 0 | 0 | 0 | 0 | 0 | 0 | 0 | 0 | 1 | 0 | 0 | 0 | 0 | 0 | 0 | 0 | 0 | 0 | 0 | 0 | 0 | 4940.8799
2025-04-22 | 18162.94 | 7.45 | 0 | 0 | 0 | 0 | 0 | 0 | 0 | 0 | 0 | 0 | 0 | 0 | 0 | 0 | 1 | 0 | 0 | 0 | 0 | 0 | 0 | 0 | 0 | 0 | 0 | 0 | 4774.3602
2025-04-22 | 17883.288 | 7.35 | 0 | 0 | 0 | 0 | 0 | 0 | 0 | 0 | 0 | 0 | 0 | 0 | 0 | 0 | 0 | 1 | 0 | 0 | 0 | 0 | 0 | 0 | 0 | 0 | 0 | 0 | 4701.0153
2025-04-22 | 16952.279 | 6.51 | 0 | 0 | 0 | 0 | 0 | 0 | 0 | 0 | 0 | 0 | 0 | 0 | 0 | 0 | 0 | 0 | 1 | 0 | 0 | 0 | 0 | 0 | 0 | 0 | 0 | 0 | 4694.9023
2025-04-22 | 15952.589 | 5.98 | 0 | 0 | 0 | 0 | 0 | 0 | 0 | 0 | 0 | 0 | 0 | 0 | 0 | 0 | 0 | 0 | 0 | 1 | 0 | 0 | 0 | 0 | 0 | 0 | 0 | 0 | 5023.271
2025-04-22 | 15213.877 | 6.42 | 0 | 0 | 0 | 0 | 0 | 0 | 0 | 0 | 0 | 0 | 0 | 0 | 0 | 0 | 0 | 0 | 0 | 0 | 1 | 0 | 0 | 0 | 0 | 0 | 0 | 0 | 5632.3906
2025-04-22 | 13851.442 | 6.77 | 0 | 0 | 0 | 0 | 0 | 0 | 0 | 0 | 0 | 0 | 0 | 0 | 0 | 0 | 0 | 0 | 0 | 0 | 0 | 1 | 0 | 0 | 0 | 0 | 0 | 0 | 5894.3453
2025-04-22 | 12213.907 | 7.39 | 0 | 0 | 0 | 0 | 0 | 0 | 0 | 0 | 0 | 0 | 0 | 0 | 0 | 0 | 0 | 0 | 0 | 0 | 0 | 0 | 1 | 0 | 0 | 0 | 0 | 0 | 5974.2535
2025-04-22 | 10590.468 | 8.54 | 0 | 0 | 0 | 0 | 0 | 0 | 0 | 0 | 0 | 0 | 0 | 0 | 0 | 0 | 0 | 0 | 0 | 0 | 0 | 0 | 0 | 1 | 0 | 0 | 0 | 0 | 6071.1273
2025-04-22 | 9233.094 | 9.57 | 0 | 0 | 0 | 0 | 0 | 0 | 0 | 0 | 0 | 0 | 0 | 0 | 0 | 0 | 0 | 0 | 0 | 0 | 0 | 0 | 0 | 0 | 1 | 0 | 0 | 0 | 5949.5236
2025-04-22 | 8446.119 | 10.48 | 0 | 0 | 0 | 0 | 0 | 0 | 0 | 0 | 0 | 0 | 0 | 0 | 0 | 0 | 0 | 0 | 0 | 0 | 0 | 0 | 0 | 0 | 0 | 1 | 0 | 0 | 5514.189
2025-04-22 | 7787.118 | 11.56 | 0 | 0 | 0 | 0 | 0 | 0 | 0 | 0 | 0 | 0 | 0 | 0 | 0 | 0 | 0 | 0 | 0 | 0 | 0 | 0 | 0 | 0 | 0 | 0 | 1 | 0 | 5008.7943
2025-04-22 | 7303.399 | 12.32 | 0 | 0 | 0 | 0 | 0 | 0 | 0 | 0 | 0 | 0 | 0 | 0 | 0 | 0 | 0 | 0 | 0 | 0 | 0 | 0 | 0 | 0 | 0 | 0 | 0 | 1 | 4583.9373
2025-04-23 | 7132.895 | 12.66 | 0 | 0 | 1 | 0 | 0 | 0 | 0 | 0 | 0 | 0 | 0 | 0 | 0 | 0 | 0 | 0 | 0 | 0 | 0 | 0 | 0 | 0 | 0 | 0 | 0 | 0 | 4268.5831
2025-04-23 | 7256.979 | 12.69 | 0 | 0 | 0 | 1 | 0 | 0 | 0 | 0 | 0 | 0 | 0 | 0 | 0 | 0 | 0 | 0 | 0 | 0 | 0 | 0 | 0 | 0 | 0 | 0 | 0 | 0 | 4058.915
2025-04-23 | 8175.604 | 13.33 | 0 | 0 | 0 | 0 | 1 | 0 | 0 | 0 | 0 | 0 | 0 | 0 | 0 | 0 | 0 | 0 | 0 | 0 | 0 | 0 | 0 | 0 | 0 | 0 | 0 | 0 | 4011.6074
2025-04-23 | 10152.114 | 13.33 | 0 | 0 | 0 | 0 | 0 | 1 | 0 | 0 | 0 | 0 | 0 | 0 | 0 | 0 | 0 | 0 | 0 | 0 | 0 | 0 | 0 | 0 | 0 | 0 | 0 | 0 | 3984.5292
2025-04-23 | 12587.385 | 13.33 | 0 | 0 | 0 | 0 | 0 | 0 | 1 | 0 | 0 | 0 | 0 | 0 | 0 | 0 | 0 | 0 | 0 | 0 | 0 | 0 | 0 | 0 | 0 | 0 | 0 | 0 | 4130.5829
2025-04-23 | 14428.218 | 13.65 | 0 | 0 | 0 | 0 | 0 | 0 | 0 | 1 | 0 | 0 | 0 | 0 | 0 | 0 | 0 | 0 | 0 | 0 | 0 | 0 | 0 | 0 | 0 | 0 | 0 | 0 | 4495.5456
2025-04-23 | 15738.327 | 13.39 | 0 | 0 | 0 | 0 | 0 | 0 | 0 | 0 | 1 | 0 | 0 | 0 | 0 | 0 | 0 | 0 | 0 | 0 | 0 | 0 | 0 | 0 | 0 | 0 | 0 | 0 | 4872.7924
2025-04-23 | 16793.182 | 11.9 | 0 | 0 | 0 | 0 | 0 | 0 | 0 | 0 | 0 | 1 | 0 | 0 | 0 | 0 | 0 | 0 | 0 | 0 | 0 | 0 | 0 | 0 | 0 | 0 | 0 | 0 | 5092.9153
2025-04-23 | 17250.96 | 9.79 | 0 | 0 | 0 | 0 | 0 | 0 | 0 | 0 | 0 | 0 | 1 | 0 | 0 | 0 | 0 | 0 | 0 | 0 | 0 | 0 | 0 | 0 | 0 | 0 | 0 | 0 | 5073.0857
2025-04-23 | 17496.328 | 8.06 | 0 | 0 | 0 | 0 | 0 | 0 | 0 | 0 | 0 | 0 | 0 | 1 | 0 | 0 | 0 | 0 | 0 | 0 | 0 | 0 | 0 | 0 | 0 | 0 | 0 | 0 | 4935.8969
2025-04-23 | 18119.995 | 7.54 | 0 | 0 | 0 | 0 | 0 | 0 | 0 | 0 | 0 | 0 | 0 | 0 | 1 | 0 | 0 | 0 | 0 | 0 | 0 | 0 | 0 | 0 | 0 | 0 | 0 | 0 | 4886.0383
2025-04-23 | 19198.161 | 6.5 | 0 | 0 | 0 | 0 | 0 | 0 | 0 | 0 | 0 | 0 | 0 | 0 | 0 | 1 | 0 | 0 | 0 | 0 | 0 | 0 | 0 | 0 | 0 | 0 | 0 | 0 | 4771.4751
2025-04-23 | 20064.704 | 5.94 | 0 | 0 | 0 | 0 | 0 | 0 | 0 | 0 | 0 | 0 | 0 | 0 | 0 | 0 | 1 | 0 | 0 | 0 | 0 | 0 | 0 | 0 | 0 | 0 | 0 | 0 | 4608.2555
2025-04-23 | 19618.755 | 5.44 | 0.07 | 0 | 0 | 0 | 0 | 0 | 0 | 0 | 0 | 0 | 0 | 0 | 0 | 0 | 0 | 1 | 0 | 0 | 0 | 0 | 0 | 0 | 0 | 0 | 0 | 0 | 4516.6088
2025-04-23 | 18508.081 | 5.13 | 0.15 | 0 | 0 | 0 | 0 | 0 | 0 | 0 | 0 | 0 | 0 | 0 | 0 | 0 | 0 | 0 | 1 | 0 | 0 | 0 | 0 | 0 | 0 | 0 | 0 | 0 | 4598.1685
2025-04-23 | 17522.912 | 4.99 | 0.17 | 0 | 0 | 0 | 0 | 0 | 0 | 0 | 0 | 0 | 0 | 0 | 0 | 0 | 0 | 0 | 0 | 1 | 0 | 0 | 0 | 0 | 0 | 0 | 0 | 0 | 4976.7811
2025-04-23 | 16386.482 | 4.85 | 0.2 | 0 | 0 | 0 | 0 | 0 | 0 | 0 | 0 | 0 | 0 | 0 | 0 | 0 | 0 | 0 | 0 | 0 | 1 | 0 | 0 | 0 | 0 | 0 | 0 | 0 | 5533.113
2025-04-23 | 14371.033 | 5.69 | 0.15 | 0 | 0 | 0 | 0 | 0 | 0 | 0 | 0 | 0 | 0 | 0 | 0 | 0 | 0 | 0 | 0 | 0 | 0 | 1 | 0 | 0 | 0 | 0 | 0 | 0 | 5830.6124
2025-04-23 | 12337.288 | 6.68 | 0.09 | 0 | 0 | 0 | 0 | 0 | 0 | 0 | 0 | 0 | 0 | 0 | 0 | 0 | 0 | 0 | 0 | 0 | 0 | 0 | 1 | 0 | 0 | 0 | 0 | 0 | 5929.1936
2025-04-23 | 10590.536 | 8.1 | 0 | 0 | 0 | 0 | 0 | 0 | 0 | 0 | 0 | 0 | 0 | 0 | 0 | 0 | 0 | 0 | 0 | 0 | 0 | 0 | 0 | 1 | 0 | 0 | 0 | 0 | 6022.7259
2025-04-23 | 9224.02 | 9.15 | 0 | 0 | 0 | 0 | 0 | 0 | 0 | 0 | 0 | 0 | 0 | 0 | 0 | 0 | 0 | 0 | 0 | 0 | 0 | 0 | 0 | 0 | 1 | 0 | 0 | 0 | 5903.3222
2025-04-23 | 8386.477 | 9.76 | 0 | 0 | 0 | 0 | 0 | 0 | 0 | 0 | 0 | 0 | 0 | 0 | 0 | 0 | 0 | 0 | 0 | 0 | 0 | 0 | 0 | 0 | 0 | 1 | 0 | 0 | 5434.9868
2025-04-23 | 7802.319 | 10.12 | 0 | 0 | 0 | 0 | 0 | 0 | 0 | 0 | 0 | 0 | 0 | 0 | 0 | 0 | 0 | 0 | 0 | 0 | 0 | 0 | 0 | 0 | 0 | 0 | 1 | 0 | 4850.3898
2025-04-23 | 7415.02 | 10.48 | 0 | 0 | 0 | 0 | 0 | 0 | 0 | 0 | 0 | 0 | 0 | 0 | 0 | 0 | 0 | 0 | 0 | 0 | 0 | 0 | 0 | 0 | 0 | 0 | 0 | 1 | 4381.5316
2025-04-24 | 7439.626 | 10.7 | 0 | 0 | 1 | 0 | 0 | 0 | 0 | 0 | 0 | 0 | 0 | 0 | 0 | 0 | 0 | 0 | 0 | 0 | 0 | 0 | 0 | 0 | 0 | 0 | 0 | 0 | 4052.9769
2025-04-24 | 7718.227 | 10.98 | 0 | 0 | 0 | 1 | 0 | 0 | 0 | 0 | 0 | 0 | 0 | 0 | 0 | 0 | 0 | 0 | 0 | 0 | 0 | 0 | 0 | 0 | 0 | 0 | 0 | 0 | 3870.8096
2025-04-24 | 8736.256 | 11.21 | 0 | 0 | 0 | 0 | 1 | 0 | 0 | 0 | 0 | 0 | 0 | 0 | 0 | 0 | 0 | 0 | 0 | 0 | 0 | 0 | 0 | 0 | 0 | 0 | 0 | 0 | 3778.4008
2025-04-24 | 10233.596 | 11.42 | 0 | 0 | 0 | 0 | 0 | 1 | 0 | 0 | 0 | 0 | 0 | 0 | 0 | 0 | 0 | 0 | 0 | 0 | 0 | 0 | 0 | 0 | 0 | 0 | 0 | 0 | 3774.4232
2025-04-24 | 11789.694 | 12.14 | 0 | 0 | 0 | 0 | 0 | 0 | 1 | 0 | 0 | 0 | 0 | 0 | 0 | 0 | 0 | 0 | 0 | 0 | 0 | 0 | 0 | 0 | 0 | 0 | 0 | 0 | 3999.6792
2025-04-24 | 13204.794 | 12.17 | 0 | 0 | 0 | 0 | 0 | 0 | 0 | 1 | 0 | 0 | 0 | 0 | 0 | 0 | 0 | 0 | 0 | 0 | 0 | 0 | 0 | 0 | 0 | 0 | 0 | 0 | 4332.741
2025-04-24 | 14190.957 | 11.82 | 0 | 0 | 0 | 0 | 0 | 0 | 0 | 0 | 1 | 0 | 0 | 0 | 0 | 0 | 0 | 0 | 0 | 0 | 0 | 0 | 0 | 0 | 0 | 0 | 0 | 0 | 4700.0875
2025-04-24 | 15065.94 | 11.09 | 0 | 0 | 0 | 0 | 0 | 0 | 0 | 0 | 0 | 1 | 0 | 0 | 0 | 0 | 0 | 0 | 0 | 0 | 0 | 0 | 0 | 0 | 0 | 0 | 0 | 0 | 5003.8127
2025-04-24 | 15578.125 | 10.03 | 0 | 0 | 0 | 0 | 0 | 0 | 0 | 0 | 0 | 0 | 1 | 0 | 0 | 0 | 0 | 0 | 0 | 0 | 0 | 0 | 0 | 0 | 0 | 0 | 0 | 0 | 5099.4865
2025-04-24 | 15917.937 | 9.29 | 0 | 0 | 0 | 0 | 0 | 0 | 0 | 0 | 0 | 0 | 0 | 1 | 0 | 0 | 0 | 0 | 0 | 0 | 0 | 0 | 0 | 0 | 0 | 0 | 0 | 0 | 5071.2007
2025-04-24 | 16921.416 | 8.16 | 0 | 0 | 0 | 0 | 0 | 0 | 0 | 0 | 0 | 0 | 0 | 0 | 1 | 0 | 0 | 0 | 0 | 0 | 0 | 0 | 0 | 0 | 0 | 0 | 0 | 0 | 4954.2403
2025-04-24 | 17852.543 | 7.05 | 0.07 | 0 | 0 | 0 | 0 | 0 | 0 | 0 | 0 | 0 | 0 | 0 | 0 | 1 | 0 | 0 | 0 | 0 | 0 | 0 | 0 | 0 | 0 | 0 | 0 | 0 | 4857.6764
2025-04-24 | 19001.778 | 6.59 | 0 | 0 | 0 | 0 | 0 | 0 | 0 | 0 | 0 | 0 | 0 | 0 | 0 | 0 | 1 | 0 | 0 | 0 | 0 | 0 | 0 | 0 | 0 | 0 | 0 | 0 | 4679.7575
2025-04-24 | 18743.328 | 5.8 | 0.19 | 0 | 0 | 0 | 0 | 0 | 0 | 0 | 0 | 0 | 0 | 0 | 0 | 0 | 0 | 1 | 0 | 0 | 0 | 0 | 0 | 0 | 0 | 0 | 0 | 0 | 4600.2664
2025-04-24 | 18196.698 | 5.38 | 0.38 | 0 | 0 | 0 | 0 | 0 | 0 | 0 | 0 | 0 | 0 | 0 | 0 | 0 | 0 | 0 | 1 | 0 | 0 | 0 | 0 | 0 | 0 | 0 | 0 | 0 | 4710.1108
2025-04-24 | 17349.965 | 5.46 | 0.37 | 0 | 0 | 0 | 0 | 0 | 0 | 0 | 0 | 0 | 0 | 0 | 0 | 0 | 0 | 0 | 0 | 1 | 0 | 0 | 0 | 0 | 0 | 0 | 0 | 0 | 5101.9099
2025-04-24 | 16466.588 | 5.48 | 0.03 | 0 | 0 | 0 | 0 | 0 | 0 | 0 | 0 | 0 | 0 | 0 | 0 | 0 | 0 | 0 | 0 | 0 | 1 | 0 | 0 | 0 | 0 | 0 | 0 | 0 | 5540.0017
2025-04-24 | 14720.581 | 6.39 | 0.24 | 0 | 0 | 0 | 0 | 0 | 0 | 0 | 0 | 0 | 0 | 0 | 0 | 0 | 0 | 0 | 0 | 0 | 0 | 1 | 0 | 0 | 0 | 0 | 0 | 0 | 5940.657
2025-04-24 | 12640.844 | 7.09 | 0 | 0 | 0 | 0 | 0 | 0 | 0 | 0 | 0 | 0 | 0 | 0 | 0 | 0 | 0 | 0 | 0 | 0 | 0 | 0 | 1 | 0 | 0 | 0 | 0 | 0 | 5941.2526
2025-04-24 | 10811.59 | 8.22 | 0 | 0 | 0 | 0 | 0 | 0 | 0 | 0 | 0 | 0 | 0 | 0 | 0 | 0 | 0 | 0 | 0 | 0 | 0 | 0 | 0 | 1 | 0 | 0 | 0 | 0 | 6035.9263
2025-04-24 | 9496.518 | 8.91 | 0 | 0 | 0 | 0 | 0 | 0 | 0 | 0 | 0 | 0 | 0 | 0 | 0 | 0 | 0 | 0 | 0 | 0 | 0 | 0 | 0 | 0 | 1 | 0 | 0 | 0 | 5876.9215
2025-04-24 | 8600.681 | 9.56 | 0 | 0 | 0 | 0 | 0 | 0 | 0 | 0 | 0 | 0 | 0 | 0 | 0 | 0 | 0 | 0 | 0 | 0 | 0 | 0 | 0 | 0 | 0 | 1 | 0 | 0 | 5412.9861
2025-04-24 | 7949.917 | 9.72 | 0 | 0 | 0 | 0 | 0 | 0 | 0 | 0 | 0 | 0 | 0 | 0 | 0 | 0 | 0 | 0 | 0 | 0 | 0 | 0 | 0 | 0 | 0 | 0 | 1 | 0 | 4806.3885
2025-04-24 | 7567.341 | 10.16 | 0 | 0 | 0 | 0 | 0 | 0 | 0 | 0 | 0 | 0 | 0 | 0 | 0 | 0 | 0 | 0 | 0 | 0 | 0 | 0 | 0 | 0 | 0 | 0 | 0 | 1 | 4346.3306
2025-04-25 | 7590.507 | 10.27 | 0 | 0 | 1 | 0 | 0 | 0 | 0 | 0 | 0 | 0 | 0 | 0 | 0 | 0 | 0 | 0 | 0 | 0 | 0 | 0 | 0 | 0 | 0 | 0 | 0 | 0 | 4005.6756
2025-04-25 | 7879.811 | 10.59 | 0 | 0 | 0 | 1 | 0 | 0 | 0 | 0 | 0 | 0 | 0 | 0 | 0 | 0 | 0 | 0 | 0 | 0 | 0 | 0 | 0 | 0 | 0 | 0 | 0 | 0 | 3827.9084
2025-04-25 | 8829.351 | 10.91 | 0 | 0 | 0 | 0 | 1 | 0 | 0 | 0 | 0 | 0 | 0 | 0 | 0 | 0 | 0 | 0 | 0 | 0 | 0 | 0 | 0 | 0 | 0 | 0 | 0 | 0 | 3745.3998
2025-04-25 | 9781.509 | 11.6 | 0 | 0 | 0 | 0 | 0 | 1 | 0 | 0 | 0 | 0 | 0 | 0 | 0 | 0 | 0 | 0 | 0 | 0 | 0 | 0 | 0 | 0 | 0 | 0 | 0 | 0 | 3794.2238
2025-04-25 | 11042.133 | 12.11 | 0 | 0 | 0 | 0 | 0 | 0 | 1 | 0 | 0 | 0 | 0 | 0 | 0 | 0 | 0 | 0 | 0 | 0 | 0 | 0 | 0 | 0 | 0 | 0 | 0 | 0 | 3996.3791
2025-04-25 | 12531.869 | 12.16 | 0 | 0 | 0 | 0 | 0 | 0 | 0 | 1 | 0 | 0 | 0 | 0 | 0 | 0 | 0 | 0 | 0 | 0 | 0 | 0 | 0 | 0 | 0 | 0 | 0 | 0 | 4331.641
2025-04-25 | 13971.465 | 11.97 | 0 | 0 | 0 | 0 | 0 | 0 | 0 | 0 | 1 | 0 | 0 | 0 | 0 | 0 | 0 | 0 | 0 | 0 | 0 | 0 | 0 | 0 | 0 | 0 | 0 | 0 | 4716.588
2025-04-25 | 15248.317 | 10.75 | 0 | 0 | 0 | 0 | 0 | 0 | 0 | 0 | 0 | 1 | 0 | 0 | 0 | 0 | 0 | 0 | 0 | 0 | 0 | 0 | 0 | 0 | 0 | 0 | 0 | 0 | 4966.4117
2025-04-25 | 16055.7 | 9.79 | 0 | 0 | 0 | 0 | 0 | 0 | 0 | 0 | 0 | 0 | 1 | 0 | 0 | 0 | 0 | 0 | 0 | 0 | 0 | 0 | 0 | 0 | 0 | 0 | 0 | 0 | 5073.0857
2025-04-25 | 16766.687 | 8.97 | 0 | 0 | 0 | 0 | 0 | 0 | 0 | 0 | 0 | 0 | 0 | 1 | 0 | 0 | 0 | 0 | 0 | 0 | 0 | 0 | 0 | 0 | 0 | 0 | 0 | 0 | 5035.9997
2025-04-25 | 18028.06 | 8.39 | 0 | 0 | 0 | 0 | 0 | 0 | 0 | 0 | 0 | 0 | 0 | 0 | 1 | 0 | 0 | 0 | 0 | 0 | 0 | 0 | 0 | 0 | 0 | 0 | 0 | 0 | 4979.541
2025-04-25 | 18772.697 | 7.7 | 0 | 0 | 0 | 0 | 0 | 0 | 0 | 0 | 0 | 0 | 0 | 0 | 0 | 1 | 0 | 0 | 0 | 0 | 0 | 0 | 0 | 0 | 0 | 0 | 0 | 0 | 4903.4789
2025-04-25 | 19619.298 | 7.43 | 0.04 | 0 | 0 | 0 | 0 | 0 | 0 | 0 | 0 | 0 | 0 | 0 | 0 | 0 | 1 | 0 | 0 | 0 | 0 | 0 | 0 | 0 | 0 | 0 | 0 | 0 | 4786.8456
2025-04-25 | 18987.391 | 7.36 | 0 | 0 | 0 | 0 | 0 | 0 | 0 | 0 | 0 | 0 | 0 | 0 | 0 | 0 | 0 | 1 | 0 | 0 | 0 | 0 | 0 | 0 | 0 | 0 | 0 | 0 | 4702.1153
2025-04-25 | 18541.797 | 7.31 | 0 | 0 | 0 | 0 | 0 | 0 | 0 | 0 | 0 | 0 | 0 | 0 | 0 | 0 | 0 | 0 | 1 | 0 | 0 | 0 | 0 | 0 | 0 | 0 | 0 | 0 | 4782.9049
2025-04-25 | 18003.016 | 7.21 | 0 | 0 | 0 | 0 | 0 | 0 | 0 | 0 | 0 | 0 | 0 | 0 | 0 | 0 | 0 | 0 | 0 | 1 | 0 | 0 | 0 | 0 | 0 | 0 | 0 | 0 | 5158.5748
2025-04-25 | 17294.436 | 7.17 | 0 | 0 | 0 | 0 | 0 | 0 | 0 | 0 | 0 | 0 | 0 | 0 | 0 | 0 | 0 | 0 | 0 | 0 | 1 | 0 | 0 | 0 | 0 | 0 | 0 | 0 | 5714.8929
2025-04-25 | 15666.64 | 8.18 | 0 | 0 | 0 | 0 | 0 | 0 | 0 | 0 | 0 | 0 | 0 | 0 | 0 | 0 | 0 | 0 | 0 | 0 | 0 | 1 | 0 | 0 | 0 | 0 | 0 | 0 | 6049.4497
2025-04-25 | 13660.45 | 9.07 | 0 | 0 | 0 | 0 | 0 | 0 | 0 | 0 | 0 | 0 | 0 | 0 | 0 | 0 | 0 | 0 | 0 | 0 | 0 | 0 | 1 | 0 | 0 | 0 | 0 | 0 | 6159.0588
2025-04-25 | 11916.713 | 9.73 | 0 | 0 | 0 | 0 | 0 | 0 | 0 | 0 | 0 | 0 | 0 | 0 | 0 | 0 | 0 | 0 | 0 | 0 | 0 | 0 | 0 | 1 | 0 | 0 | 0 | 0 | 6202.031
2025-04-25 | 10713.305 | 10.19 | 0 | 0 | 0 | 0 | 0 | 0 | 0 | 0 | 0 | 0 | 0 | 0 | 0 | 0 | 0 | 0 | 0 | 0 | 0 | 0 | 0 | 0 | 1 | 0 | 0 | 0 | 6017.7255
2025-04-25 | 9889.269 | 10.62 | 0 | 0 | 0 | 0 | 0 | 0 | 0 | 0 | 0 | 0 | 0 | 0 | 0 | 0 | 0 | 0 | 0 | 0 | 0 | 0 | 0 | 0 | 0 | 1 | 0 | 0 | 5529.5895
2025-04-25 | 9220.437 | 10.59 | 0 | 0 | 0 | 0 | 0 | 0 | 0 | 0 | 0 | 0 | 0 | 0 | 0 | 0 | 0 | 0 | 0 | 0 | 0 | 0 | 0 | 0 | 0 | 0 | 1 | 0 | 4902.0912
2025-04-25 | 8797.457 | 10.74 | 0 | 0 | 0 | 0 | 0 | 0 | 0 | 0 | 0 | 0 | 0 | 0 | 0 | 0 | 0 | 0 | 0 | 0 | 0 | 0 | 0 | 0 | 0 | 0 | 0 | 1 | 4410.1324
2025-04-26 | 8653.231 | 11.16 | 0 | 1 | 1 | 0 | 0 | 0 | 0 | 0 | 0 | 0 | 0 | 0 | 0 | 0 | 0 | 0 | 0 | 0 | 0 | 0 | 0 | 0 | 0 | 0 | 0 | 0 | 4382.0528
2025-04-26 | 8785.767 | 11.39 | 0 | 1 | 0 | 1 | 0 | 0 | 0 | 0 | 0 | 0 | 0 | 0 | 0 | 0 | 0 | 0 | 0 | 0 | 0 | 0 | 0 | 0 | 0 | 0 | 0 | 0 | 4194.3853
2025-04-26 | 9387.418 | 11.77 | 0 | 1 | 0 | 0 | 1 | 0 | 0 | 0 | 0 | 0 | 0 | 0 | 0 | 0 | 0 | 0 | 0 | 0 | 0 | 0 | 0 | 0 | 0 | 0 | 0 | 0 | 4118.477
2025-04-26 | 10380.572 | 12.21 | 0 | 1 | 0 | 0 | 0 | 1 | 0 | 0 | 0 | 0 | 0 | 0 | 0 | 0 | 0 | 0 | 0 | 0 | 0 | 0 | 0 | 0 | 0 | 0 | 0 | 0 | 4139.8002
2025-04-26 | 10822.885 | 12.58 | 0 | 1 | 0 | 0 | 0 | 0 | 1 | 0 | 0 | 0 | 0 | 0 | 0 | 0 | 0 | 0 | 0 | 0 | 0 | 0 | 0 | 0 | 0 | 0 | 0 | 0 | 4326.555
2025-04-26 | 12017.915 | 12.8 | 0 | 1 | 0 | 0 | 0 | 0 | 0 | 1 | 0 | 0 | 0 | 0 | 0 | 0 | 0 | 0 | 0 | 0 | 0 | 0 | 0 | 0 | 0 | 0 | 0 | 0 | 4680.5174
2025-04-26 | 13214.396 | 12.34 | 0 | 1 | 0 | 0 | 0 | 0 | 0 | 0 | 1 | 0 | 0 | 0 | 0 | 0 | 0 | 0 | 0 | 0 | 0 | 0 | 0 | 0 | 0 | 0 | 0 | 0 | 5035.7636
2025-04-26 | 14019.081 | 11.67 | 0 | 1 | 0 | 0 | 0 | 0 | 0 | 0 | 0 | 1 | 0 | 0 | 0 | 0 | 0 | 0 | 0 | 0 | 0 | 0 | 0 | 0 | 0 | 0 | 0 | 0 | 5346.089
2025-04-26 | 14597.342 | 11.08 | 0 | 1 | 0 | 0 | 0 | 0 | 0 | 0 | 0 | 0 | 1 | 0 | 0 | 0 | 0 | 0 | 0 | 0 | 0 | 0 | 0 | 0 | 0 | 0 | 0 | 0 | 5493.4642
2025-04-26 | 15071.775 | 10.31 | 0 | 1 | 0 | 0 | 0 | 0 | 0 | 0 | 0 | 0 | 0 | 1 | 0 | 0 | 0 | 0 | 0 | 0 | 0 | 0 | 0 | 0 | 0 | 0 | 0 | 0 | 5461.8784
2025-04-26 | 15884.835 | 9.32 | 0 | 1 | 0 | 0 | 0 | 0 | 0 | 0 | 0 | 0 | 0 | 0 | 1 | 0 | 0 | 0 | 0 | 0 | 0 | 0 | 0 | 0 | 0 | 0 | 0 | 0 | 5360.3183
2025-04-26 | 17141.678 | 8.45 | 0 | 1 | 0 | 0 | 0 | 0 | 0 | 0 | 0 | 0 | 0 | 0 | 0 | 1 | 0 | 0 | 0 | 0 | 0 | 0 | 0 | 0 | 0 | 0 | 0 | 0 | 5264.4557
2025-04-26 | 18290.241 | 8.44 | 0 | 1 | 0 | 0 | 0 | 0 | 0 | 0 | 0 | 0 | 0 | 0 | 0 | 0 | 1 | 0 | 0 | 0 | 0 | 0 | 0 | 0 | 0 | 0 | 0 | 0 | 5161.7378
2025-04-26 | 18073.919 | 8.01 | 0 | 1 | 0 | 0 | 0 | 0 | 0 | 0 | 0 | 0 | 0 | 0 | 0 | 0 | 0 | 1 | 0 | 0 | 0 | 0 | 0 | 0 | 0 | 0 | 0 | 0 | 5052.0918
2025-04-26 | 17224.269 | 8.13 | 0 | 1 | 0 | 0 | 0 | 0 | 0 | 0 | 0 | 0 | 0 | 0 | 0 | 0 | 0 | 0 | 1 | 0 | 0 | 0 | 0 | 0 | 0 | 0 | 0 | 0 | 5151.5819
2025-04-26 | 16543.768 | 8.21 | 0 | 1 | 0 | 0 | 0 | 0 | 0 | 0 | 0 | 0 | 0 | 0 | 0 | 0 | 0 | 0 | 0 | 1 | 0 | 0 | 0 | 0 | 0 | 0 | 0 | 0 | 5547.0524
2025-04-26 | 15719.493 | 8.21 | 0 | 1 | 0 | 0 | 0 | 0 | 0 | 0 | 0 | 0 | 0 | 0 | 0 | 0 | 0 | 0 | 0 | 0 | 1 | 0 | 0 | 0 | 0 | 0 | 0 | 0 | 6107.7706
2025-04-26 | 14003.651 | 8.2 | 0 | 1 | 0 | 0 | 0 | 0 | 0 | 0 | 0 | 0 | 0 | 0 | 0 | 0 | 0 | 0 | 0 | 0 | 0 | 1 | 0 | 0 | 0 | 0 | 0 | 0 | 6330.1242
2025-04-26 | 12137.772 | 8.8 | 0 | 1 | 0 | 0 | 0 | 0 | 0 | 0 | 0 | 0 | 0 | 0 | 0 | 0 | 0 | 0 | 0 | 0 | 0 | 0 | 1 | 0 | 0 | 0 | 0 | 0 | 6407.8324
2025-04-26 | 10576.667 | 9.73 | 0 | 1 | 0 | 0 | 0 | 0 | 0 | 0 | 0 | 0 | 0 | 0 | 0 | 0 | 0 | 0 | 0 | 0 | 0 | 0 | 0 | 1 | 0 | 0 | 0 | 0 | 6480.5055
2025-04-26 | 9407.809 | 10.49 | 0 | 1 | 0 | 0 | 0 | 0 | 0 | 0 | 0 | 0 | 0 | 0 | 0 | 0 | 0 | 0 | 0 | 0 | 0 | 0 | 0 | 0 | 1 | 0 | 0 | 0 | 6329.2009
2025-04-26 | 8562.611 | 11.01 | 0 | 1 | 0 | 0 | 0 | 0 | 0 | 0 | 0 | 0 | 0 | 0 | 0 | 0 | 0 | 0 | 0 | 0 | 0 | 0 | 0 | 0 | 0 | 1 | 0 | 0 | 5850.9651
2025-04-26 | 8014.851 | 11.43 | 0 | 1 | 0 | 0 | 0 | 0 | 0 | 0 | 0 | 0 | 0 | 0 | 0 | 0 | 0 | 0 | 0 | 0 | 0 | 0 | 0 | 0 | 0 | 0 | 1 | 0 | 5272.9683
2025-04-26 | 7604.35 | 11.66 | 0 | 1 | 0 | 0 | 0 | 0 | 0 | 0 | 0 | 0 | 0 | 0 | 0 | 0 | 0 | 0 | 0 | 0 | 0 | 0 | 0 | 0 | 0 | 0 | 0 | 1 | 4789.8097
2025-04-27 | 7545.07 | 12.12 | 0 | 1 | 1 | 0 | 0 | 0 | 0 | 0 | 0 | 0 | 0 | 0 | 0 | 0 | 0 | 0 | 0 | 0 | 0 | 0 | 0 | 0 | 0 | 0 | 0 | 0 | 4487.6558
2025-04-27 | 7847.211 | 12.56 | 0 | 1 | 0 | 1 | 0 | 0 | 0 | 0 | 0 | 0 | 0 | 0 | 0 | 0 | 0 | 0 | 0 | 0 | 0 | 0 | 0 | 0 | 0 | 0 | 0 | 0 | 4323.089
2025-04-27 | 8597.373 | 13.45 | 0 | 1 | 0 | 0 | 1 | 0 | 0 | 0 | 0 | 0 | 0 | 0 | 0 | 0 | 0 | 0 | 0 | 0 | 0 | 0 | 0 | 0 | 0 | 0 | 0 | 0 | 4303.2822
2025-04-27 | 9765.909 | 13.82 | 0 | 1 | 0 | 0 | 0 | 1 | 0 | 0 | 0 | 0 | 0 | 0 | 0 | 0 | 0 | 0 | 0 | 0 | 0 | 0 | 0 | 0 | 0 | 0 | 0 | 0 | 4316.9052
2025-04-27 | 10878.862 | 14.04 | 0 | 1 | 0 | 0 | 0 | 0 | 1 | 0 | 0 | 0 | 0 | 0 | 0 | 0 | 0 | 0 | 0 | 0 | 0 | 0 | 0 | 0 | 0 | 0 | 0 | 0 | 4487.1596
2025-04-27 | 11287.904 | 14.21 | 0 | 1 | 0 | 0 | 0 | 0 | 0 | 1 | 0 | 0 | 0 | 0 | 0 | 0 | 0 | 0 | 0 | 0 | 0 | 0 | 0 | 0 | 0 | 0 | 0 | 0 | 4835.6218
2025-04-27 | 12263.184 | 13.67 | 0 | 1 | 0 | 0 | 0 | 0 | 0 | 0 | 1 | 0 | 0 | 0 | 0 | 0 | 0 | 0 | 0 | 0 | 0 | 0 | 0 | 0 | 0 | 0 | 0 | 0 | 5182.0677
2025-04-27 | 13408.711 | 12.54 | 0 | 1 | 0 | 0 | 0 | 0 | 0 | 0 | 0 | 1 | 0 | 0 | 0 | 0 | 0 | 0 | 0 | 0 | 0 | 0 | 0 | 0 | 0 | 0 | 0 | 0 | 5441.7917
2025-04-27 | 13734.374 | 10.88 | 0 | 1 | 0 | 0 | 0 | 0 | 0 | 0 | 0 | 0 | 1 | 0 | 0 | 0 | 0 | 0 | 0 | 0 | 0 | 0 | 0 | 0 | 0 | 0 | 0 | 0 | 5471.4636
2025-04-27 | 14018.298 | 9.57 | 0.08 | 1 | 0 | 0 | 0 | 0 | 0 | 0 | 0 | 0 | 0 | 1 | 0 | 0 | 0 | 0 | 0 | 0 | 0 | 0 | 0 | 0 | 0 | 0 | 0 | 0 | 5409.847
2025-04-27 | 15037.22 | 8.61 | 0.21 | 1 | 0 | 0 | 0 | 0 | 0 | 0 | 0 | 0 | 0 | 0 | 1 | 0 | 0 | 0 | 0 | 0 | 0 | 0 | 0 | 0 | 0 | 0 | 0 | 0 | 5359.3148
2025-04-27 | 16300.398 | 7.75 | 0.33 | 1 | 0 | 0 | 0 | 0 | 0 | 0 | 0 | 0 | 0 | 0 | 0 | 1 | 0 | 0 | 0 | 0 | 0 | 0 | 0 | 0 | 0 | 0 | 0 | 0 | 5308.6086
2025-04-27 | 17480.716 | 7.02 | 0.32 | 1 | 0 | 0 | 0 | 0 | 0 | 0 | 0 | 0 | 0 | 0 | 0 | 0 | 1 | 0 | 0 | 0 | 0 | 0 | 0 | 0 | 0 | 0 | 0 | 0 | 5123.0171
2025-04-27 | 17226.613 | 6.5 | 0.62 | 1 | 0 | 0 | 0 | 0 | 0 | 0 | 0 | 0 | 0 | 0 | 0 | 0 | 0 | 1 | 0 | 0 | 0 | 0 | 0 | 0 | 0 | 0 | 0 | 0 | 5113.6118
2025-04-27 | 16404.412 | 6.36 | 0.6 | 1 | 0 | 0 | 0 | 0 | 0 | 0 | 0 | 0 | 0 | 0 | 0 | 0 | 0 | 0 | 1 | 0 | 0 | 0 | 0 | 0 | 0 | 0 | 0 | 0 | 5177.1584
2025-04-27 | 15577.184 | 6.13 | 0.81 | 1 | 0 | 0 | 0 | 0 | 0 | 0 | 0 | 0 | 0 | 0 | 0 | 0 | 0 | 0 | 0 | 1 | 0 | 0 | 0 | 0 | 0 | 0 | 0 | 0 | 5615.6267
2025-04-27 | 14812.878 | 6.28 | 0.82 | 1 | 0 | 0 | 0 | 0 | 0 | 0 | 0 | 0 | 0 | 0 | 0 | 0 | 0 | 0 | 0 | 0 | 1 | 0 | 0 | 0 | 0 | 0 | 0 | 0 | 6196.5168
2025-04-27 | 12982.658 | 6.29 | 0.3 | 1 | 0 | 0 | 0 | 0 | 0 | 0 | 0 | 0 | 0 | 0 | 0 | 0 | 0 | 0 | 0 | 0 | 0 | 1 | 0 | 0 | 0 | 0 | 0 | 0 | 6230.1593
2025-04-27 | 11240.501 | 6.86 | 0 | 1 | 0 | 0 | 0 | 0 | 0 | 0 | 0 | 0 | 0 | 0 | 0 | 0 | 0 | 0 | 0 | 0 | 0 | 0 | 1 | 0 | 0 | 0 | 0 | 0 | 6194.4263
2025-04-27 | 9681.503 | 7.95 | 0 | 1 | 0 | 0 | 0 | 0 | 0 | 0 | 0 | 0 | 0 | 0 | 0 | 0 | 0 | 0 | 0 | 0 | 0 | 0 | 0 | 1 | 0 | 0 | 0 | 0 | 6284.6999
2025-04-27 | 8464.838 | 8.81 | 0 | 1 | 0 | 0 | 0 | 0 | 0 | 0 | 0 | 0 | 0 | 0 | 0 | 0 | 0 | 0 | 0 | 0 | 0 | 0 | 0 | 0 | 1 | 0 | 0 | 0 | 6144.3956
2025-04-27 | 7605.189 | 9.59 | 0 | 1 | 0 | 0 | 0 | 0 | 0 | 0 | 0 | 0 | 0 | 0 | 0 | 0 | 0 | 0 | 0 | 0 | 0 | 0 | 0 | 0 | 0 | 1 | 0 | 0 | 5694.7607
2025-04-27 | 7088.952 | 10.12 | 0 | 1 | 0 | 0 | 0 | 0 | 0 | 0 | 0 | 0 | 0 | 0 | 0 | 0 | 0 | 0 | 0 | 0 | 0 | 0 | 0 | 0 | 0 | 0 | 1 | 0 | 5128.8642
2025-04-27 | 6740.2 | 10.48 | 0 | 1 | 0 | 0 | 0 | 0 | 0 | 0 | 0 | 0 | 0 | 0 | 0 | 0 | 0 | 0 | 0 | 0 | 0 | 0 | 0 | 0 | 0 | 0 | 0 | 1 | 4660.006
2025-04-28 | 6740.768 | 10.84 | 0 | 0 | 1 | 0 | 0 | 0 | 0 | 0 | 0 | 0 | 0 | 0 | 0 | 0 | 0 | 0 | 0 | 0 | 0 | 0 | 0 | 0 | 0 | 0 | 0 | 0 | 4068.3774
2025-04-28 | 7000.465 | 11.34 | 0 | 0 | 0 | 1 | 0 | 0 | 0 | 0 | 0 | 0 | 0 | 0 | 0 | 0 | 0 | 0 | 0 | 0 | 0 | 0 | 0 | 0 | 0 | 0 | 0 | 0 | 3910.4107
2025-04-28 | 7743.5 | 11.62 | 0 | 0 | 0 | 0 | 1 | 0 | 0 | 0 | 0 | 0 | 0 | 0 | 0 | 0 | 0 | 0 | 0 | 0 | 0 | 0 | 0 | 0 | 0 | 0 | 0 | 0 | 3823.5021
2025-04-28 | 8993.771 | 11.68 | 0 | 0 | 0 | 0 | 0 | 1 | 0 | 0 | 0 | 0 | 0 | 0 | 0 | 0 | 0 | 0 | 0 | 0 | 0 | 0 | 0 | 0 | 0 | 0 | 0 | 0 | 3803.0241
2025-04-28 | 10057.309 | 11.89 | 0 | 0 | 0 | 0 | 0 | 0 | 1 | 0 | 0 | 0 | 0 | 0 | 0 | 0 | 0 | 0 | 0 | 0 | 0 | 0 | 0 | 0 | 0 | 0 | 0 | 0 | 3972.1784
2025-04-28 | 11118.406 | 11.9 | 0 | 0 | 0 | 0 | 0 | 0 | 0 | 1 | 0 | 0 | 0 | 0 | 0 | 0 | 0 | 0 | 0 | 0 | 0 | 0 | 0 | 0 | 0 | 0 | 0 | 0 | 4303.0401
2025-04-28 | 11833.033 | 11.29 | 0 | 0 | 0 | 0 | 0 | 0 | 0 | 0 | 1 | 0 | 0 | 0 | 0 | 0 | 0 | 0 | 0 | 0 | 0 | 0 | 0 | 0 | 0 | 0 | 0 | 0 | 4641.7858
2025-04-28 | 12730.906 | 10.01 | 0.04 | 0 | 0 | 0 | 0 | 0 | 0 | 0 | 0 | 1 | 0 | 0 | 0 | 0 | 0 | 0 | 0 | 0 | 0 | 0 | 0 | 0 | 0 | 0 | 0 | 0 | 4899.6948
2025-04-28 | 13214.562 | 8.82 | 0.05 | 0 | 0 | 0 | 0 | 0 | 0 | 0 | 0 | 0 | 1 | 0 | 0 | 0 | 0 | 0 | 0 | 0 | 0 | 0 | 0 | 0 | 0 | 0 | 0 | 0 | 4984.7395
2025-04-28 | 13936.865 | 7.97 | 0.13 | 0 | 0 | 0 | 0 | 0 | 0 | 0 | 0 | 0 | 0 | 1 | 0 | 0 | 0 | 0 | 0 | 0 | 0 | 0 | 0 | 0 | 0 | 0 | 0 | 0 | 4973.7244
2025-04-28 | 14584.171 | 7.25 | 0.25 | 0 | 0 | 0 | 0 | 0 | 0 | 0 | 0 | 0 | 0 | 0 | 1 | 0 | 0 | 0 | 0 | 0 | 0 | 0 | 0 | 0 | 0 | 0 | 0 | 0 | 4945.9216
2025-04-28 | 15692.801 | 7.16 | 0.14 | 0 | 0 | 0 | 0 | 0 | 0 | 0 | 0 | 0 | 0 | 0 | 0 | 1 | 0 | 0 | 0 | 0 | 0 | 0 | 0 | 0 | 0 | 0 | 0 | 0 | 4895.4763
2025-04-28 | 16493.414 | 6.73 | 0.18 | 0 | 0 | 0 | 0 | 0 | 0 | 0 | 0 | 0 | 0 | 0 | 0 | 0 | 1 | 0 | 0 | 0 | 0 | 0 | 0 | 0 | 0 | 0 | 0 | 0 | 4761.2426
2025-04-28 | 16150.466 | 5.98 | 0.35 | 0 | 0 | 0 | 0 | 0 | 0 | 0 | 0 | 0 | 0 | 0 | 0 | 0 | 0 | 1 | 0 | 0 | 0 | 0 | 0 | 0 | 0 | 0 | 0 | 0 | 4678.8088
2025-04-28 | 15241.443 | 5.45 | 0.42 | 0 | 0 | 0 | 0 | 0 | 0 | 0 | 0 | 0 | 0 | 0 | 0 | 0 | 0 | 0 | 1 | 0 | 0 | 0 | 0 | 0 | 0 | 0 | 0 | 0 | 4732.4965
2025-04-28 | 14154.476 | 5.31 | 0.6 | 0 | 0 | 0 | 0 | 0 | 0 | 0 | 0 | 0 | 0 | 0 | 0 | 0 | 0 | 0 | 0 | 1 | 0 | 0 | 0 | 0 | 0 | 0 | 0 | 0 | 5169.8509
2025-04-28 | 13435.53 | 5.59 | 0.15 | 0 | 0 | 0 | 0 | 0 | 0 | 0 | 0 | 0 | 0 | 0 | 0 | 0 | 0 | 0 | 0 | 0 | 1 | 0 | 0 | 0 | 0 | 0 | 0 | 0 | 5596.1585
2025-04-28 | 12043.287 | 6.11 | 0.02 | 0 | 0 | 0 | 0 | 0 | 0 | 0 | 0 | 0 | 0 | 0 | 0 | 0 | 0 | 0 | 0 | 0 | 0 | 1 | 0 | 0 | 0 | 0 | 0 | 0 | 5829.086
2025-04-28 | 10574.955 | 6.98 | 0 | 0 | 0 | 0 | 0 | 0 | 0 | 0 | 0 | 0 | 0 | 0 | 0 | 0 | 0 | 0 | 0 | 0 | 0 | 0 | 1 | 0 | 0 | 0 | 0 | 0 | 5929.1522
2025-04-28 | 9088.943 | 8.03 | 0 | 0 | 0 | 0 | 0 | 0 | 0 | 0 | 0 | 0 | 0 | 0 | 0 | 0 | 0 | 0 | 0 | 0 | 0 | 0 | 0 | 1 | 0 | 0 | 0 | 0 | 6015.0257
2025-04-28 | 7893.489 | 9.14 | 0 | 0 | 0 | 0 | 0 | 0 | 0 | 0 | 0 | 0 | 0 | 0 | 0 | 0 | 0 | 0 | 0 | 0 | 0 | 0 | 0 | 0 | 1 | 0 | 0 | 0 | 5902.2222
2025-04-28 | 7215.271 | 9.53 | 0 | 0 | 0 | 0 | 0 | 0 | 0 | 0 | 0 | 0 | 0 | 0 | 0 | 0 | 0 | 0 | 0 | 0 | 0 | 0 | 0 | 0 | 0 | 1 | 0 | 0 | 5409.686
2025-04-28 | 6835.625 | 10 | 0 | 0 | 0 | 0 | 0 | 0 | 0 | 0 | 0 | 0 | 0 | 0 | 0 | 0 | 0 | 0 | 0 | 0 | 0 | 0 | 0 | 0 | 0 | 0 | 1 | 0 | 4837.1894
2025-04-28 | 6503.678 | 10.47 | 0 | 0 | 0 | 0 | 0 | 0 | 0 | 0 | 0 | 0 | 0 | 0 | 0 | 0 | 0 | 0 | 0 | 0 | 0 | 0 | 0 | 0 | 0 | 0 | 0 | 1 | 4380.4315
2025-04-29 | 6359.501 | 10.73 | 0 | 0 | 1 | 0 | 0 | 0 | 0 | 0 | 0 | 0 | 0 | 0 | 0 | 0 | 0 | 0 | 0 | 0 | 0 | 0 | 0 | 0 | 0 | 0 | 0 | 0 | 4056.277
2025-04-29 | 6718.656 | 10.83 | 0 | 0 | 0 | 1 | 0 | 0 | 0 | 0 | 0 | 0 | 0 | 0 | 0 | 0 | 0 | 0 | 0 | 0 | 0 | 0 | 0 | 0 | 0 | 0 | 0 | 0 | 3854.3091
2025-04-29 | 7737.901 | 11.19 | 0 | 0 | 0 | 0 | 1 | 0 | 0 | 0 | 0 | 0 | 0 | 0 | 0 | 0 | 0 | 0 | 0 | 0 | 0 | 0 | 0 | 0 | 0 | 0 | 0 | 0 | 3776.2007
2025-04-29 | 9459.653 | 11.39 | 0 | 0 | 0 | 0 | 0 | 1 | 0 | 0 | 0 | 0 | 0 | 0 | 0 | 0 | 0 | 0 | 0 | 0 | 0 | 0 | 0 | 0 | 0 | 0 | 0 | 0 | 3771.1232
2025-04-29 | 11474.537 | 12.24 | 0 | 0 | 0 | 0 | 0 | 0 | 1 | 0 | 0 | 0 | 0 | 0 | 0 | 0 | 0 | 0 | 0 | 0 | 0 | 0 | 0 | 0 | 0 | 0 | 0 | 0 | 4010.6795
2025-04-29 | 13152.552 | 12.48 | 0 | 0 | 0 | 0 | 0 | 0 | 0 | 1 | 0 | 0 | 0 | 0 | 0 | 0 | 0 | 0 | 0 | 0 | 0 | 0 | 0 | 0 | 0 | 0 | 0 | 0 | 4366.842
2025-04-29 | 14410.005 | 11.61 | 0 | 0 | 0 | 0 | 0 | 0 | 0 | 0 | 1 | 0 | 0 | 0 | 0 | 0 | 0 | 0 | 0 | 0 | 0 | 0 | 0 | 0 | 0 | 0 | 0 | 0 | 4676.9869
2025-04-29 | 15435.953 | 10.77 | 0 | 0 | 0 | 0 | 0 | 0 | 0 | 0 | 0 | 1 | 0 | 0 | 0 | 0 | 0 | 0 | 0 | 0 | 0 | 0 | 0 | 0 | 0 | 0 | 0 | 0 | 4968.6117
2025-04-29 | 15896.966 | 10.09 | 0.17 | 0 | 0 | 0 | 0 | 0 | 0 | 0 | 0 | 0 | 1 | 0 | 0 | 0 | 0 | 0 | 0 | 0 | 0 | 0 | 0 | 0 | 0 | 0 | 0 | 0 | 5168.4999
2025-04-29 | 16159.262 | 9.48 | 0.3 | 0 | 0 | 0 | 0 | 0 | 0 | 0 | 0 | 0 | 0 | 1 | 0 | 0 | 0 | 0 | 0 | 0 | 0 | 0 | 0 | 0 | 0 | 0 | 0 | 0 | 5202.2424
2025-04-29 | 16764.284 | 9.04 | 0.65 | 0 | 0 | 0 | 0 | 0 | 0 | 0 | 0 | 0 | 0 | 0 | 1 | 0 | 0 | 0 | 0 | 0 | 0 | 0 | 0 | 0 | 0 | 0 | 0 | 0 | 5289.6819
2025-04-29 | 17500.761 | 8.22 | 0.64 | 0 | 0 | 0 | 0 | 0 | 0 | 0 | 0 | 0 | 0 | 0 | 0 | 1 | 0 | 0 | 0 | 0 | 0 | 0 | 0 | 0 | 0 | 0 | 0 | 0 | 5195.6481
2025-04-29 | 17883.27 | 7.47 | 0.74 | 0 | 0 | 0 | 0 | 0 | 0 | 0 | 0 | 0 | 0 | 0 | 0 | 0 | 1 | 0 | 0 | 0 | 0 | 0 | 0 | 0 | 0 | 0 | 0 | 0 | 5048.2415
2025-04-29 | 17532.479 | 7.23 | 0.83 | 0 | 0 | 0 | 0 | 0 | 0 | 0 | 0 | 0 | 0 | 0 | 0 | 0 | 0 | 1 | 0 | 0 | 0 | 0 | 0 | 0 | 0 | 0 | 0 | 0 | 4992.5384
2025-04-29 | 16429.915 | 6.78 | 0.83 | 0 | 0 | 0 | 0 | 0 | 0 | 0 | 0 | 0 | 0 | 0 | 0 | 0 | 0 | 0 | 1 | 0 | 0 | 0 | 0 | 0 | 0 | 0 | 0 | 0 | 5029.3267
2025-04-29 | 15368.862 | 6.72 | 0.83 | 0 | 0 | 0 | 0 | 0 | 0 | 0 | 0 | 0 | 0 | 0 | 0 | 0 | 0 | 0 | 0 | 1 | 0 | 0 | 0 | 0 | 0 | 0 | 0 | 0 | 5409.3968
2025-04-29 | 14461.905 | 6.97 | 0.82 | 0 | 0 | 0 | 0 | 0 | 0 | 0 | 0 | 0 | 0 | 0 | 0 | 0 | 0 | 0 | 0 | 0 | 1 | 0 | 0 | 0 | 0 | 0 | 0 | 0 | 5993.9445
2025-04-29 | 13033.559 | 6.94 | 0 | 0 | 0 | 0 | 0 | 0 | 0 | 0 | 0 | 0 | 0 | 0 | 0 | 0 | 0 | 0 | 0 | 0 | 0 | 1 | 0 | 0 | 0 | 0 | 0 | 0 | 5913.0458
2025-04-29 | 11372.204 | 7.28 | 0.24 | 0 | 0 | 0 | 0 | 0 | 0 | 0 | 0 | 0 | 0 | 0 | 0 | 0 | 0 | 0 | 0 | 0 | 0 | 0 | 1 | 0 | 0 | 0 | 0 | 0 | 6050.266
2025-04-29 | 9666.344 | 8.23 | 0 | 0 | 0 | 0 | 0 | 0 | 0 | 0 | 0 | 0 | 0 | 0 | 0 | 0 | 0 | 0 | 0 | 0 | 0 | 0 | 0 | 1 | 0 | 0 | 0 | 0 | 6037.0263
2025-04-29 | 7828.182 | 8.9 | 0 | 0 | 0 | 0 | 0 | 0 | 0 | 0 | 0 | 0 | 0 | 0 | 0 | 0 | 0 | 0 | 0 | 0 | 0 | 0 | 0 | 0 | 1 | 0 | 0 | 0 | 5875.8215
2025-04-29 | 7095.999 | 9.62 | 0 | 0 | 0 | 0 | 0 | 0 | 0 | 0 | 0 | 0 | 0 | 0 | 0 | 0 | 0 | 0 | 0 | 0 | 0 | 0 | 0 | 0 | 0 | 1 | 0 | 0 | 5419.5863
2025-04-29 | 8203.858 | 10.17 | 0 | 0 | 0 | 0 | 0 | 0 | 0 | 0 | 0 | 0 | 0 | 0 | 0 | 0 | 0 | 0 | 0 | 0 | 0 | 0 | 0 | 0 | 0 | 0 | 1 | 0 | 4855.8899
2025-04-29 | 7692.149 | 10.81 | 0 | 0 | 0 | 0 | 0 | 0 | 0 | 0 | 0 | 0 | 0 | 0 | 0 | 0 | 0 | 0 | 0 | 0 | 0 | 0 | 0 | 0 | 0 | 0 | 0 | 1 | 4417.8326
2025-04-30 | 7361.772 | 11.01 | 0 | 0 | 1 | 0 | 0 | 0 | 0 | 0 | 0 | 0 | 0 | 0 | 0 | 0 | 0 | 0 | 0 | 0 | 0 | 0 | 0 | 0 | 0 | 0 | 0 | 0 | 4087.0779
2025-04-30 | 7507.135 | 11.5 | 0 | 0 | 0 | 1 | 0 | 0 | 0 | 0 | 0 | 0 | 0 | 0 | 0 | 0 | 0 | 0 | 0 | 0 | 0 | 0 | 0 | 0 | 0 | 0 | 0 | 0 | 3928.0112
2025-04-30 | 8279.166 | 11.79 | 0 | 0 | 0 | 0 | 1 | 0 | 0 | 0 | 0 | 0 | 0 | 0 | 0 | 0 | 0 | 0 | 0 | 0 | 0 | 0 | 0 | 0 | 0 | 0 | 0 | 0 | 3842.2026
2025-04-30 | 9635.309 | 12.08 | 0 | 0 | 0 | 0 | 0 | 1 | 0 | 0 | 0 | 0 | 0 | 0 | 0 | 0 | 0 | 0 | 0 | 0 | 0 | 0 | 0 | 0 | 0 | 0 | 0 | 0 | 3847.0253
2025-04-30 | 10827.47 | 12.5 | 0 | 0 | 0 | 0 | 0 | 0 | 1 | 0 | 0 | 0 | 0 | 0 | 0 | 0 | 0 | 0 | 0 | 0 | 0 | 0 | 0 | 0 | 0 | 0 | 0 | 0 | 4039.2803
2025-04-30 | 11489.209 | 12.83 | 0 | 0 | 0 | 0 | 0 | 0 | 0 | 1 | 0 | 0 | 0 | 0 | 0 | 0 | 0 | 0 | 0 | 0 | 0 | 0 | 0 | 0 | 0 | 0 | 0 | 0 | 4405.3431
2025-04-30 | 12472.198 | 12.66 | 0 | 0 | 0 | 0 | 0 | 0 | 0 | 0 | 1 | 0 | 0 | 0 | 0 | 0 | 0 | 0 | 0 | 0 | 0 | 0 | 0 | 0 | 0 | 0 | 0 | 0 | 4792.4901
2025-04-30 | 12481.912 | 11.39 | 0 | 0 | 0 | 0 | 0 | 0 | 0 | 0 | 0 | 1 | 0 | 0 | 0 | 0 | 0 | 0 | 0 | 0 | 0 | 0 | 0 | 0 | 0 | 0 | 0 | 0 | 5036.8137
2025-04-30 | 12159.156 | 10 | 0 | 0 | 0 | 0 | 0 | 0 | 0 | 0 | 0 | 0 | 1 | 0 | 0 | 0 | 0 | 0 | 0 | 0 | 0 | 0 | 0 | 0 | 0 | 0 | 0 | 0 | 5096.1864
2025-04-30 | 12107.985 | 9.09 | 0 | 0 | 0 | 0 | 0 | 0 | 0 | 0 | 0 | 0 | 0 | 1 | 0 | 0 | 0 | 0 | 0 | 0 | 0 | 0 | 0 | 0 | 0 | 0 | 0 | 0 | 5049.2001
2025-04-30 | 12222.73 | 8.67 | 0 | 0 | 0 | 0 | 0 | 0 | 0 | 0 | 0 | 0 | 0 | 0 | 1 | 0 | 0 | 0 | 0 | 0 | 0 | 0 | 0 | 0 | 0 | 0 | 0 | 0 | 5010.3419
2025-04-30 | 13640.232 | 8.31 | 0 | 0 | 0 | 0 | 0 | 0 | 0 | 0 | 0 | 0 | 0 | 0 | 0 | 1 | 0 | 0 | 0 | 0 | 0 | 0 | 0 | 0 | 0 | 0 | 0 | 0 | 4970.5808
2025-04-30 | 15035.917 | 7.69 | 0 | 0 | 0 | 0 | 0 | 0 | 0 | 0 | 0 | 0 | 0 | 0 | 0 | 0 | 1 | 0 | 0 | 0 | 0 | 0 | 0 | 0 | 0 | 0 | 0 | 0 | 4800.761
2025-04-30 | 14975.348 | 7.12 | 0 | 0 | 0 | 0 | 0 | 0 | 0 | 0 | 0 | 0 | 0 | 0 | 0 | 0 | 0 | 1 | 0 | 0 | 0 | 0 | 0 | 0 | 0 | 0 | 0 | 0 | 4675.7145
2025-04-30 | 13992.978 | 6.9 | 0.04 | 0 | 0 | 0 | 0 | 0 | 0 | 0 | 0 | 0 | 0 | 0 | 0 | 0 | 0 | 0 | 1 | 0 | 0 | 0 | 0 | 0 | 0 | 0 | 0 | 0 | 4752.489
2025-04-30 | 12634.98 | 6.34 | 0.17 | 0 | 0 | 0 | 0 | 0 | 0 | 0 | 0 | 0 | 0 | 0 | 0 | 0 | 0 | 0 | 0 | 1 | 0 | 0 | 0 | 0 | 0 | 0 | 0 | 0 | 5125.2853
2025-04-30 | 11641.064 | 6.42 | 0.14 | 0 | 0 | 0 | 0 | 0 | 0 | 0 | 0 | 0 | 0 | 0 | 0 | 0 | 0 | 0 | 0 | 0 | 1 | 0 | 0 | 0 | 0 | 0 | 0 | 0 | 5683.7897
2025-04-30 | 10039.266 | 6.64 | 0.13 | 0 | 0 | 0 | 0 | 0 | 0 | 0 | 0 | 0 | 0 | 0 | 0 | 0 | 0 | 0 | 0 | 0 | 0 | 1 | 0 | 0 | 0 | 0 | 0 | 0 | 5927.7727
2025-04-30 | 8498.903 | 7.05 | 0.06 | 0 | 0 | 0 | 0 | 0 | 0 | 0 | 0 | 0 | 0 | 0 | 0 | 0 | 0 | 0 | 0 | 0 | 0 | 0 | 1 | 0 | 0 | 0 | 0 | 0 | 5958.8807
2025-04-30 | 7340.151 | 7.57 | 0 | 0 | 0 | 0 | 0 | 0 | 0 | 0 | 0 | 0 | 0 | 0 | 0 | 0 | 0 | 0 | 0 | 0 | 0 | 0 | 0 | 1 | 0 | 0 | 0 | 0 | 5964.4243
2025-04-30 | 6530.467 | 8.24 | 0 | 0 | 0 | 0 | 0 | 0 | 0 | 0 | 0 | 0 | 0 | 0 | 0 | 0 | 0 | 0 | 0 | 0 | 0 | 0 | 0 | 0 | 1 | 0 | 0 | 0 | 5803.2194
2025-04-30 | 6039.888 | 8.97 | 0 | 0 | 0 | 0 | 0 | 0 | 0 | 0 | 0 | 0 | 0 | 0 | 0 | 0 | 0 | 0 | 0 | 0 | 0 | 0 | 0 | 0 | 0 | 1 | 0 | 0 | 5348.0843
2025-04-30 | 5726.104 | 9.45 | 0 | 0 | 0 | 0 | 0 | 0 | 0 | 0 | 0 | 0 | 0 | 0 | 0 | 0 | 0 | 0 | 0 | 0 | 0 | 0 | 0 | 0 | 0 | 0 | 1 | 0 | 4776.6877
2025-04-30 | 5599.522 | 9.74 | 0 | 0 | 0 | 0 | 0 | 0 | 0 | 0 | 0 | 0 | 0 | 0 | 0 | 0 | 0 | 0 | 0 | 0 | 0 | 0 | 0 | 0 | 0 | 0 | 0 | 1 | 4300.1292
2025-05-01 | 5707.62 | 10.3 | 0 | 0 | 1 | 0 | 0 | 0 | 0 | 0 | 0 | 0 | 0 | 0 | 0 | 0 | 0 | 0 | 0 | 0 | 0 | 0 | 0 | 0 | 0 | 0 | 0 | 0 | 4008.9757
2025-05-01 | 6117.286 | 10.5 | 0 | 0 | 0 | 1 | 0 | 0 | 0 | 0 | 0 | 0 | 0 | 0 | 0 | 0 | 0 | 0 | 0 | 0 | 0 | 0 | 0 | 0 | 0 | 0 | 0 | 0 | 3818.0081
2025-05-01 | 6728.769 | 10.7 | 0 | 0 | 0 | 0 | 1 | 0 | 0 | 0 | 0 | 0 | 0 | 0 | 0 | 0 | 0 | 0 | 0 | 0 | 0 | 0 | 0 | 0 | 0 | 0 | 0 | 0 | 3722.2992
2025-05-01 | 7272.454 | 11.07 | 0 | 0 | 0 | 0 | 0 | 1 | 0 | 0 | 0 | 0 | 0 | 0 | 0 | 0 | 0 | 0 | 0 | 0 | 0 | 0 | 0 | 0 | 0 | 0 | 0 | 0 | 3735.9222
2025-05-01 | 7535.974 | 11.54 | 0 | 0 | 0 | 0 | 0 | 0 | 1 | 0 | 0 | 0 | 0 | 0 | 0 | 0 | 0 | 0 | 0 | 0 | 0 | 0 | 0 | 0 | 0 | 0 | 0 | 0 | 3933.6773
2025-05-01 | 7836.023 | 11.42 | 0 | 0 | 0 | 0 | 0 | 0 | 0 | 1 | 0 | 0 | 0 | 0 | 0 | 0 | 0 | 0 | 0 | 0 | 0 | 0 | 0 | 0 | 0 | 0 | 0 | 0 | 4250.2386
2025-05-01 | 8192.529 | 11.04 | 0 | 0 | 0 | 0 | 0 | 0 | 0 | 0 | 1 | 0 | 0 | 0 | 0 | 0 | 0 | 0 | 0 | 0 | 0 | 0 | 0 | 0 | 0 | 0 | 0 | 0 | 4614.2851
2025-05-01 | 8584.653 | 10.41 | 0 | 0 | 0 | 0 | 0 | 0 | 0 | 0 | 0 | 1 | 0 | 0 | 0 | 0 | 0 | 0 | 0 | 0 | 0 | 0 | 0 | 0 | 0 | 0 | 0 | 0 | 4929.0106
2025-05-01 | 8539.683 | 9.81 | 0 | 0 | 0 | 0 | 0 | 0 | 0 | 0 | 0 | 0 | 1 | 0 | 0 | 0 | 0 | 0 | 0 | 0 | 0 | 0 | 0 | 0 | 0 | 0 | 0 | 0 | 5075.2858
2025-05-01 | 8721.628 | 9 | 0 | 0 | 0 | 0 | 0 | 0 | 0 | 0 | 0 | 0 | 0 | 1 | 0 | 0 | 0 | 0 | 0 | 0 | 0 | 0 | 0 | 0 | 0 | 0 | 0 | 0 | 5039.2998
2025-05-01 | 9377.94 | 8.75 | 0.23 | 0 | 0 | 0 | 0 | 0 | 0 | 0 | 0 | 0 | 0 | 0 | 1 | 0 | 0 | 0 | 0 | 0 | 0 | 0 | 0 | 0 | 0 | 0 | 0 | 0 | 5103.5836
2025-05-01 | 10742.929 | 8.4 | 0.47 | 0 | 0 | 0 | 0 | 0 | 0 | 0 | 0 | 0 | 0 | 0 | 0 | 1 | 0 | 0 | 0 | 0 | 0 | 0 | 0 | 0 | 0 | 0 | 0 | 0 | 5153.0354
2025-05-01 | 12200.975 | 7.84 | 0.29 | 0 | 0 | 0 | 0 | 0 | 0 | 0 | 0 | 0 | 0 | 0 | 0 | 0 | 1 | 0 | 0 | 0 | 0 | 0 | 0 | 0 | 0 | 0 | 0 | 0 | 4923.7311
2025-05-01 | 11628.355 | 7.27 | 0.42 | 0 | 0 | 0 | 0 | 0 | 0 | 0 | 0 | 0 | 0 | 0 | 0 | 0 | 0 | 1 | 0 | 0 | 0 | 0 | 0 | 0 | 0 | 0 | 0 | 0 | 4846.4125
2025-05-01 | 11140.439 | 6.91 | 0.7 | 0 | 0 | 0 | 0 | 0 | 0 | 0 | 0 | 0 | 0 | 0 | 0 | 0 | 0 | 0 | 1 | 0 | 0 | 0 | 0 | 0 | 0 | 0 | 0 | 0 | 4995.8994
2025-05-01 | 10829.001 | 6.82 | 0.94 | 0 | 0 | 0 | 0 | 0 | 0 | 0 | 0 | 0 | 0 | 0 | 0 | 0 | 0 | 0 | 0 | 1 | 0 | 0 | 0 | 0 | 0 | 0 | 0 | 0 | 5460.7822
2025-05-01 | 10266.766 | 6.34 | 0.86 | 0 | 0 | 0 | 0 | 0 | 0 | 0 | 0 | 0 | 0 | 0 | 0 | 0 | 0 | 0 | 0 | 0 | 1 | 0 | 0 | 0 | 0 | 0 | 0 | 0 | 5939.328
2025-05-01 | 9039.336 | 6.38 | 0.76 | 0 | 0 | 0 | 0 | 0 | 0 | 0 | 0 | 0 | 0 | 0 | 0 | 0 | 0 | 0 | 0 | 0 | 0 | 1 | 0 | 0 | 0 | 0 | 0 | 0 | 6130.4681
2025-05-01 | 7811.908 | 6.31 | 0.67 | 0 | 0 | 0 | 0 | 0 | 0 | 0 | 0 | 0 | 0 | 0 | 0 | 0 | 0 | 0 | 0 | 0 | 0 | 0 | 1 | 0 | 0 | 0 | 0 | 0 | 6101.4318
2025-05-01 | 6782.404 | 6.42 | 0.49 | 0 | 0 | 0 | 0 | 0 | 0 | 0 | 0 | 0 | 0 | 0 | 0 | 0 | 0 | 0 | 0 | 0 | 0 | 0 | 0 | 1 | 0 | 0 | 0 | 0 | 6017.8177
2025-05-01 | 6137.059 | 6.92 | 0.36 | 0 | 0 | 0 | 0 | 0 | 0 | 0 | 0 | 0 | 0 | 0 | 0 | 0 | 0 | 0 | 0 | 0 | 0 | 0 | 0 | 0 | 1 | 0 | 0 | 0 | 5790.1845
2025-05-01 | 5780.669 | 7.36 | 0.27 | 0 | 0 | 0 | 0 | 0 | 0 | 0 | 0 | 0 | 0 | 0 | 0 | 0 | 0 | 0 | 0 | 0 | 0 | 0 | 0 | 0 | 0 | 1 | 0 | 0 | 5270.1062
2025-05-01 | 5493.293 | 7.64 | 0.25 | 0 | 0 | 0 | 0 | 0 | 0 | 0 | 0 | 0 | 0 | 0 | 0 | 0 | 0 | 0 | 0 | 0 | 0 | 0 | 0 | 0 | 0 | 0 | 1 | 0 | 4669.3662
2025-05-01 | 5384.033 | 8.06 | 0.23 | 0 | 0 | 0 | 0 | 0 | 0 | 0 | 0 | 0 | 0 | 0 | 0 | 0 | 0 | 0 | 0 | 0 | 0 | 0 | 0 | 0 | 0 | 0 | 0 | 1 | 4199.7654
2025-05-02 | 5528.624 | 8.4 | 0.21 | 0 | 1 | 0 | 0 | 0 | 0 | 0 | 0 | 0 | 0 | 0 | 0 | 0 | 0 | 0 | 0 | 0 | 0 | 0 | 0 | 0 | 0 | 0 | 0 | 0 | 3877.0685
2025-05-02 | 5996.788 | 8.5 | 0.14 | 0 | 0 | 1 | 0 | 0 | 0 | 0 | 0 | 0 | 0 | 0 | 0 | 0 | 0 | 0 | 0 | 0 | 0 | 0 | 0 | 0 | 0 | 0 | 0 | 0 | 3649.401
2025-05-02 | 6630.19 | 8.61 | 0.07 | 0 | 0 | 0 | 1 | 0 | 0 | 0 | 0 | 0 | 0 | 0 | 0 | 0 | 0 | 0 | 0 | 0 | 0 | 0 | 0 | 0 | 0 | 0 | 0 | 0 | 3518.0922
2025-05-02 | 7046.896 | 8.89 | 0.05 | 0 | 0 | 0 | 0 | 1 | 0 | 0 | 0 | 0 | 0 | 0 | 0 | 0 | 0 | 0 | 0 | 0 | 0 | 0 | 0 | 0 | 0 | 0 | 0 | 0 | 3514.4722
2025-05-02 | 7288.249 | 9.19 | 0.03 | 0 | 0 | 0 | 0 | 0 | 1 | 0 | 0 | 0 | 0 | 0 | 0 | 0 | 0 | 0 | 0 | 0 | 0 | 0 | 0 | 0 | 0 | 0 | 0 | 0 | 3686.184
2025-05-02 | 7684.411 | 9.07 | 0.01 | 0 | 0 | 0 | 0 | 0 | 0 | 1 | 0 | 0 | 0 | 0 | 0 | 0 | 0 | 0 | 0 | 0 | 0 | 0 | 0 | 0 | 0 | 0 | 0 | 0 | 3995.4026
2025-05-02 | 7903.818 | 8.77 | 0 | 0 | 0 | 0 | 0 | 0 | 0 | 0 | 1 | 0 | 0 | 0 | 0 | 0 | 0 | 0 | 0 | 0 | 0 | 0 | 0 | 0 | 0 | 0 | 0 | 0 | 4364.578
2025-05-02 | 8229.099 | 7.99 | 0.06 | 0 | 0 | 0 | 0 | 0 | 0 | 0 | 0 | 1 | 0 | 0 | 0 | 0 | 0 | 0 | 0 | 0 | 0 | 0 | 0 | 0 | 0 | 0 | 0 | 0 | 4684.8312
2025-05-02 | 8179.571 | 7.49 | 0.26 | 0 | 0 | 0 | 0 | 0 | 0 | 0 | 0 | 0 | 1 | 0 | 0 | 0 | 0 | 0 | 0 | 0 | 0 | 0 | 0 | 0 | 0 | 0 | 0 | 0 | 4915.5341
2025-05-02 | 8194.991 | 6.85 | 0.48 | 0 | 0 | 0 | 0 | 0 | 0 | 0 | 0 | 0 | 0 | 1 | 0 | 0 | 0 | 0 | 0 | 0 | 0 | 0 | 0 | 0 | 0 | 0 | 0 | 0 | 4979.0188
2025-05-02 | 8570.341 | 6.37 | 0.59 | 0 | 0 | 0 | 0 | 0 | 0 | 0 | 0 | 0 | 0 | 0 | 1 | 0 | 0 | 0 | 0 | 0 | 0 | 0 | 0 | 0 | 0 | 0 | 0 | 0 | 4973.9454
2025-05-02 | 9425.942 | 5.79 | 0.78 | 0 | 0 | 0 | 0 | 0 | 0 | 0 | 0 | 0 | 0 | 0 | 0 | 1 | 0 | 0 | 0 | 0 | 0 | 0 | 0 | 0 | 0 | 0 | 0 | 0 | 4979.7396
2025-05-02 | 10958.745 | 5.52 | 0.69 | 0 | 0 | 0 | 0 | 0 | 0 | 0 | 0 | 0 | 0 | 0 | 0 | 0 | 1 | 0 | 0 | 0 | 0 | 0 | 0 | 0 | 0 | 0 | 0 | 0 | 4815.3785
2025-05-02 | 10856.649 | 5.46 | 0.84 | 0 | 0 | 0 | 0 | 0 | 0 | 0 | 0 | 0 | 0 | 0 | 0 | 0 | 0 | 1 | 0 | 0 | 0 | 0 | 0 | 0 | 0 | 0 | 0 | 0 | 4801.5042
2025-05-02 | 10777.059 | 5.2 | 1.1 | 0 | 0 | 0 | 0 | 0 | 0 | 0 | 0 | 0 | 0 | 0 | 0 | 0 | 0 | 0 | 1 | 0 | 0 | 0 | 0 | 0 | 0 | 0 | 0 | 0 | 4954.6487
2025-05-02 | 10813.642 | 5.01 | 1.35 | 0 | 0 | 0 | 0 | 0 | 0 | 0 | 0 | 0 | 0 | 0 | 0 | 0 | 0 | 0 | 0 | 1 | 0 | 0 | 0 | 0 | 0 | 0 | 0 | 0 | 5412.2026
2025-05-02 | 10231.255 | 5.08 | 1.29 | 0 | 0 | 0 | 0 | 0 | 0 | 0 | 0 | 0 | 0 | 0 | 0 | 0 | 0 | 0 | 0 | 0 | 1 | 0 | 0 | 0 | 0 | 0 | 0 | 0 | 5958.5928
2025-05-02 | 9086.408 | 5.24 | 1.05 | 0 | 0 | 0 | 0 | 0 | 0 | 0 | 0 | 0 | 0 | 0 | 0 | 0 | 0 | 0 | 0 | 0 | 0 | 1 | 0 | 0 | 0 | 0 | 0 | 0 | 6111.5341
2025-05-02 | 7903.28 | 5.65 | 0.84 | 0 | 0 | 0 | 0 | 0 | 0 | 0 | 0 | 0 | 0 | 0 | 0 | 0 | 0 | 0 | 0 | 0 | 0 | 0 | 1 | 0 | 0 | 0 | 0 | 0 | 6091.243
2025-05-02 | 6971.672 | 6.6 | 0.65 | 0 | 0 | 0 | 0 | 0 | 0 | 0 | 0 | 0 | 0 | 0 | 0 | 0 | 0 | 0 | 0 | 0 | 0 | 0 | 0 | 1 | 0 | 0 | 0 | 0 | 6096.3601
2025-05-02 | 6370.2 | 7.42 | 0.6 | 0 | 0 | 0 | 0 | 0 | 0 | 0 | 0 | 0 | 0 | 0 | 0 | 0 | 0 | 0 | 0 | 0 | 0 | 0 | 0 | 0 | 1 | 0 | 0 | 0 | 5933.2989
2025-05-02 | 5972.582 | 8.05 | 0.55 | 0 | 0 | 0 | 0 | 0 | 0 | 0 | 0 | 0 | 0 | 0 | 0 | 0 | 0 | 0 | 0 | 0 | 0 | 0 | 0 | 0 | 0 | 1 | 0 | 0 | 5448.8066
2025-05-02 | 5751.548 | 8.44 | 0.43 | 0 | 0 | 0 | 0 | 0 | 0 | 0 | 0 | 0 | 0 | 0 | 0 | 0 | 0 | 0 | 0 | 0 | 0 | 0 | 0 | 0 | 0 | 0 | 1 | 0 | 4823.4533
2025-05-02 | 5722.947 | 9.11 | 0.31 | 0 | 0 | 0 | 0 | 0 | 0 | 0 | 0 | 0 | 0 | 0 | 0 | 0 | 0 | 0 | 0 | 0 | 0 | 0 | 0 | 0 | 0 | 0 | 0 | 1 | 4344.6397
2025-05-03 | 5888.92 | 9.18 | 0.21 | 1 | 1 | 0 | 0 | 0 | 0 | 0 | 0 | 0 | 0 | 0 | 0 | 0 | 0 | 0 | 0 | 0 | 0 | 0 | 0 | 0 | 0 | 0 | 0 | 0 | 4241.3453
2025-05-03 | 6363.816 | 9.03 | 0.32 | 1 | 0 | 1 | 0 | 0 | 0 | 0 | 0 | 0 | 0 | 0 | 0 | 0 | 0 | 0 | 0 | 0 | 0 | 0 | 0 | 0 | 0 | 0 | 0 | 0 | 4052.2617
2025-05-03 | 6997.976 | 9 | 0.14 | 1 | 0 | 0 | 1 | 0 | 0 | 0 | 0 | 0 | 0 | 0 | 0 | 0 | 0 | 0 | 0 | 0 | 0 | 0 | 0 | 0 | 0 | 0 | 0 | 0 | 3865.1675
2025-05-03 | 7517.766 | 9.14 | 0.01 | 1 | 0 | 0 | 0 | 1 | 0 | 0 | 0 | 0 | 0 | 0 | 0 | 0 | 0 | 0 | 0 | 0 | 0 | 0 | 0 | 0 | 0 | 0 | 0 | 0 | 3805.7619
2025-05-03 | 7693.83 | 9.39 | 0.06 | 1 | 0 | 0 | 0 | 0 | 1 | 0 | 0 | 0 | 0 | 0 | 0 | 0 | 0 | 0 | 0 | 0 | 0 | 0 | 0 | 0 | 0 | 0 | 0 | 0 | 3997.6732
2025-05-03 | 7849.394 | 9.68 | 0.06 | 1 | 0 | 0 | 0 | 0 | 0 | 1 | 0 | 0 | 0 | 0 | 0 | 0 | 0 | 0 | 0 | 0 | 0 | 0 | 0 | 0 | 0 | 0 | 0 | 0 | 4359.3358
2025-05-03 | 7992.25 | 9.38 | 0 | 1 | 0 | 0 | 0 | 0 | 0 | 0 | 1 | 0 | 0 | 0 | 0 | 0 | 0 | 0 | 0 | 0 | 0 | 0 | 0 | 0 | 0 | 0 | 0 | 0 | 4710.1543
2025-05-03 | 8191.342 | 8.44 | 0.07 | 1 | 0 | 0 | 0 | 0 | 0 | 0 | 0 | 1 | 0 | 0 | 0 | 0 | 0 | 0 | 0 | 0 | 0 | 0 | 0 | 0 | 0 | 0 | 0 | 0 | 5016.4784
2025-05-03 | 8080.041 | 7.29 | 0.2 | 1 | 0 | 0 | 0 | 0 | 0 | 0 | 0 | 0 | 1 | 0 | 0 | 0 | 0 | 0 | 0 | 0 | 0 | 0 | 0 | 0 | 0 | 0 | 0 | 0 | 5149.9797
2025-05-03 | 7857.014 | 6.34 | 0.3 | 1 | 0 | 0 | 0 | 0 | 0 | 0 | 0 | 0 | 0 | 1 | 0 | 0 | 0 | 0 | 0 | 0 | 0 | 0 | 0 | 0 | 0 | 0 | 0 | 0 | 5135.307
2025-05-03 | 7984.945 | 5.68 | 0.48 | 1 | 0 | 0 | 0 | 0 | 0 | 0 | 0 | 0 | 0 | 0 | 1 | 0 | 0 | 0 | 0 | 0 | 0 | 0 | 0 | 0 | 0 | 0 | 0 | 0 | 5136.1326
2025-05-03 | 8837.813 | 5.46 | 0.41 | 1 | 0 | 0 | 0 | 0 | 0 | 0 | 0 | 0 | 0 | 0 | 0 | 1 | 0 | 0 | 0 | 0 | 0 | 0 | 0 | 0 | 0 | 0 | 0 | 0 | 5086.0724
2025-05-03 | 9937.984 | 5.09 | 0.36 | 1 | 0 | 0 | 0 | 0 | 0 | 0 | 0 | 0 | 0 | 0 | 0 | 0 | 1 | 0 | 0 | 0 | 0 | 0 | 0 | 0 | 0 | 0 | 0 | 0 | 4925.3965
2025-05-03 | 9932.374 | 5.13 | 0.36 | 1 | 0 | 0 | 0 | 0 | 0 | 0 | 0 | 0 | 0 | 0 | 0 | 0 | 0 | 1 | 0 | 0 | 0 | 0 | 0 | 0 | 0 | 0 | 0 | 0 | 4867.452
2025-05-03 | 9891.616 | 5.2 | 0.38 | 1 | 0 | 0 | 0 | 0 | 0 | 0 | 0 | 0 | 0 | 0 | 0 | 0 | 0 | 0 | 1 | 0 | 0 | 0 | 0 | 0 | 0 | 0 | 0 | 0 | 4968.7847
2025-05-03 | 10074.703 | 5.08 | 0.34 | 1 | 0 | 0 | 0 | 0 | 0 | 0 | 0 | 0 | 0 | 0 | 0 | 0 | 0 | 0 | 0 | 1 | 0 | 0 | 0 | 0 | 0 | 0 | 0 | 0 | 5327.5691
2025-05-03 | 9854.648 | 5.23 | 0.1 | 1 | 0 | 0 | 0 | 0 | 0 | 0 | 0 | 0 | 0 | 0 | 0 | 0 | 0 | 0 | 0 | 0 | 1 | 0 | 0 | 0 | 0 | 0 | 0 | 0 | 5816.675
2025-05-03 | 8862.812 | 5.72 | 0 | 1 | 0 | 0 | 0 | 0 | 0 | 0 | 0 | 0 | 0 | 0 | 0 | 0 | 0 | 0 | 0 | 0 | 0 | 1 | 0 | 0 | 0 | 0 | 0 | 0 | 6057.3165
2025-05-03 | 7585.682 | 6.14 | 0 | 1 | 0 | 0 | 0 | 0 | 0 | 0 | 0 | 0 | 0 | 0 | 0 | 0 | 0 | 0 | 0 | 0 | 0 | 0 | 1 | 0 | 0 | 0 | 0 | 0 | 6115.224
2025-05-03 | 6609.477 | 6.89 | 0 | 1 | 0 | 0 | 0 | 0 | 0 | 0 | 0 | 0 | 0 | 0 | 0 | 0 | 0 | 0 | 0 | 0 | 0 | 0 | 0 | 1 | 0 | 0 | 0 | 0 | 6168.0966
2025-05-03 | 6059.847 | 7.41 | 0 | 1 | 0 | 0 | 0 | 0 | 0 | 0 | 0 | 0 | 0 | 0 | 0 | 0 | 0 | 0 | 0 | 0 | 0 | 0 | 0 | 0 | 1 | 0 | 0 | 0 | 5990.3912
2025-05-03 | 5661.941 | 7.87 | 0 | 1 | 0 | 0 | 0 | 0 | 0 | 0 | 0 | 0 | 0 | 0 | 0 | 0 | 0 | 0 | 0 | 0 | 0 | 0 | 0 | 0 | 0 | 1 | 0 | 0 | 5505.5553
2025-05-03 | 5469.795 | 8.36 | 0 | 1 | 0 | 0 | 0 | 0 | 0 | 0 | 0 | 0 | 0 | 0 | 0 | 0 | 0 | 0 | 0 | 0 | 0 | 0 | 0 | 0 | 0 | 0 | 1 | 0 | 4935.2587
2025-05-03 | 5395.352 | 8.7 | 0 | 1 | 0 | 0 | 0 | 0 | 0 | 0 | 0 | 0 | 0 | 0 | 0 | 0 | 0 | 0 | 0 | 0 | 0 | 0 | 0 | 0 | 0 | 0 | 0 | 1 | 4464.2004
2025-05-04 | 5534.356 | 9.13 | 0 | 1 | 1 | 0 | 0 | 0 | 0 | 0 | 0 | 0 | 0 | 0 | 0 | 0 | 0 | 0 | 0 | 0 | 0 | 0 | 0 | 0 | 0 | 0 | 0 | 0 | 4158.7465
2025-05-04 | 6048.987 | 9.38 | 0 | 1 | 0 | 1 | 0 | 0 | 0 | 0 | 0 | 0 | 0 | 0 | 0 | 0 | 0 | 0 | 0 | 0 | 0 | 0 | 0 | 0 | 0 | 0 | 0 | 0 | 3973.279
2025-05-04 | 6704.174 | 9.52 | 0 | 1 | 0 | 0 | 1 | 0 | 0 | 0 | 0 | 0 | 0 | 0 | 0 | 0 | 0 | 0 | 0 | 0 | 0 | 0 | 0 | 0 | 0 | 0 | 0 | 0 | 3870.9699
2025-05-04 | 7222.487 | 9.86 | 0 | 1 | 0 | 0 | 0 | 1 | 0 | 0 | 0 | 0 | 0 | 0 | 0 | 0 | 0 | 0 | 0 | 0 | 0 | 0 | 0 | 0 | 0 | 0 | 0 | 0 | 3881.2928
2025-05-04 | 7319 | 9.96 | 0 | 1 | 0 | 0 | 0 | 0 | 1 | 0 | 0 | 0 | 0 | 0 | 0 | 0 | 0 | 0 | 0 | 0 | 0 | 0 | 0 | 0 | 0 | 0 | 0 | 0 | 4038.3468
2025-05-04 | 7354.174 | 10.09 | 0 | 1 | 0 | 0 | 0 | 0 | 0 | 1 | 0 | 0 | 0 | 0 | 0 | 0 | 0 | 0 | 0 | 0 | 0 | 0 | 0 | 0 | 0 | 0 | 0 | 0 | 4382.4089
2025-05-04 | 7618.456 | 9.9 | 0 | 1 | 0 | 0 | 0 | 0 | 0 | 0 | 1 | 0 | 0 | 0 | 0 | 0 | 0 | 0 | 0 | 0 | 0 | 0 | 0 | 0 | 0 | 0 | 0 | 0 | 4767.3559
2025-05-04 | 7819.164 | 9.27 | 0 | 1 | 0 | 0 | 0 | 0 | 0 | 0 | 0 | 1 | 0 | 0 | 0 | 0 | 0 | 0 | 0 | 0 | 0 | 0 | 0 | 0 | 0 | 0 | 0 | 0 | 5082.0815
2025-05-04 | 7775.396 | 8.58 | 0 | 1 | 0 | 0 | 0 | 0 | 0 | 0 | 0 | 0 | 1 | 0 | 0 | 0 | 0 | 0 | 0 | 0 | 0 | 0 | 0 | 0 | 0 | 0 | 0 | 0 | 5218.4564
2025-05-04 | 7728.028 | 7.38 | 0.07 | 1 | 0 | 0 | 0 | 0 | 0 | 0 | 0 | 0 | 0 | 1 | 0 | 0 | 0 | 0 | 0 | 0 | 0 | 0 | 0 | 0 | 0 | 0 | 0 | 0 | 5165.2688
2025-05-04 | 8534.39 | 6.7 | 0.22 | 1 | 0 | 0 | 0 | 0 | 0 | 0 | 0 | 0 | 0 | 0 | 1 | 0 | 0 | 0 | 0 | 0 | 0 | 0 | 0 | 0 | 0 | 0 | 0 | 0 | 5152.8802
2025-05-04 | 9889.356 | 6.28 | 0.28 | 1 | 0 | 0 | 0 | 0 | 0 | 0 | 0 | 0 | 0 | 0 | 0 | 1 | 0 | 0 | 0 | 0 | 0 | 0 | 0 | 0 | 0 | 0 | 0 | 0 | 5128.5472
2025-05-04 | 11398.418 | 5.67 | 0.2 | 1 | 0 | 0 | 0 | 0 | 0 | 0 | 0 | 0 | 0 | 0 | 0 | 0 | 1 | 0 | 0 | 0 | 0 | 0 | 0 | 0 | 0 | 0 | 0 | 0 | 4930.4564
2025-05-04 | 11539.085 | 5.36 | 0.67 | 1 | 0 | 0 | 0 | 0 | 0 | 0 | 0 | 0 | 0 | 0 | 0 | 0 | 0 | 1 | 0 | 0 | 0 | 0 | 0 | 0 | 0 | 0 | 0 | 0 | 5006.5651
2025-05-04 | 11318.842 | 5.04 | 0.64 | 1 | 0 | 0 | 0 | 0 | 0 | 0 | 0 | 0 | 0 | 0 | 0 | 0 | 0 | 0 | 1 | 0 | 0 | 0 | 0 | 0 | 0 | 0 | 0 | 0 | 5046.6397
2025-05-04 | 11333.102 | 4.91 | 0.23 | 1 | 0 | 0 | 0 | 0 | 0 | 0 | 0 | 0 | 0 | 0 | 0 | 0 | 0 | 0 | 0 | 1 | 0 | 0 | 0 | 0 | 0 | 0 | 0 | 0 | 5268.4835
2025-05-04 | 10863.681 | 4.86 | 0.48 | 1 | 0 | 0 | 0 | 0 | 0 | 0 | 0 | 0 | 0 | 0 | 0 | 0 | 0 | 0 | 0 | 0 | 1 | 0 | 0 | 0 | 0 | 0 | 0 | 0 | 5915.4858
2025-05-04 | 9755.145 | 5.88 | 0.14 | 1 | 0 | 0 | 0 | 0 | 0 | 0 | 0 | 0 | 0 | 0 | 0 | 0 | 0 | 0 | 0 | 0 | 0 | 1 | 0 | 0 | 0 | 0 | 0 | 0 | 6126.3161
2025-05-04 | 8372.68 | 6.49 | 0 | 1 | 0 | 0 | 0 | 0 | 0 | 0 | 0 | 0 | 0 | 0 | 0 | 0 | 0 | 0 | 0 | 0 | 0 | 0 | 1 | 0 | 0 | 0 | 0 | 0 | 6153.7251
2025-05-04 | 7124.13 | 7.32 | 0 | 1 | 0 | 0 | 0 | 0 | 0 | 0 | 0 | 0 | 0 | 0 | 0 | 0 | 0 | 0 | 0 | 0 | 0 | 0 | 0 | 1 | 0 | 0 | 0 | 0 | 6215.3979
2025-05-04 | 6392.575 | 7.89 | 0 | 1 | 0 | 0 | 0 | 0 | 0 | 0 | 0 | 0 | 0 | 0 | 0 | 0 | 0 | 0 | 0 | 0 | 0 | 0 | 0 | 0 | 1 | 0 | 0 | 0 | 6043.1927
2025-05-04 | 5898.763 | 8.04 | 0 | 1 | 0 | 0 | 0 | 0 | 0 | 0 | 0 | 0 | 0 | 0 | 0 | 0 | 0 | 0 | 0 | 0 | 0 | 0 | 0 | 0 | 0 | 1 | 0 | 0 | 5524.2558
2025-05-04 | 5681.106 | 8.46 | 0 | 1 | 0 | 0 | 0 | 0 | 0 | 0 | 0 | 0 | 0 | 0 | 0 | 0 | 0 | 0 | 0 | 0 | 0 | 0 | 0 | 0 | 0 | 0 | 1 | 0 | 4946.259
2025-05-04 | 5554.042 | 9.08 | 0 | 1 | 0 | 0 | 0 | 0 | 0 | 0 | 0 | 0 | 0 | 0 | 0 | 0 | 0 | 0 | 0 | 0 | 0 | 0 | 0 | 0 | 0 | 0 | 0 | 1 | 4506.0016
2025-05-05 | 5743.231 | 9.4 | 0 | 0 | 1 | 0 | 0 | 0 | 0 | 0 | 0 | 0 | 0 | 0 | 0 | 0 | 0 | 0 | 0 | 0 | 0 | 0 | 0 | 0 | 0 | 0 | 0 | 0 | 3909.9729
2025-05-05 | 6177.462 | 9.65 | 0 | 0 | 0 | 1 | 0 | 0 | 0 | 0 | 0 | 0 | 0 | 0 | 0 | 0 | 0 | 0 | 0 | 0 | 0 | 0 | 0 | 0 | 0 | 0 | 0 | 0 | 3724.5054
2025-05-05 | 7008.094 | 9.79 | 0 | 0 | 0 | 0 | 1 | 0 | 0 | 0 | 0 | 0 | 0 | 0 | 0 | 0 | 0 | 0 | 0 | 0 | 0 | 0 | 0 | 0 | 0 | 0 | 0 | 0 | 3622.1963
2025-05-05 | 7863.708 | 9.85 | 0 | 0 | 0 | 0 | 0 | 1 | 0 | 0 | 0 | 0 | 0 | 0 | 0 | 0 | 0 | 0 | 0 | 0 | 0 | 0 | 0 | 0 | 0 | 0 | 0 | 0 | 3601.7183
2025-05-05 | 8625.57 | 10.07 | 0 | 0 | 0 | 0 | 0 | 0 | 1 | 0 | 0 | 0 | 0 | 0 | 0 | 0 | 0 | 0 | 0 | 0 | 0 | 0 | 0 | 0 | 0 | 0 | 0 | 0 | 3771.9727
2025-05-05 | 9317.502 | 10.37 | 0 | 0 | 0 | 0 | 0 | 0 | 0 | 1 | 0 | 0 | 0 | 0 | 0 | 0 | 0 | 0 | 0 | 0 | 0 | 0 | 0 | 0 | 0 | 0 | 0 | 0 | 4134.7353
2025-05-05 | 9940.891 | 9.9 | 0 | 0 | 0 | 0 | 0 | 0 | 0 | 0 | 1 | 0 | 0 | 0 | 0 | 0 | 0 | 0 | 0 | 0 | 0 | 0 | 0 | 0 | 0 | 0 | 0 | 0 | 4488.8815
2025-05-05 | 10583.731 | 9.1 | 0 | 0 | 0 | 0 | 0 | 0 | 0 | 0 | 0 | 1 | 0 | 0 | 0 | 0 | 0 | 0 | 0 | 0 | 0 | 0 | 0 | 0 | 0 | 0 | 0 | 0 | 4784.9065
2025-05-05 | 11004.864 | 7.89 | 0 | 0 | 0 | 0 | 0 | 0 | 0 | 0 | 0 | 0 | 1 | 0 | 0 | 0 | 0 | 0 | 0 | 0 | 0 | 0 | 0 | 0 | 0 | 0 | 0 | 0 | 4864.0798
2025-05-05 | 11560.899 | 7.01 | 0 | 0 | 0 | 0 | 0 | 0 | 0 | 0 | 0 | 0 | 0 | 1 | 0 | 0 | 0 | 0 | 0 | 0 | 0 | 0 | 0 | 0 | 0 | 0 | 0 | 0 | 4820.3936
2025-05-05 | 12280.276 | 6.15 | 0.17 | 0 | 0 | 0 | 0 | 0 | 0 | 0 | 0 | 0 | 0 | 0 | 1 | 0 | 0 | 0 | 0 | 0 | 0 | 0 | 0 | 0 | 0 | 0 | 0 | 0 | 4795.5472
2025-05-05 | 13201.442 | 5.48 | 0.31 | 0 | 0 | 0 | 0 | 0 | 0 | 0 | 0 | 0 | 0 | 0 | 0 | 1 | 0 | 0 | 0 | 0 | 0 | 0 | 0 | 0 | 0 | 0 | 0 | 0 | 4773.0843
2025-05-05 | 14122.332 | 5.19 | 0.42 | 0 | 0 | 0 | 0 | 0 | 0 | 0 | 0 | 0 | 0 | 0 | 0 | 0 | 1 | 0 | 0 | 0 | 0 | 0 | 0 | 0 | 0 | 0 | 0 | 0 | 4679.9506
2025-05-05 | 13886.789 | 4.72 | 0.55 | 0 | 0 | 0 | 0 | 0 | 0 | 0 | 0 | 0 | 0 | 0 | 0 | 0 | 0 | 1 | 0 | 0 | 0 | 0 | 0 | 0 | 0 | 0 | 0 | 0 | 4613.6322
2025-05-05 | 13332.471 | 4.48 | 0.56 | 0 | 0 | 0 | 0 | 0 | 0 | 0 | 0 | 0 | 0 | 0 | 0 | 0 | 0 | 0 | 1 | 0 | 0 | 0 | 0 | 0 | 0 | 0 | 0 | 0 | 4677.1926
2025-05-05 | 12829.939 | 4.12 | 0.53 | 0 | 0 | 0 | 0 | 0 | 0 | 0 | 0 | 0 | 0 | 0 | 0 | 0 | 0 | 0 | 0 | 1 | 0 | 0 | 0 | 0 | 0 | 0 | 0 | 0 | 5013.2476
2025-05-05 | 12034.968 | 4.04 | 0.56 | 0 | 0 | 0 | 0 | 0 | 0 | 0 | 0 | 0 | 0 | 0 | 0 | 0 | 0 | 0 | 0 | 0 | 1 | 0 | 0 | 0 | 0 | 0 | 0 | 0 | 5576.1797
2025-05-05 | 10871.717 | 4.1 | 0.38 | 0 | 0 | 0 | 0 | 0 | 0 | 0 | 0 | 0 | 0 | 0 | 0 | 0 | 0 | 0 | 0 | 0 | 0 | 1 | 0 | 0 | 0 | 0 | 0 | 0 | 5740.1489
2025-05-05 | 9458.742 | 4.59 | 0.29 | 0 | 0 | 0 | 0 | 0 | 0 | 0 | 0 | 0 | 0 | 0 | 0 | 0 | 0 | 0 | 0 | 0 | 0 | 0 | 1 | 0 | 0 | 0 | 0 | 0 | 5772.7144
2025-05-05 | 8202.56 | 5.04 | 0.12 | 0 | 0 | 0 | 0 | 0 | 0 | 0 | 0 | 0 | 0 | 0 | 0 | 0 | 0 | 0 | 0 | 0 | 0 | 0 | 0 | 1 | 0 | 0 | 0 | 0 | 5730.1728
2025-05-05 | 7177.483 | 5.96 | 0 | 0 | 0 | 0 | 0 | 0 | 0 | 0 | 0 | 0 | 0 | 0 | 0 | 0 | 0 | 0 | 0 | 0 | 0 | 0 | 0 | 0 | 1 | 0 | 0 | 0 | 5552.4123
2025-05-05 | 6543.453 | 6.82 | 0 | 0 | 0 | 0 | 0 | 0 | 0 | 0 | 0 | 0 | 0 | 0 | 0 | 0 | 0 | 0 | 0 | 0 | 0 | 0 | 0 | 0 | 0 | 1 | 0 | 0 | 5111.5776
2025-05-05 | 6111.07 | 7.26 | 0 | 0 | 0 | 0 | 0 | 0 | 0 | 0 | 0 | 0 | 0 | 0 | 0 | 0 | 0 | 0 | 0 | 0 | 0 | 0 | 0 | 0 | 0 | 0 | 1 | 0 | 4535.7808
2025-05-05 | 5903.37 | 7.78 | 0 | 0 | 0 | 0 | 0 | 0 | 0 | 0 | 0 | 0 | 0 | 0 | 0 | 0 | 0 | 0 | 0 | 0 | 0 | 0 | 0 | 0 | 0 | 0 | 0 | 1 | 4084.5231
2025-05-06 | 5860.953 | 8.45 | 0 | 0 | 1 | 0 | 0 | 0 | 0 | 0 | 0 | 0 | 0 | 0 | 0 | 0 | 0 | 0 | 0 | 0 | 0 | 0 | 0 | 0 | 0 | 0 | 0 | 0 | 3805.4699
2025-05-06 | 6175.902 | 9.06 | 0 | 0 | 0 | 1 | 0 | 0 | 0 | 0 | 0 | 0 | 0 | 0 | 0 | 0 | 0 | 0 | 0 | 0 | 0 | 0 | 0 | 0 | 0 | 0 | 0 | 0 | 3659.6036
2025-05-06 | 7068.062 | 9.49 | 0 | 0 | 0 | 0 | 1 | 0 | 0 | 0 | 0 | 0 | 0 | 0 | 0 | 0 | 0 | 0 | 0 | 0 | 0 | 0 | 0 | 0 | 0 | 0 | 0 | 0 | 3589.1954
2025-05-06 | 8352.143 | 9.94 | 0 | 0 | 0 | 0 | 0 | 1 | 0 | 0 | 0 | 0 | 0 | 0 | 0 | 0 | 0 | 0 | 0 | 0 | 0 | 0 | 0 | 0 | 0 | 0 | 0 | 0 | 3611.6186
2025-05-06 | 9711.972 | 10.48 | 0 | 0 | 0 | 0 | 0 | 0 | 1 | 0 | 0 | 0 | 0 | 0 | 0 | 0 | 0 | 0 | 0 | 0 | 0 | 0 | 0 | 0 | 0 | 0 | 0 | 0 | 3817.074
2025-05-06 | 10458.103 | 10.59 | 0 | 0 | 0 | 0 | 0 | 0 | 0 | 1 | 0 | 0 | 0 | 0 | 0 | 0 | 0 | 0 | 0 | 0 | 0 | 0 | 0 | 0 | 0 | 0 | 0 | 0 | 4158.936
2025-05-06 | 11424.653 | 9.97 | 0 | 0 | 0 | 0 | 0 | 0 | 0 | 0 | 1 | 0 | 0 | 0 | 0 | 0 | 0 | 0 | 0 | 0 | 0 | 0 | 0 | 0 | 0 | 0 | 0 | 0 | 4496.5817
2025-05-06 | 12037.863 | 8.8 | 0 | 0 | 0 | 0 | 0 | 0 | 0 | 0 | 0 | 1 | 0 | 0 | 0 | 0 | 0 | 0 | 0 | 0 | 0 | 0 | 0 | 0 | 0 | 0 | 0 | 0 | 4751.9055
2025-05-06 | 12594.13 | 6.95 | 0 | 0 | 0 | 0 | 0 | 0 | 0 | 0 | 0 | 0 | 1 | 0 | 0 | 0 | 0 | 0 | 0 | 0 | 0 | 0 | 0 | 0 | 0 | 0 | 0 | 0 | 4760.6768
2025-05-06 | 12569.432 | 5.26 | 0 | 0 | 0 | 0 | 0 | 0 | 0 | 0 | 0 | 0 | 0 | 1 | 0 | 0 | 0 | 0 | 0 | 0 | 0 | 0 | 0 | 0 | 0 | 0 | 0 | 0 | 4627.8881
2025-05-06 | 12579.917 | 4.25 | 0.32 | 0 | 0 | 0 | 0 | 0 | 0 | 0 | 0 | 0 | 0 | 0 | 1 | 0 | 0 | 0 | 0 | 0 | 0 | 0 | 0 | 0 | 0 | 0 | 0 | 0 | 4641.6118
2025-05-06 | 12920.317 | 3.82 | 0.58 | 0 | 0 | 0 | 0 | 0 | 0 | 0 | 0 | 0 | 0 | 0 | 0 | 1 | 0 | 0 | 0 | 0 | 0 | 0 | 0 | 0 | 0 | 0 | 0 | 0 | 4689.6061
2025-05-06 | 13252.021 | 3.47 | 0.5 | 0 | 0 | 0 | 0 | 0 | 0 | 0 | 0 | 0 | 0 | 0 | 0 | 0 | 1 | 0 | 0 | 0 | 0 | 0 | 0 | 0 | 0 | 0 | 0 | 0 | 4520.1161
2025-05-06 | 13134.174 | 2.96 | 0.61 | 0 | 0 | 0 | 0 | 0 | 0 | 0 | 0 | 0 | 0 | 0 | 0 | 0 | 0 | 1 | 0 | 0 | 0 | 0 | 0 | 0 | 0 | 0 | 0 | 0 | 4442.0549
2025-05-06 | 12596.076 | 2.78 | 0.64 | 0 | 0 | 0 | 0 | 0 | 0 | 0 | 0 | 0 | 0 | 0 | 0 | 0 | 0 | 0 | 1 | 0 | 0 | 0 | 0 | 0 | 0 | 0 | 0 | 0 | 4519.5582
2025-05-06 | 12340.399 | 2.68 | 0.67 | 0 | 0 | 0 | 0 | 0 | 0 | 0 | 0 | 0 | 0 | 0 | 0 | 0 | 0 | 0 | 0 | 1 | 0 | 0 | 0 | 0 | 0 | 0 | 0 | 0 | 4906.2423
2025-05-06 | 12009.736 | 2.77 | 0.79 | 0 | 0 | 0 | 0 | 0 | 0 | 0 | 0 | 0 | 0 | 0 | 0 | 0 | 0 | 0 | 0 | 0 | 1 | 0 | 0 | 0 | 0 | 0 | 0 | 0 | 5520.9172
2025-05-06 | 10992.869 | 2.89 | 0.58 | 0 | 0 | 0 | 0 | 0 | 0 | 0 | 0 | 0 | 0 | 0 | 0 | 0 | 0 | 0 | 0 | 0 | 0 | 1 | 0 | 0 | 0 | 0 | 0 | 0 | 5680.4725
2025-05-06 | 9912.789 | 3.34 | 0.13 | 0 | 0 | 0 | 0 | 0 | 0 | 0 | 0 | 0 | 0 | 0 | 0 | 0 | 0 | 0 | 0 | 0 | 0 | 0 | 1 | 0 | 0 | 0 | 0 | 0 | 5576.4686
2025-05-06 | 8722.382 | 3.78 | 0.01 | 0 | 0 | 0 | 0 | 0 | 0 | 0 | 0 | 0 | 0 | 0 | 0 | 0 | 0 | 0 | 0 | 0 | 0 | 0 | 0 | 1 | 0 | 0 | 0 | 0 | 5551.1838
2025-05-06 | 7861.034 | 5.04 | 0 | 0 | 0 | 0 | 0 | 0 | 0 | 0 | 0 | 0 | 0 | 0 | 0 | 0 | 0 | 0 | 0 | 0 | 0 | 0 | 0 | 0 | 1 | 0 | 0 | 0 | 5451.2094
2025-05-06 | 7248.697 | 5.65 | 0 | 0 | 0 | 0 | 0 | 0 | 0 | 0 | 0 | 0 | 0 | 0 | 0 | 0 | 0 | 0 | 0 | 0 | 0 | 0 | 0 | 0 | 0 | 1 | 0 | 0 | 4982.8739
2025-05-06 | 6857.015 | 6.37 | 0 | 0 | 0 | 0 | 0 | 0 | 0 | 0 | 0 | 0 | 0 | 0 | 0 | 0 | 0 | 0 | 0 | 0 | 0 | 0 | 0 | 0 | 0 | 0 | 1 | 0 | 4437.878
2025-05-06 | 6565.792 | 7.11 | 0 | 0 | 0 | 0 | 0 | 0 | 0 | 0 | 0 | 0 | 0 | 0 | 0 | 0 | 0 | 0 | 0 | 0 | 0 | 0 | 0 | 0 | 0 | 0 | 0 | 1 | 4010.821
2025-05-07 | 6388.931 | 7.71 | 0 | 0 | 1 | 0 | 0 | 0 | 0 | 0 | 0 | 0 | 0 | 0 | 0 | 0 | 0 | 0 | 0 | 0 | 0 | 0 | 0 | 0 | 0 | 0 | 0 | 0 | 3724.0676
2025-05-07 | 6483.122 | 8.24 | 0 | 0 | 0 | 1 | 0 | 0 | 0 | 0 | 0 | 0 | 0 | 0 | 0 | 0 | 0 | 0 | 0 | 0 | 0 | 0 | 0 | 0 | 0 | 0 | 0 | 0 | 3569.401
2025-05-07 | 7506.699 | 9.16 | 0 | 0 | 0 | 0 | 1 | 0 | 0 | 0 | 0 | 0 | 0 | 0 | 0 | 0 | 0 | 0 | 0 | 0 | 0 | 0 | 0 | 0 | 0 | 0 | 0 | 0 | 3552.8944
2025-05-07 | 9297.595 | 9.63 | 0 | 0 | 0 | 0 | 0 | 1 | 0 | 0 | 0 | 0 | 0 | 0 | 0 | 0 | 0 | 0 | 0 | 0 | 0 | 0 | 0 | 0 | 0 | 0 | 0 | 0 | 3577.5176
2025-05-07 | 10686.854 | 9.99 | 0 | 0 | 0 | 0 | 0 | 0 | 1 | 0 | 0 | 0 | 0 | 0 | 0 | 0 | 0 | 0 | 0 | 0 | 0 | 0 | 0 | 0 | 0 | 0 | 0 | 0 | 3763.1724
2025-05-07 | 11531.781 | 10.31 | 0 | 0 | 0 | 0 | 0 | 0 | 0 | 1 | 0 | 0 | 0 | 0 | 0 | 0 | 0 | 0 | 0 | 0 | 0 | 0 | 0 | 0 | 0 | 0 | 0 | 0 | 4128.1352
2025-05-07 | 12305.567 | 9.46 | 0 | 0 | 0 | 0 | 0 | 0 | 0 | 0 | 1 | 0 | 0 | 0 | 0 | 0 | 0 | 0 | 0 | 0 | 0 | 0 | 0 | 0 | 0 | 0 | 0 | 0 | 4440.4801
2025-05-07 | 13195.864 | 8.09 | 0 | 0 | 0 | 0 | 0 | 0 | 0 | 0 | 0 | 1 | 0 | 0 | 0 | 0 | 0 | 0 | 0 | 0 | 0 | 0 | 0 | 0 | 0 | 0 | 0 | 0 | 4673.8033
2025-05-07 | 13684.415 | 6.78 | 0 | 0 | 0 | 0 | 0 | 0 | 0 | 0 | 0 | 0 | 1 | 0 | 0 | 0 | 0 | 0 | 0 | 0 | 0 | 0 | 0 | 0 | 0 | 0 | 0 | 0 | 4741.9763
2025-05-07 | 13881.87 | 5.68 | 0 | 0 | 0 | 0 | 0 | 0 | 0 | 0 | 0 | 0 | 0 | 1 | 0 | 0 | 0 | 0 | 0 | 0 | 0 | 0 | 0 | 0 | 0 | 0 | 0 | 0 | 4674.0894
2025-05-07 | 14501.661 | 5.15 | 0.17 | 0 | 0 | 0 | 0 | 0 | 0 | 0 | 0 | 0 | 0 | 0 | 1 | 0 | 0 | 0 | 0 | 0 | 0 | 0 | 0 | 0 | 0 | 0 | 0 | 0 | 4685.5441
2025-05-07 | 15295.97 | 4.92 | 0.35 | 0 | 0 | 0 | 0 | 0 | 0 | 0 | 0 | 0 | 0 | 0 | 0 | 1 | 0 | 0 | 0 | 0 | 0 | 0 | 0 | 0 | 0 | 0 | 0 | 0 | 4726.168
2025-05-07 | 16224.176 | 5.16 | 0.56 | 0 | 0 | 0 | 0 | 0 | 0 | 0 | 0 | 0 | 0 | 0 | 0 | 0 | 1 | 0 | 0 | 0 | 0 | 0 | 0 | 0 | 0 | 0 | 0 | 0 | 4728.0496
2025-05-07 | 15666.598 | 5.25 | 0.63 | 0 | 0 | 0 | 0 | 0 | 0 | 0 | 0 | 0 | 0 | 0 | 0 | 0 | 0 | 1 | 0 | 0 | 0 | 0 | 0 | 0 | 0 | 0 | 0 | 0 | 4701.3049
2025-05-07 | 14479.668 | 4.81 | 0.69 | 0 | 0 | 0 | 0 | 0 | 0 | 0 | 0 | 0 | 0 | 0 | 0 | 0 | 0 | 0 | 1 | 0 | 0 | 0 | 0 | 0 | 0 | 0 | 0 | 0 | 4761.2214
2025-05-07 | 13617.335 | 4.74 | 0.5 | 0 | 0 | 0 | 0 | 0 | 0 | 0 | 0 | 0 | 0 | 0 | 0 | 0 | 0 | 0 | 0 | 1 | 0 | 0 | 0 | 0 | 0 | 0 | 0 | 0 | 5070.4355
2025-05-07 | 12603.908 | 4.53 | 0.29 | 0 | 0 | 0 | 0 | 0 | 0 | 0 | 0 | 0 | 0 | 0 | 0 | 0 | 0 | 0 | 0 | 0 | 1 | 0 | 0 | 0 | 0 | 0 | 0 | 0 | 5530.9543
2025-05-07 | 10912.894 | 4.72 | 0.23 | 0 | 0 | 0 | 0 | 0 | 0 | 0 | 0 | 0 | 0 | 0 | 0 | 0 | 0 | 0 | 0 | 0 | 0 | 1 | 0 | 0 | 0 | 0 | 0 | 0 | 5753.2804
2025-05-07 | 9292.174 | 5.49 | 0.01 | 0 | 0 | 0 | 0 | 0 | 0 | 0 | 0 | 0 | 0 | 0 | 0 | 0 | 0 | 0 | 0 | 0 | 0 | 0 | 1 | 0 | 0 | 0 | 0 | 0 | 5768.9189
2025-05-07 | 7937.906 | 6.73 | 0 | 0 | 0 | 0 | 0 | 0 | 0 | 0 | 0 | 0 | 0 | 0 | 0 | 0 | 0 | 0 | 0 | 0 | 0 | 0 | 0 | 1 | 0 | 0 | 0 | 0 | 5872.0216
2025-05-07 | 6980.132 | 7.53 | 0 | 0 | 0 | 0 | 0 | 0 | 0 | 0 | 0 | 0 | 0 | 0 | 0 | 0 | 0 | 0 | 0 | 0 | 0 | 0 | 0 | 0 | 1 | 0 | 0 | 0 | 5725.1172
2025-05-07 | 6377.008 | 8.41 | 0 | 0 | 0 | 0 | 0 | 0 | 0 | 0 | 0 | 0 | 0 | 0 | 0 | 0 | 0 | 0 | 0 | 0 | 0 | 0 | 0 | 0 | 0 | 1 | 0 | 0 | 5286.4825
2025-05-07 | 6030.939 | 9.33 | 0 | 0 | 0 | 0 | 0 | 0 | 0 | 0 | 0 | 0 | 0 | 0 | 0 | 0 | 0 | 0 | 0 | 0 | 0 | 0 | 0 | 0 | 0 | 0 | 1 | 0 | 4763.4873
2025-05-07 | 5914.41 | 10.22 | 0 | 0 | 0 | 0 | 0 | 0 | 0 | 0 | 0 | 0 | 0 | 0 | 0 | 0 | 0 | 0 | 0 | 0 | 0 | 0 | 0 | 0 | 0 | 0 | 0 | 1 | 4352.9307
2025-05-08 | 6021.214 | 10.6 | 0 | 0 | 1 | 0 | 0 | 0 | 0 | 0 | 0 | 0 | 0 | 0 | 0 | 0 | 0 | 0 | 0 | 0 | 0 | 0 | 0 | 0 | 0 | 0 | 0 | 0 | 4041.9766
2025-05-08 | 6414.836 | 11.27 | 0 | 0 | 0 | 1 | 0 | 0 | 0 | 0 | 0 | 0 | 0 | 0 | 0 | 0 | 0 | 0 | 0 | 0 | 0 | 0 | 0 | 0 | 0 | 0 | 0 | 0 | 3902.7105
2025-05-08 | 7079.213 | 11.83 | 0 | 0 | 0 | 0 | 1 | 0 | 0 | 0 | 0 | 0 | 0 | 0 | 0 | 0 | 0 | 0 | 0 | 0 | 0 | 0 | 0 | 0 | 0 | 0 | 0 | 0 | 3846.6027
2025-05-08 | 7874.556 | 12.11 | 0 | 0 | 0 | 0 | 0 | 1 | 0 | 0 | 0 | 0 | 0 | 0 | 0 | 0 | 0 | 0 | 0 | 0 | 0 | 0 | 0 | 0 | 0 | 0 | 0 | 0 | 3850.3254
2025-05-08 | 8345.568 | 12.26 | 0 | 0 | 0 | 0 | 0 | 0 | 1 | 0 | 0 | 0 | 0 | 0 | 0 | 0 | 0 | 0 | 0 | 0 | 0 | 0 | 0 | 0 | 0 | 0 | 0 | 0 | 4012.8795
2025-05-08 | 8874.497 | 12.38 | 0 | 0 | 0 | 0 | 0 | 0 | 0 | 1 | 0 | 0 | 0 | 0 | 0 | 0 | 0 | 0 | 0 | 0 | 0 | 0 | 0 | 0 | 0 | 0 | 0 | 0 | 4355.8416
2025-05-08 | 9211.171 | 11.87 | 0 | 0 | 0 | 0 | 0 | 0 | 0 | 0 | 1 | 0 | 0 | 0 | 0 | 0 | 0 | 0 | 0 | 0 | 0 | 0 | 0 | 0 | 0 | 0 | 0 | 0 | 4705.5877
2025-05-08 | 9687.116 | 10.27 | 0 | 0 | 0 | 0 | 0 | 0 | 0 | 0 | 0 | 1 | 0 | 0 | 0 | 0 | 0 | 0 | 0 | 0 | 0 | 0 | 0 | 0 | 0 | 0 | 0 | 0 | 4913.6102
2025-05-08 | 9776.093 | 8.61 | 0 | 0 | 0 | 0 | 0 | 0 | 0 | 0 | 0 | 0 | 1 | 0 | 0 | 0 | 0 | 0 | 0 | 0 | 0 | 0 | 0 | 0 | 0 | 0 | 0 | 0 | 4943.282
2025-05-08 | 9412.539 | 7.39 | 0.02 | 0 | 0 | 0 | 0 | 0 | 0 | 0 | 0 | 0 | 0 | 1 | 0 | 0 | 0 | 0 | 0 | 0 | 0 | 0 | 0 | 0 | 0 | 0 | 0 | 0 | 4869.5375
2025-05-08 | 9592.571 | 6.42 | 0.18 | 0 | 0 | 0 | 0 | 0 | 0 | 0 | 0 | 0 | 0 | 0 | 1 | 0 | 0 | 0 | 0 | 0 | 0 | 0 | 0 | 0 | 0 | 0 | 0 | 0 | 4828.9194
2025-05-08 | 10381.745 | 5.72 | 0.19 | 0 | 0 | 0 | 0 | 0 | 0 | 0 | 0 | 0 | 0 | 0 | 0 | 1 | 0 | 0 | 0 | 0 | 0 | 0 | 0 | 0 | 0 | 0 | 0 | 0 | 4755.4287
2025-05-08 | 11416.143 | 5.57 | 0.2 | 0 | 0 | 0 | 0 | 0 | 0 | 0 | 0 | 0 | 0 | 0 | 0 | 0 | 1 | 0 | 0 | 0 | 0 | 0 | 0 | 0 | 0 | 0 | 0 | 0 | 4640.9817
2025-05-08 | 11310.596 | 5.33 | 0 | 0 | 0 | 0 | 0 | 0 | 0 | 0 | 0 | 0 | 0 | 0 | 0 | 0 | 0 | 1 | 0 | 0 | 0 | 0 | 0 | 0 | 0 | 0 | 0 | 0 | 4478.8089
2025-05-08 | 10616.575 | 4.71 | 0.15 | 0 | 0 | 0 | 0 | 0 | 0 | 0 | 0 | 0 | 0 | 0 | 0 | 0 | 0 | 0 | 1 | 0 | 0 | 0 | 0 | 0 | 0 | 0 | 0 | 0 | 4551.9672
2025-05-08 | 10427.389 | 4.71 | 0.13 | 0 | 0 | 0 | 0 | 0 | 0 | 0 | 0 | 0 | 0 | 0 | 0 | 0 | 0 | 0 | 0 | 1 | 0 | 0 | 0 | 0 | 0 | 0 | 0 | 0 | 4931.2948
2025-05-08 | 9881.357 | 4.62 | 0.13 | 0 | 0 | 0 | 0 | 0 | 0 | 0 | 0 | 0 | 0 | 0 | 0 | 0 | 0 | 0 | 0 | 0 | 1 | 0 | 0 | 0 | 0 | 0 | 0 | 0 | 5482.1127
2025-05-08 | 8675.71 | 5.23 | 0.02 | 0 | 0 | 0 | 0 | 0 | 0 | 0 | 0 | 0 | 0 | 0 | 0 | 0 | 0 | 0 | 0 | 0 | 0 | 1 | 0 | 0 | 0 | 0 | 0 | 0 | 5732.2832
2025-05-08 | 7495.813 | 6.14 | 0 | 0 | 0 | 0 | 0 | 0 | 0 | 0 | 0 | 0 | 0 | 0 | 0 | 0 | 0 | 0 | 0 | 0 | 0 | 0 | 1 | 0 | 0 | 0 | 0 | 0 | 5836.7496
2025-05-08 | 6639.928 | 7.29 | 0 | 0 | 0 | 0 | 0 | 0 | 0 | 0 | 0 | 0 | 0 | 0 | 0 | 0 | 0 | 0 | 0 | 0 | 0 | 0 | 0 | 1 | 0 | 0 | 0 | 0 | 5933.6234
2025-05-08 | 5885.225 | 8.58 | 0 | 0 | 0 | 0 | 0 | 0 | 0 | 0 | 0 | 0 | 0 | 0 | 0 | 0 | 0 | 0 | 0 | 0 | 0 | 0 | 0 | 0 | 1 | 0 | 0 | 0 | 5840.6205
2025-05-08 | 5513.467 | 9.29 | 0 | 0 | 0 | 0 | 0 | 0 | 0 | 0 | 0 | 0 | 0 | 0 | 0 | 0 | 0 | 0 | 0 | 0 | 0 | 0 | 0 | 0 | 0 | 1 | 0 | 0 | 5383.2853
2025-05-08 | 5346.331 | 9.82 | 0 | 0 | 0 | 0 | 0 | 0 | 0 | 0 | 0 | 0 | 0 | 0 | 0 | 0 | 0 | 0 | 0 | 0 | 0 | 0 | 0 | 0 | 0 | 0 | 1 | 0 | 4817.3888
2025-05-08 | 5241.984 | 10.32 | 0 | 0 | 0 | 0 | 0 | 0 | 0 | 0 | 0 | 0 | 0 | 0 | 0 | 0 | 0 | 0 | 0 | 0 | 0 | 0 | 0 | 0 | 0 | 0 | 0 | 1 | 4363.9311
2025-05-09 | 5414.603 | 10.77 | 0 | 0 | 1 | 0 | 0 | 0 | 0 | 0 | 0 | 0 | 0 | 0 | 0 | 0 | 0 | 0 | 0 | 0 | 0 | 0 | 0 | 0 | 0 | 0 | 0 | 0 | 4060.6772
2025-05-09 | 5961.452 | 11.23 | 0 | 0 | 0 | 1 | 0 | 0 | 0 | 0 | 0 | 0 | 0 | 0 | 0 | 0 | 0 | 0 | 0 | 0 | 0 | 0 | 0 | 0 | 0 | 0 | 0 | 0 | 3898.3104
2025-05-09 | 6567.835 | 11.44 | 0 | 0 | 0 | 0 | 1 | 0 | 0 | 0 | 0 | 0 | 0 | 0 | 0 | 0 | 0 | 0 | 0 | 0 | 0 | 0 | 0 | 0 | 0 | 0 | 0 | 0 | 3803.7015
2025-05-09 | 7075.753 | 12.36 | 0 | 0 | 0 | 0 | 0 | 1 | 0 | 0 | 0 | 0 | 0 | 0 | 0 | 0 | 0 | 0 | 0 | 0 | 0 | 0 | 0 | 0 | 0 | 0 | 0 | 0 | 3877.8262
2025-05-09 | 7228.959 | 12.89 | 0 | 0 | 0 | 0 | 0 | 0 | 1 | 0 | 0 | 0 | 0 | 0 | 0 | 0 | 0 | 0 | 0 | 0 | 0 | 0 | 0 | 0 | 0 | 0 | 0 | 0 | 4082.1815
2025-05-09 | 7380.915 | 13.14 | 0 | 0 | 0 | 0 | 0 | 0 | 0 | 1 | 0 | 0 | 0 | 0 | 0 | 0 | 0 | 0 | 0 | 0 | 0 | 0 | 0 | 0 | 0 | 0 | 0 | 0 | 4439.444
2025-05-09 | 7493.158 | 11.9 | 0 | 0 | 0 | 0 | 0 | 0 | 0 | 0 | 1 | 0 | 0 | 0 | 0 | 0 | 0 | 0 | 0 | 0 | 0 | 0 | 0 | 0 | 0 | 0 | 0 | 0 | 4708.8878
2025-05-09 | 7752.464 | 10.19 | 0 | 0 | 0 | 0 | 0 | 0 | 0 | 0 | 0 | 1 | 0 | 0 | 0 | 0 | 0 | 0 | 0 | 0 | 0 | 0 | 0 | 0 | 0 | 0 | 0 | 0 | 4904.8099
2025-05-09 | 7856.727 | 8.46 | 0 | 0 | 0 | 0 | 0 | 0 | 0 | 0 | 0 | 0 | 1 | 0 | 0 | 0 | 0 | 0 | 0 | 0 | 0 | 0 | 0 | 0 | 0 | 0 | 0 | 0 | 4926.7815
2025-05-09 | 8039.376 | 7.19 | 0 | 0 | 0 | 0 | 0 | 0 | 0 | 0 | 0 | 0 | 0 | 1 | 0 | 0 | 0 | 0 | 0 | 0 | 0 | 0 | 0 | 0 | 0 | 0 | 0 | 0 | 4840.1942
2025-05-09 | 8467.697 | 6.46 | 0.04 | 0 | 0 | 0 | 0 | 0 | 0 | 0 | 0 | 0 | 0 | 0 | 1 | 0 | 0 | 0 | 0 | 0 | 0 | 0 | 0 | 0 | 0 | 0 | 0 | 0 | 4781.9204
2025-05-09 | 9212.913 | 5.74 | 0.22 | 0 | 0 | 0 | 0 | 0 | 0 | 0 | 0 | 0 | 0 | 0 | 0 | 1 | 0 | 0 | 0 | 0 | 0 | 0 | 0 | 0 | 0 | 0 | 0 | 0 | 4768.6428
2025-05-09 | 9921.843 | 5.5 | 0.15 | 0 | 0 | 0 | 0 | 0 | 0 | 0 | 0 | 0 | 0 | 0 | 0 | 0 | 1 | 0 | 0 | 0 | 0 | 0 | 0 | 0 | 0 | 0 | 0 | 0 | 4614.9246
2025-05-09 | 9851.548 | 4.59 | 0.33 | 0 | 0 | 0 | 0 | 0 | 0 | 0 | 0 | 0 | 0 | 0 | 0 | 0 | 0 | 1 | 0 | 0 | 0 | 0 | 0 | 0 | 0 | 0 | 0 | 0 | 4518.5617
2025-05-09 | 9641.139 | 4.73 | 0.52 | 0 | 0 | 0 | 0 | 0 | 0 | 0 | 0 | 0 | 0 | 0 | 0 | 0 | 0 | 0 | 1 | 0 | 0 | 0 | 0 | 0 | 0 | 0 | 0 | 0 | 4690.0079
2025-05-09 | 9493.773 | 4.37 | 0.45 | 0 | 0 | 0 | 0 | 0 | 0 | 0 | 0 | 0 | 0 | 0 | 0 | 0 | 0 | 0 | 0 | 1 | 0 | 0 | 0 | 0 | 0 | 0 | 0 | 0 | 5011.3775
2025-05-09 | 9080.648 | 4.47 | 0.26 | 0 | 0 | 0 | 0 | 0 | 0 | 0 | 0 | 0 | 0 | 0 | 0 | 0 | 0 | 0 | 0 | 0 | 1 | 0 | 0 | 0 | 0 | 0 | 0 | 0 | 5513.34
2025-05-09 | 8162.625 | 4.62 | 0.15 | 0 | 0 | 0 | 0 | 0 | 0 | 0 | 0 | 0 | 0 | 0 | 0 | 0 | 0 | 0 | 0 | 0 | 0 | 1 | 0 | 0 | 0 | 0 | 0 | 0 | 5712.9091
2025-05-09 | 7176.556 | 4.81 | 0.24 | 0 | 0 | 0 | 0 | 0 | 0 | 0 | 0 | 0 | 0 | 0 | 0 | 0 | 0 | 0 | 0 | 0 | 0 | 0 | 1 | 0 | 0 | 0 | 0 | 0 | 5778.5583
2025-05-09 | 6249.793 | 5.8 | 0.13 | 0 | 0 | 0 | 0 | 0 | 0 | 0 | 0 | 0 | 0 | 0 | 0 | 0 | 0 | 0 | 0 | 0 | 0 | 0 | 0 | 1 | 0 | 0 | 0 | 0 | 5817.4465
2025-05-09 | 5645.191 | 6.47 | 0.08 | 0 | 0 | 0 | 0 | 0 | 0 | 0 | 0 | 0 | 0 | 0 | 0 | 0 | 0 | 0 | 0 | 0 | 0 | 0 | 0 | 0 | 1 | 0 | 0 | 0 | 5637.8848
2025-05-09 | 5309.39 | 7.21 | 0 | 0 | 0 | 0 | 0 | 0 | 0 | 0 | 0 | 0 | 0 | 0 | 0 | 0 | 0 | 0 | 0 | 0 | 0 | 0 | 0 | 0 | 0 | 1 | 0 | 0 | 5154.4788
2025-05-09 | 5143.52 | 7.56 | 0 | 0 | 0 | 0 | 0 | 0 | 0 | 0 | 0 | 0 | 0 | 0 | 0 | 0 | 0 | 0 | 0 | 0 | 0 | 0 | 0 | 0 | 0 | 0 | 1 | 0 | 4568.7817
2025-05-09 | 5169.277 | 8.34 | 0 | 0 | 0 | 0 | 0 | 0 | 0 | 0 | 0 | 0 | 0 | 0 | 0 | 0 | 0 | 0 | 0 | 0 | 0 | 0 | 0 | 0 | 0 | 0 | 0 | 1 | 4146.1249
2025-05-10 | 5407.998 | 8.61 | 0 | 1 | 1 | 0 | 0 | 0 | 0 | 0 | 0 | 0 | 0 | 0 | 0 | 0 | 0 | 0 | 0 | 0 | 0 | 0 | 0 | 0 | 0 | 0 | 0 | 0 | 4101.5448
2025-05-10 | 5930.462 | 9.09 | 0 | 1 | 0 | 1 | 0 | 0 | 0 | 0 | 0 | 0 | 0 | 0 | 0 | 0 | 0 | 0 | 0 | 0 | 0 | 0 | 0 | 0 | 0 | 0 | 0 | 0 | 3941.3781
2025-05-10 | 6652.4 | 9.39 | 0 | 1 | 0 | 0 | 1 | 0 | 0 | 0 | 0 | 0 | 0 | 0 | 0 | 0 | 0 | 0 | 0 | 0 | 0 | 0 | 0 | 0 | 0 | 0 | 0 | 0 | 3856.6695
2025-05-10 | 7165.581 | 9.7 | 0 | 1 | 0 | 0 | 0 | 1 | 0 | 0 | 0 | 0 | 0 | 0 | 0 | 0 | 0 | 0 | 0 | 0 | 0 | 0 | 0 | 0 | 0 | 0 | 0 | 0 | 3863.6923
2025-05-10 | 7368.76 | 10.15 | 0 | 1 | 0 | 0 | 0 | 0 | 1 | 0 | 0 | 0 | 0 | 0 | 0 | 0 | 0 | 0 | 0 | 0 | 0 | 0 | 0 | 0 | 0 | 0 | 0 | 0 | 4059.2474
2025-05-10 | 7479.808 | 10.56 | 0 | 1 | 0 | 0 | 0 | 0 | 0 | 1 | 0 | 0 | 0 | 0 | 0 | 0 | 0 | 0 | 0 | 0 | 0 | 0 | 0 | 0 | 0 | 0 | 0 | 0 | 4434.1104
2025-05-10 | 7672.7 | 9.57 | 0 | 1 | 0 | 0 | 0 | 0 | 0 | 0 | 1 | 0 | 0 | 0 | 0 | 0 | 0 | 0 | 0 | 0 | 0 | 0 | 0 | 0 | 0 | 0 | 0 | 0 | 4731.0549
2025-05-10 | 7913.221 | 8.02 | 0 | 1 | 0 | 0 | 0 | 0 | 0 | 0 | 0 | 1 | 0 | 0 | 0 | 0 | 0 | 0 | 0 | 0 | 0 | 0 | 0 | 0 | 0 | 0 | 0 | 0 | 4944.5775
2025-05-10 | 7853.629 | 6.65 | 0.06 | 1 | 0 | 0 | 0 | 0 | 0 | 0 | 0 | 0 | 1 | 0 | 0 | 0 | 0 | 0 | 0 | 0 | 0 | 0 | 0 | 0 | 0 | 0 | 0 | 0 | 5028.1785
2025-05-10 | 7904.222 | 5.13 | 0.11 | 1 | 0 | 0 | 0 | 0 | 0 | 0 | 0 | 0 | 0 | 1 | 0 | 0 | 0 | 0 | 0 | 0 | 0 | 0 | 0 | 0 | 0 | 0 | 0 | 0 | 4932.4472
2025-05-10 | 8295.741 | 4.29 | 0.2 | 1 | 0 | 0 | 0 | 0 | 0 | 0 | 0 | 0 | 0 | 0 | 1 | 0 | 0 | 0 | 0 | 0 | 0 | 0 | 0 | 0 | 0 | 0 | 0 | 0 | 4880.4299
2025-05-10 | 9212.26 | 4.07 | 0.45 | 1 | 0 | 0 | 0 | 0 | 0 | 0 | 0 | 0 | 0 | 0 | 0 | 1 | 0 | 0 | 0 | 0 | 0 | 0 | 0 | 0 | 0 | 0 | 0 | 0 | 4947.8535
2025-05-10 | 10461.507 | 4.03 | 0.4 | 1 | 0 | 0 | 0 | 0 | 0 | 0 | 0 | 0 | 0 | 0 | 0 | 0 | 1 | 0 | 0 | 0 | 0 | 0 | 0 | 0 | 0 | 0 | 0 | 0 | 4823.4786
2025-05-10 | 10404.004 | 4.02 | 0.7 | 1 | 0 | 0 | 0 | 0 | 0 | 0 | 0 | 0 | 0 | 0 | 0 | 0 | 0 | 1 | 0 | 0 | 0 | 0 | 0 | 0 | 0 | 0 | 0 | 0 | 4870.175
2025-05-10 | 10214.336 | 3.64 | 0.85 | 1 | 0 | 0 | 0 | 0 | 0 | 0 | 0 | 0 | 0 | 0 | 0 | 0 | 0 | 0 | 1 | 0 | 0 | 0 | 0 | 0 | 0 | 0 | 0 | 0 | 4969.7341
2025-05-10 | 10185.608 | 3.5 | 0.81 | 1 | 0 | 0 | 0 | 0 | 0 | 0 | 0 | 0 | 0 | 0 | 0 | 0 | 0 | 0 | 0 | 1 | 0 | 0 | 0 | 0 | 0 | 0 | 0 | 0 | 5326.3184
2025-05-10 | 9579.683 | 3.76 | 1.07 | 1 | 0 | 0 | 0 | 0 | 0 | 0 | 0 | 0 | 0 | 0 | 0 | 0 | 0 | 0 | 0 | 0 | 1 | 0 | 0 | 0 | 0 | 0 | 0 | 0 | 6011.0931
2025-05-10 | 8413.527 | 4.28 | 0.74 | 1 | 0 | 0 | 0 | 0 | 0 | 0 | 0 | 0 | 0 | 0 | 0 | 0 | 0 | 0 | 0 | 0 | 0 | 1 | 0 | 0 | 0 | 0 | 0 | 0 | 6170.5932
2025-05-10 | 7311.512 | 4.82 | 0.47 | 1 | 0 | 0 | 0 | 0 | 0 | 0 | 0 | 0 | 0 | 0 | 0 | 0 | 0 | 0 | 0 | 0 | 0 | 0 | 1 | 0 | 0 | 0 | 0 | 0 | 6142.5742
2025-05-10 | 6388.879 | 5.42 | 0.15 | 1 | 0 | 0 | 0 | 0 | 0 | 0 | 0 | 0 | 0 | 0 | 0 | 0 | 0 | 0 | 0 | 0 | 0 | 0 | 0 | 1 | 0 | 0 | 0 | 0 | 6061.4625
2025-05-10 | 5723.864 | 6.35 | 0 | 1 | 0 | 0 | 0 | 0 | 0 | 0 | 0 | 0 | 0 | 0 | 0 | 0 | 0 | 0 | 0 | 0 | 0 | 0 | 0 | 0 | 1 | 0 | 0 | 0 | 5873.7879
2025-05-10 | 5398.485 | 7.3 | 0 | 1 | 0 | 0 | 0 | 0 | 0 | 0 | 0 | 0 | 0 | 0 | 0 | 0 | 0 | 0 | 0 | 0 | 0 | 0 | 0 | 0 | 0 | 1 | 0 | 0 | 5442.8535
2025-05-10 | 5191.411 | 8.04 | 0 | 1 | 0 | 0 | 0 | 0 | 0 | 0 | 0 | 0 | 0 | 0 | 0 | 0 | 0 | 0 | 0 | 0 | 0 | 0 | 0 | 0 | 0 | 0 | 1 | 0 | 4900.0577
2025-05-10 | 5152.939 | 8.86 | 0 | 1 | 0 | 0 | 0 | 0 | 0 | 0 | 0 | 0 | 0 | 0 | 0 | 0 | 0 | 0 | 0 | 0 | 0 | 0 | 0 | 0 | 0 | 0 | 0 | 1 | 4481.8009
2025-05-11 | 5429.069 | 9.81 | 0 | 1 | 1 | 0 | 0 | 0 | 0 | 0 | 0 | 0 | 0 | 0 | 0 | 0 | 0 | 0 | 0 | 0 | 0 | 0 | 0 | 0 | 0 | 0 | 0 | 0 | 4233.5486
2025-05-11 | 5959.195 | 10.43 | 0 | 1 | 0 | 1 | 0 | 0 | 0 | 0 | 0 | 0 | 0 | 0 | 0 | 0 | 0 | 0 | 0 | 0 | 0 | 0 | 0 | 0 | 0 | 0 | 0 | 0 | 4088.7823
2025-05-11 | 6610.848 | 10.88 | 0 | 1 | 0 | 0 | 1 | 0 | 0 | 0 | 0 | 0 | 0 | 0 | 0 | 0 | 0 | 0 | 0 | 0 | 0 | 0 | 0 | 0 | 0 | 0 | 0 | 0 | 4020.5742
2025-05-11 | 7029.923 | 11.27 | 0 | 1 | 0 | 0 | 0 | 1 | 0 | 0 | 0 | 0 | 0 | 0 | 0 | 0 | 0 | 0 | 0 | 0 | 0 | 0 | 0 | 0 | 0 | 0 | 0 | 0 | 4036.3972
2025-05-11 | 7136.277 | 11.87 | 0 | 1 | 0 | 0 | 0 | 0 | 1 | 0 | 0 | 0 | 0 | 0 | 0 | 0 | 0 | 0 | 0 | 0 | 0 | 0 | 0 | 0 | 0 | 0 | 0 | 0 | 4248.4528
2025-05-11 | 7345.353 | 12.26 | 0 | 1 | 0 | 0 | 0 | 0 | 0 | 1 | 0 | 0 | 0 | 0 | 0 | 0 | 0 | 0 | 0 | 0 | 0 | 0 | 0 | 0 | 0 | 0 | 0 | 0 | 4621.1157
2025-05-11 | 7526.47 | 11.13 | 0 | 1 | 0 | 0 | 0 | 0 | 0 | 0 | 1 | 0 | 0 | 0 | 0 | 0 | 0 | 0 | 0 | 0 | 0 | 0 | 0 | 0 | 0 | 0 | 0 | 0 | 4902.6598
2025-05-11 | 7732.497 | 9.37 | 0 | 1 | 0 | 0 | 0 | 0 | 0 | 0 | 0 | 1 | 0 | 0 | 0 | 0 | 0 | 0 | 0 | 0 | 0 | 0 | 0 | 0 | 0 | 0 | 0 | 0 | 5093.0818
2025-05-11 | 7586.173 | 7.86 | 0 | 1 | 0 | 0 | 0 | 0 | 0 | 0 | 0 | 0 | 1 | 0 | 0 | 0 | 0 | 0 | 0 | 0 | 0 | 0 | 0 | 0 | 0 | 0 | 0 | 0 | 5139.2541
2025-05-11 | 7478.589 | 6.8 | 0.2 | 1 | 0 | 0 | 0 | 0 | 0 | 0 | 0 | 0 | 0 | 1 | 0 | 0 | 0 | 0 | 0 | 0 | 0 | 0 | 0 | 0 | 0 | 0 | 0 | 0 | 5149.1947
2025-05-11 | 7600.94 | 6.2 | 0.17 | 1 | 0 | 0 | 0 | 0 | 0 | 0 | 0 | 0 | 0 | 0 | 1 | 0 | 0 | 0 | 0 | 0 | 0 | 0 | 0 | 0 | 0 | 0 | 0 | 0 | 5079.5218
2025-05-11 | 8518.353 | 5.43 | 0.31 | 1 | 0 | 0 | 0 | 0 | 0 | 0 | 0 | 0 | 0 | 0 | 0 | 1 | 0 | 0 | 0 | 0 | 0 | 0 | 0 | 0 | 0 | 0 | 0 | 0 | 5046.0586
2025-05-11 | 9559.461 | 5.07 | 0.55 | 1 | 0 | 0 | 0 | 0 | 0 | 0 | 0 | 0 | 0 | 0 | 0 | 0 | 1 | 0 | 0 | 0 | 0 | 0 | 0 | 0 | 0 | 0 | 0 | 0 | 4992.9524
2025-05-11 | 9438.083 | 5.23 | 0.95 | 1 | 0 | 0 | 0 | 0 | 0 | 0 | 0 | 0 | 0 | 0 | 0 | 0 | 0 | 1 | 0 | 0 | 0 | 0 | 0 | 0 | 0 | 0 | 0 | 0 | 5095.063
2025-05-11 | 9370.619 | 5.23 | 1.01 | 1 | 0 | 0 | 0 | 0 | 0 | 0 | 0 | 0 | 0 | 0 | 0 | 0 | 0 | 0 | 1 | 0 | 0 | 0 | 0 | 0 | 0 | 0 | 0 | 0 | 5203.3809
2025-05-11 | 9613.918 | 5.17 | 1.36 | 1 | 0 | 0 | 0 | 0 | 0 | 0 | 0 | 0 | 0 | 0 | 0 | 0 | 0 | 0 | 0 | 1 | 0 | 0 | 0 | 0 | 0 | 0 | 0 | 0 | 5711.9489
2025-05-11 | 9240.201 | 5.09 | 1.28 | 1 | 0 | 0 | 0 | 0 | 0 | 0 | 0 | 0 | 0 | 0 | 0 | 0 | 0 | 0 | 0 | 0 | 1 | 0 | 0 | 0 | 0 | 0 | 0 | 0 | 6234.496
2025-05-11 | 8132.816 | 5.15 | 1.26 | 1 | 0 | 0 | 0 | 0 | 0 | 0 | 0 | 0 | 0 | 0 | 0 | 0 | 0 | 0 | 0 | 0 | 0 | 1 | 0 | 0 | 0 | 0 | 0 | 0 | 6457.207
2025-05-11 | 7233.375 | 5.55 | 1.11 | 1 | 0 | 0 | 0 | 0 | 0 | 0 | 0 | 0 | 0 | 0 | 0 | 0 | 0 | 0 | 0 | 0 | 0 | 0 | 1 | 0 | 0 | 0 | 0 | 0 | 6457.844
2025-05-11 | 6369.58 | 6.07 | 0.77 | 1 | 0 | 0 | 0 | 0 | 0 | 0 | 0 | 0 | 0 | 0 | 0 | 0 | 0 | 0 | 0 | 0 | 0 | 0 | 0 | 1 | 0 | 0 | 0 | 0 | 6360.5893
2025-05-11 | 5755.108 | 6.78 | 0.33 | 1 | 0 | 0 | 0 | 0 | 0 | 0 | 0 | 0 | 0 | 0 | 0 | 0 | 0 | 0 | 0 | 0 | 0 | 0 | 0 | 0 | 1 | 0 | 0 | 0 | 6042.2444
2025-05-11 | 5437.351 | 7.43 | 0.17 | 1 | 0 | 0 | 0 | 0 | 0 | 0 | 0 | 0 | 0 | 0 | 0 | 0 | 0 | 0 | 0 | 0 | 0 | 0 | 0 | 0 | 0 | 1 | 0 | 0 | 5519.5672
2025-05-11 | 5163.875 | 7.65 | 0.07 | 1 | 0 | 0 | 0 | 0 | 0 | 0 | 0 | 0 | 0 | 0 | 0 | 0 | 0 | 0 | 0 | 0 | 0 | 0 | 0 | 0 | 0 | 0 | 1 | 0 | 4882.856
2025-05-11 | 5130.429 | 8.26 | 0 | 1 | 0 | 0 | 0 | 0 | 0 | 0 | 0 | 0 | 0 | 0 | 0 | 0 | 0 | 0 | 0 | 0 | 0 | 0 | 0 | 0 | 0 | 0 | 0 | 1 | 4415.799
2025-05-12 | 5315.292 | 8.64 | 0 | 0 | 1 | 0 | 0 | 0 | 0 | 0 | 0 | 0 | 0 | 0 | 0 | 0 | 0 | 0 | 0 | 0 | 0 | 0 | 0 | 0 | 0 | 0 | 0 | 0 | 3826.3705
2025-05-12 | 5872.194 | 8.76 | 0 | 0 | 0 | 1 | 0 | 0 | 0 | 0 | 0 | 0 | 0 | 0 | 0 | 0 | 0 | 0 | 0 | 0 | 0 | 0 | 0 | 0 | 0 | 0 | 0 | 0 | 3626.6027
2025-05-12 | 6642.503 | 9.37 | 0 | 0 | 0 | 0 | 1 | 0 | 0 | 0 | 0 | 0 | 0 | 0 | 0 | 0 | 0 | 0 | 0 | 0 | 0 | 0 | 0 | 0 | 0 | 0 | 0 | 0 | 3575.995
2025-05-12 | 7279.715 | 9.69 | 0 | 0 | 0 | 0 | 0 | 1 | 0 | 0 | 0 | 0 | 0 | 0 | 0 | 0 | 0 | 0 | 0 | 0 | 0 | 0 | 0 | 0 | 0 | 0 | 0 | 0 | 3584.1178
2025-05-12 | 7354.09 | 9.56 | 0 | 0 | 0 | 0 | 0 | 0 | 1 | 0 | 0 | 0 | 0 | 0 | 0 | 0 | 0 | 0 | 0 | 0 | 0 | 0 | 0 | 0 | 0 | 0 | 0 | 0 | 3715.8711
2025-05-12 | 7432.148 | 10.16 | 0 | 0 | 0 | 0 | 0 | 0 | 0 | 1 | 0 | 0 | 0 | 0 | 0 | 0 | 0 | 0 | 0 | 0 | 0 | 0 | 0 | 0 | 0 | 0 | 0 | 0 | 4111.6347
2025-05-12 | 7468.433 | 8.87 | 0 | 0 | 0 | 0 | 0 | 0 | 0 | 0 | 1 | 0 | 0 | 0 | 0 | 0 | 0 | 0 | 0 | 0 | 0 | 0 | 0 | 0 | 0 | 0 | 0 | 0 | 4375.5783
2025-05-12 | 7614.433 | 7.18 | 0.14 | 0 | 0 | 0 | 0 | 0 | 0 | 0 | 0 | 1 | 0 | 0 | 0 | 0 | 0 | 0 | 0 | 0 | 0 | 0 | 0 | 0 | 0 | 0 | 0 | 0 | 4625.0996
2025-05-12 | 7323.426 | 6.12 | 0.38 | 0 | 0 | 0 | 0 | 0 | 0 | 0 | 0 | 0 | 1 | 0 | 0 | 0 | 0 | 0 | 0 | 0 | 0 | 0 | 0 | 0 | 0 | 0 | 0 | 0 | 4808.8862
2025-05-12 | 7294.48 | 5.1 | 0.65 | 0 | 0 | 0 | 0 | 0 | 0 | 0 | 0 | 0 | 0 | 1 | 0 | 0 | 0 | 0 | 0 | 0 | 0 | 0 | 0 | 0 | 0 | 0 | 0 | 0 | 4848.9265
2025-05-12 | 7520.938 | 4.01 | 1.07 | 0 | 0 | 0 | 0 | 0 | 0 | 0 | 0 | 0 | 0 | 0 | 1 | 0 | 0 | 0 | 0 | 0 | 0 | 0 | 0 | 0 | 0 | 0 | 0 | 0 | 4890.5636
2025-05-12 | 8149.428 | 3.54 | 1.45 | 0 | 0 | 0 | 0 | 0 | 0 | 0 | 0 | 0 | 0 | 0 | 0 | 1 | 0 | 0 | 0 | 0 | 0 | 0 | 0 | 0 | 0 | 0 | 0 | 0 | 4978.2142
2025-05-12 | 8826.454 | 3.18 | 1.53 | 0 | 0 | 0 | 0 | 0 | 0 | 0 | 0 | 0 | 0 | 0 | 0 | 0 | 1 | 0 | 0 | 0 | 0 | 0 | 0 | 0 | 0 | 0 | 0 | 0 | 4866.3661
2025-05-12 | 8960.691 | 3.08 | 1.81 | 0 | 0 | 0 | 0 | 0 | 0 | 0 | 0 | 0 | 0 | 0 | 0 | 0 | 0 | 1 | 0 | 0 | 0 | 0 | 0 | 0 | 0 | 0 | 0 | 0 | 4895.8195
2025-05-12 | 8963.915 | 3.35 | 1.9 | 0 | 0 | 0 | 0 | 0 | 0 | 0 | 0 | 0 | 0 | 0 | 0 | 0 | 0 | 0 | 1 | 0 | 0 | 0 | 0 | 0 | 0 | 0 | 0 | 0 | 5044.8523
2025-05-12 | 9084.566 | 3.27 | 2.33 | 0 | 0 | 0 | 0 | 0 | 0 | 0 | 0 | 0 | 0 | 0 | 0 | 0 | 0 | 0 | 0 | 1 | 0 | 0 | 0 | 0 | 0 | 0 | 0 | 0 | 5580.5912
2025-05-12 | 8707.531 | 3.47 | 2.44 | 0 | 0 | 0 | 0 | 0 | 0 | 0 | 0 | 0 | 0 | 0 | 0 | 0 | 0 | 0 | 0 | 0 | 1 | 0 | 0 | 0 | 0 | 0 | 0 | 0 | 6203.6951
2025-05-12 | 7972.258 | 3.62 | 2.15 | 0 | 0 | 0 | 0 | 0 | 0 | 0 | 0 | 0 | 0 | 0 | 0 | 0 | 0 | 0 | 0 | 0 | 0 | 1 | 0 | 0 | 0 | 0 | 0 | 0 | 6337.1795
2025-05-12 | 6948.144 | 3.87 | 1.59 | 0 | 0 | 0 | 0 | 0 | 0 | 0 | 0 | 0 | 0 | 0 | 0 | 0 | 0 | 0 | 0 | 0 | 0 | 0 | 1 | 0 | 0 | 0 | 0 | 0 | 6170.79
2025-05-12 | 6177.559 | 4.31 | 0.96 | 0 | 0 | 0 | 0 | 0 | 0 | 0 | 0 | 0 | 0 | 0 | 0 | 0 | 0 | 0 | 0 | 0 | 0 | 0 | 0 | 1 | 0 | 0 | 0 | 0 | 5958.2654
2025-05-12 | 5597.581 | 4.81 | 0.51 | 0 | 0 | 0 | 0 | 0 | 0 | 0 | 0 | 0 | 0 | 0 | 0 | 0 | 0 | 0 | 0 | 0 | 0 | 0 | 0 | 0 | 1 | 0 | 0 | 0 | 5613.1484
2025-05-12 | 5322.928 | 5.37 | 0.42 | 0 | 0 | 0 | 0 | 0 | 0 | 0 | 0 | 0 | 0 | 0 | 0 | 0 | 0 | 0 | 0 | 0 | 0 | 0 | 0 | 0 | 0 | 1 | 0 | 0 | 5106.2705
2025-05-12 | 5057.69 | 5.57 | 0.23 | 0 | 0 | 0 | 0 | 0 | 0 | 0 | 0 | 0 | 0 | 0 | 0 | 0 | 0 | 0 | 0 | 0 | 0 | 0 | 0 | 0 | 0 | 0 | 1 | 0 | 4434.317
2025-05-12 | 5015.431 | 5.93 | 0.07 | 0 | 0 | 0 | 0 | 0 | 0 | 0 | 0 | 0 | 0 | 0 | 0 | 0 | 0 | 0 | 0 | 0 | 0 | 0 | 0 | 0 | 0 | 0 | 0 | 1 | 3906.7169
2025-05-13 | 5083.908 | 6.62 | 0 | 0 | 1 | 0 | 0 | 0 | 0 | 0 | 0 | 0 | 0 | 0 | 0 | 0 | 0 | 0 | 0 | 0 | 0 | 0 | 0 | 0 | 0 | 0 | 0 | 0 | 3604.1642
2025-05-13 | 5472.359 | 7.01 | 0 | 0 | 0 | 1 | 0 | 0 | 0 | 0 | 0 | 0 | 0 | 0 | 0 | 0 | 0 | 0 | 0 | 0 | 0 | 0 | 0 | 0 | 0 | 0 | 0 | 0 | 3434.0972
2025-05-13 | 6302.135 | 7.44 | 0 | 0 | 0 | 0 | 1 | 0 | 0 | 0 | 0 | 0 | 0 | 0 | 0 | 0 | 0 | 0 | 0 | 0 | 0 | 0 | 0 | 0 | 0 | 0 | 0 | 0 | 3363.689
2025-05-13 | 7314.024 | 7.91 | 0 | 0 | 0 | 0 | 0 | 1 | 0 | 0 | 0 | 0 | 0 | 0 | 0 | 0 | 0 | 0 | 0 | 0 | 0 | 0 | 0 | 0 | 0 | 0 | 0 | 0 | 3388.3122
2025-05-13 | 8216.043 | 8.1 | 0 | 0 | 0 | 0 | 0 | 0 | 1 | 0 | 0 | 0 | 0 | 0 | 0 | 0 | 0 | 0 | 0 | 0 | 0 | 0 | 0 | 0 | 0 | 0 | 0 | 0 | 3555.2665
2025-05-13 | 8539.939 | 8.23 | 0 | 0 | 0 | 0 | 0 | 0 | 0 | 1 | 0 | 0 | 0 | 0 | 0 | 0 | 0 | 0 | 0 | 0 | 0 | 0 | 0 | 0 | 0 | 0 | 0 | 0 | 3899.3286
2025-05-13 | 8604.345 | 7.71 | 0 | 0 | 0 | 0 | 0 | 0 | 0 | 0 | 1 | 0 | 0 | 0 | 0 | 0 | 0 | 0 | 0 | 0 | 0 | 0 | 0 | 0 | 0 | 0 | 0 | 0 | 4247.9746
2025-05-13 | 8755.932 | 6.29 | 0 | 0 | 0 | 0 | 0 | 0 | 0 | 0 | 0 | 1 | 0 | 0 | 0 | 0 | 0 | 0 | 0 | 0 | 0 | 0 | 0 | 0 | 0 | 0 | 0 | 0 | 4475.7977
2025-05-13 | 8617.656 | 5.15 | 0.15 | 0 | 0 | 0 | 0 | 0 | 0 | 0 | 0 | 0 | 1 | 0 | 0 | 0 | 0 | 0 | 0 | 0 | 0 | 0 | 0 | 0 | 0 | 0 | 0 | 0 | 4617.7417
2025-05-13 | 8544.946 | 3.83 | 0.37 | 0 | 0 | 0 | 0 | 0 | 0 | 0 | 0 | 0 | 0 | 1 | 0 | 0 | 0 | 0 | 0 | 0 | 0 | 0 | 0 | 0 | 0 | 0 | 0 | 0 | 4606.4242
2025-05-13 | 8592.423 | 3.11 | 0.86 | 0 | 0 | 0 | 0 | 0 | 0 | 0 | 0 | 0 | 0 | 0 | 1 | 0 | 0 | 0 | 0 | 0 | 0 | 0 | 0 | 0 | 0 | 0 | 0 | 0 | 4714.4621
2025-05-13 | 9041.918 | 2.37 | 1.13 | 0 | 0 | 0 | 0 | 0 | 0 | 0 | 0 | 0 | 0 | 0 | 0 | 1 | 0 | 0 | 0 | 0 | 0 | 0 | 0 | 0 | 0 | 0 | 0 | 0 | 4732.0267
2025-05-13 | 9744.51 | 2.63 | 1.76 | 0 | 0 | 0 | 0 | 0 | 0 | 0 | 0 | 0 | 0 | 0 | 0 | 0 | 1 | 0 | 0 | 0 | 0 | 0 | 0 | 0 | 0 | 0 | 0 | 0 | 4890.3059
2025-05-13 | 9629.73 | 2.44 | 2.17 | 0 | 0 | 0 | 0 | 0 | 0 | 0 | 0 | 0 | 0 | 0 | 0 | 0 | 0 | 1 | 0 | 0 | 0 | 0 | 0 | 0 | 0 | 0 | 0 | 0 | 4957.5867
2025-05-13 | 9124.656 | 2.11 | 2.13 | 0 | 0 | 0 | 0 | 0 | 0 | 0 | 0 | 0 | 0 | 0 | 0 | 0 | 0 | 0 | 1 | 0 | 0 | 0 | 0 | 0 | 0 | 0 | 0 | 0 | 4992.8899
2025-05-13 | 9028.469 | 2.01 | 1.88 | 0 | 0 | 0 | 0 | 0 | 0 | 0 | 0 | 0 | 0 | 0 | 0 | 0 | 0 | 0 | 0 | 1 | 0 | 0 | 0 | 0 | 0 | 0 | 0 | 0 | 5276.7757
2025-05-13 | 8527.119 | 2.07 | 2.14 | 0 | 0 | 0 | 0 | 0 | 0 | 0 | 0 | 0 | 0 | 0 | 0 | 0 | 0 | 0 | 0 | 0 | 1 | 0 | 0 | 0 | 0 | 0 | 0 | 0 | 5939.5497
2025-05-13 | 7795.893 | 2.5 | 1.68 | 0 | 0 | 0 | 0 | 0 | 0 | 0 | 0 | 0 | 0 | 0 | 0 | 0 | 0 | 0 | 0 | 0 | 0 | 1 | 0 | 0 | 0 | 0 | 0 | 0 | 6041.4217
2025-05-13 | 6957.72 | 2.71 | 1.22 | 0 | 0 | 0 | 0 | 0 | 0 | 0 | 0 | 0 | 0 | 0 | 0 | 0 | 0 | 0 | 0 | 0 | 0 | 0 | 1 | 0 | 0 | 0 | 0 | 0 | 5907.3457
2025-05-13 | 6216.451 | 3.08 | 0.41 | 0 | 0 | 0 | 0 | 0 | 0 | 0 | 0 | 0 | 0 | 0 | 0 | 0 | 0 | 0 | 0 | 0 | 0 | 0 | 0 | 1 | 0 | 0 | 0 | 0 | 5621.0363
2025-05-13 | 5593.33 | 3.87 | 0.22 | 0 | 0 | 0 | 0 | 0 | 0 | 0 | 0 | 0 | 0 | 0 | 0 | 0 | 0 | 0 | 0 | 0 | 0 | 0 | 0 | 0 | 1 | 0 | 0 | 0 | 5403.2758
2025-05-13 | 5296.812 | 4.42 | 0.06 | 0 | 0 | 0 | 0 | 0 | 0 | 0 | 0 | 0 | 0 | 0 | 0 | 0 | 0 | 0 | 0 | 0 | 0 | 0 | 0 | 0 | 0 | 1 | 0 | 0 | 4869.5982
2025-05-13 | 5043.204 | 4.9 | 0.1 | 0 | 0 | 0 | 0 | 0 | 0 | 0 | 0 | 0 | 0 | 0 | 0 | 0 | 0 | 0 | 0 | 0 | 0 | 0 | 0 | 0 | 0 | 0 | 1 | 0 | 4312.8871
2025-05-13 | 4968.805 | 5.32 | 0.04 | 0 | 0 | 0 | 0 | 0 | 0 | 0 | 0 | 0 | 0 | 0 | 0 | 0 | 0 | 0 | 0 | 0 | 0 | 0 | 0 | 0 | 0 | 0 | 0 | 1 | 3828.6009
2025-05-14 | 5026.776 | 5.93 | 0 | 0 | 1 | 0 | 0 | 0 | 0 | 0 | 0 | 0 | 0 | 0 | 0 | 0 | 0 | 0 | 0 | 0 | 0 | 0 | 0 | 0 | 0 | 0 | 0 | 0 | 3528.262
2025-05-14 | 5328.713 | 6.38 | 0 | 0 | 0 | 1 | 0 | 0 | 0 | 0 | 0 | 0 | 0 | 0 | 0 | 0 | 0 | 0 | 0 | 0 | 0 | 0 | 0 | 0 | 0 | 0 | 0 | 0 | 3364.7952
2025-05-14 | 6043.845 | 6.93 | 0 | 0 | 0 | 0 | 1 | 0 | 0 | 0 | 0 | 0 | 0 | 0 | 0 | 0 | 0 | 0 | 0 | 0 | 0 | 0 | 0 | 0 | 0 | 0 | 0 | 0 | 3307.5874
2025-05-14 | 7151.397 | 7.22 | 0 | 0 | 0 | 0 | 0 | 1 | 0 | 0 | 0 | 0 | 0 | 0 | 0 | 0 | 0 | 0 | 0 | 0 | 0 | 0 | 0 | 0 | 0 | 0 | 0 | 0 | 3312.4101
2025-05-14 | 8019.426 | 7.51 | 0 | 0 | 0 | 0 | 0 | 0 | 1 | 0 | 0 | 0 | 0 | 0 | 0 | 0 | 0 | 0 | 0 | 0 | 0 | 0 | 0 | 0 | 0 | 0 | 0 | 0 | 3490.3647
2025-05-14 | 8491.676 | 7.75 | 0 | 0 | 0 | 0 | 0 | 0 | 0 | 1 | 0 | 0 | 0 | 0 | 0 | 0 | 0 | 0 | 0 | 0 | 0 | 0 | 0 | 0 | 0 | 0 | 0 | 0 | 3846.5271
2025-05-14 | 8843.72 | 6.94 | 0 | 0 | 0 | 0 | 0 | 0 | 0 | 0 | 1 | 0 | 0 | 0 | 0 | 0 | 0 | 0 | 0 | 0 | 0 | 0 | 0 | 0 | 0 | 0 | 0 | 0 | 4163.2722
2025-05-14 | 9131.316 | 5.62 | 0.1 | 0 | 0 | 0 | 0 | 0 | 0 | 0 | 0 | 1 | 0 | 0 | 0 | 0 | 0 | 0 | 0 | 0 | 0 | 0 | 0 | 0 | 0 | 0 | 0 | 0 | 4438.8093
2025-05-14 | 9110.767 | 4.57 | 0.29 | 0 | 0 | 0 | 0 | 0 | 0 | 0 | 0 | 0 | 1 | 0 | 0 | 0 | 0 | 0 | 0 | 0 | 0 | 0 | 0 | 0 | 0 | 0 | 0 | 0 | 4605.339
2025-05-14 | 9010.321 | 3.4 | 0.56 | 0 | 0 | 0 | 0 | 0 | 0 | 0 | 0 | 0 | 0 | 1 | 0 | 0 | 0 | 0 | 0 | 0 | 0 | 0 | 0 | 0 | 0 | 0 | 0 | 0 | 4628.8789
2025-05-14 | 9250.37 | 2.79 | 0.63 | 0 | 0 | 0 | 0 | 0 | 0 | 0 | 0 | 0 | 0 | 0 | 1 | 0 | 0 | 0 | 0 | 0 | 0 | 0 | 0 | 0 | 0 | 0 | 0 | 0 | 4594.8196
2025-05-14 | 10066.262 | 2.38 | 0.97 | 0 | 0 | 0 | 0 | 0 | 0 | 0 | 0 | 0 | 0 | 0 | 0 | 1 | 0 | 0 | 0 | 0 | 0 | 0 | 0 | 0 | 0 | 0 | 0 | 0 | 4674.3849
2025-05-14 | 10877.486 | 2.28 | 1.58 | 0 | 0 | 0 | 0 | 0 | 0 | 0 | 0 | 0 | 0 | 0 | 0 | 0 | 1 | 0 | 0 | 0 | 0 | 0 | 0 | 0 | 0 | 0 | 0 | 0 | 4785.7201
2025-05-14 | 10804.127 | 2.72 | 1.73 | 0 | 0 | 0 | 0 | 0 | 0 | 0 | 0 | 0 | 0 | 0 | 0 | 0 | 0 | 1 | 0 | 0 | 0 | 0 | 0 | 0 | 0 | 0 | 0 | 0 | 4826.8474
2025-05-14 | 10217.079 | 2.71 | 1.82 | 0 | 0 | 0 | 0 | 0 | 0 | 0 | 0 | 0 | 0 | 0 | 0 | 0 | 0 | 0 | 1 | 0 | 0 | 0 | 0 | 0 | 0 | 0 | 0 | 0 | 4945.0794
2025-05-14 | 9897.183 | 2.57 | 1.85 | 0 | 0 | 0 | 0 | 0 | 0 | 0 | 0 | 0 | 0 | 0 | 0 | 0 | 0 | 0 | 0 | 1 | 0 | 0 | 0 | 0 | 0 | 0 | 0 | 0 | 5327.3633
2025-05-14 | 9307.31 | 2.69 | 1.68 | 0 | 0 | 0 | 0 | 0 | 0 | 0 | 0 | 0 | 0 | 0 | 0 | 0 | 0 | 0 | 0 | 0 | 1 | 0 | 0 | 0 | 0 | 0 | 0 | 0 | 5838.8687
2025-05-14 | 8232.659 | 2.77 | 1.34 | 0 | 0 | 0 | 0 | 0 | 0 | 0 | 0 | 0 | 0 | 0 | 0 | 0 | 0 | 0 | 0 | 0 | 0 | 1 | 0 | 0 | 0 | 0 | 0 | 0 | 5946.2961
2025-05-14 | 7199.994 | 3.03 | 0.95 | 0 | 0 | 0 | 0 | 0 | 0 | 0 | 0 | 0 | 0 | 0 | 0 | 0 | 0 | 0 | 0 | 0 | 0 | 0 | 1 | 0 | 0 | 0 | 0 | 0 | 5843.4198
2025-05-14 | 6406.935 | 3.46 | 0.56 | 0 | 0 | 0 | 0 | 0 | 0 | 0 | 0 | 0 | 0 | 0 | 0 | 0 | 0 | 0 | 0 | 0 | 0 | 0 | 0 | 1 | 0 | 0 | 0 | 0 | 5717.908
2025-05-14 | 5799.734 | 4.29 | 0.53 | 0 | 0 | 0 | 0 | 0 | 0 | 0 | 0 | 0 | 0 | 0 | 0 | 0 | 0 | 0 | 0 | 0 | 0 | 0 | 0 | 0 | 1 | 0 | 0 | 0 | 5563.2895
2025-05-14 | 5383.928 | 5.03 | 0.34 | 0 | 0 | 0 | 0 | 0 | 0 | 0 | 0 | 0 | 0 | 0 | 0 | 0 | 0 | 0 | 0 | 0 | 0 | 0 | 0 | 0 | 0 | 1 | 0 | 0 | 5039.4985
2025-05-14 | 5133.214 | 5.74 | 0.31 | 0 | 0 | 0 | 0 | 0 | 0 | 0 | 0 | 0 | 0 | 0 | 0 | 0 | 0 | 0 | 0 | 0 | 0 | 0 | 0 | 0 | 0 | 0 | 1 | 0 | 4482.3884
2025-05-14 | 5017.837 | 6.21 | 0.31 | 0 | 0 | 0 | 0 | 0 | 0 | 0 | 0 | 0 | 0 | 0 | 0 | 0 | 0 | 0 | 0 | 0 | 0 | 0 | 0 | 0 | 0 | 0 | 0 | 1 | 4025.6306
2025-05-15 | 5079.234 | 6.75 | 0.26 | 0 | 1 | 0 | 0 | 0 | 0 | 0 | 0 | 0 | 0 | 0 | 0 | 0 | 0 | 0 | 0 | 0 | 0 | 0 | 0 | 0 | 0 | 0 | 0 | 0 | 3713.9201
2025-05-15 | 5348.748 | 6.99 | 0 | 0 | 0 | 1 | 0 | 0 | 0 | 0 | 0 | 0 | 0 | 0 | 0 | 0 | 0 | 0 | 0 | 0 | 0 | 0 | 0 | 0 | 0 | 0 | 0 | 0 | 3431.8971
2025-05-15 | 6098.025 | 7.7 | 0 | 0 | 0 | 0 | 1 | 0 | 0 | 0 | 0 | 0 | 0 | 0 | 0 | 0 | 0 | 0 | 0 | 0 | 0 | 0 | 0 | 0 | 0 | 0 | 0 | 0 | 3392.2898
2025-05-15 | 7131.571 | 7.55 | 0 | 0 | 0 | 0 | 0 | 1 | 0 | 0 | 0 | 0 | 0 | 0 | 0 | 0 | 0 | 0 | 0 | 0 | 0 | 0 | 0 | 0 | 0 | 0 | 0 | 0 | 3348.7111
2025-05-15 | 8181.096 | 7.8 | 0 | 0 | 0 | 0 | 0 | 0 | 1 | 0 | 0 | 0 | 0 | 0 | 0 | 0 | 0 | 0 | 0 | 0 | 0 | 0 | 0 | 0 | 0 | 0 | 0 | 0 | 3522.2656
2025-05-15 | 8920.806 | 7.69 | 0 | 0 | 0 | 0 | 0 | 0 | 0 | 1 | 0 | 0 | 0 | 0 | 0 | 0 | 0 | 0 | 0 | 0 | 0 | 0 | 0 | 0 | 0 | 0 | 0 | 0 | 3839.9269
2025-05-15 | 9566.438 | 6.75 | 0 | 0 | 0 | 0 | 0 | 0 | 0 | 0 | 1 | 0 | 0 | 0 | 0 | 0 | 0 | 0 | 0 | 0 | 0 | 0 | 0 | 0 | 0 | 0 | 0 | 0 | 4142.3716
2025-05-15 | 10028.757 | 5.77 | 0.17 | 0 | 0 | 0 | 0 | 0 | 0 | 0 | 0 | 1 | 0 | 0 | 0 | 0 | 0 | 0 | 0 | 0 | 0 | 0 | 0 | 0 | 0 | 0 | 0 | 0 | 4481.0093
2025-05-15 | 10328.886 | 4.55 | 0.37 | 0 | 0 | 0 | 0 | 0 | 0 | 0 | 0 | 0 | 1 | 0 | 0 | 0 | 0 | 0 | 0 | 0 | 0 | 0 | 0 | 0 | 0 | 0 | 0 | 0 | 4632.5099
2025-05-15 | 10708.403 | 3.26 | 0.66 | 0 | 0 | 0 | 0 | 0 | 0 | 0 | 0 | 0 | 0 | 1 | 0 | 0 | 0 | 0 | 0 | 0 | 0 | 0 | 0 | 0 | 0 | 0 | 0 | 0 | 4650.1921
2025-05-15 | 11114.625 | 2.45 | 1.37 | 0 | 0 | 0 | 0 | 0 | 0 | 0 | 0 | 0 | 0 | 0 | 1 | 0 | 0 | 0 | 0 | 0 | 0 | 0 | 0 | 0 | 0 | 0 | 0 | 0 | 4829.0998
2025-05-15 | 12240.249 | 1.75 | 1.52 | 0 | 0 | 0 | 0 | 0 | 0 | 0 | 0 | 0 | 0 | 0 | 0 | 1 | 0 | 0 | 0 | 0 | 0 | 0 | 0 | 0 | 0 | 0 | 0 | 0 | 4807.0082
2025-05-15 | 13234.161 | 1.23 | 1.67 | 0 | 0 | 0 | 0 | 0 | 0 | 0 | 0 | 0 | 0 | 0 | 0 | 0 | 1 | 0 | 0 | 0 | 0 | 0 | 0 | 0 | 0 | 0 | 0 | 0 | 4703.2592
2025-05-15 | 12973.099 | 1.21 | 1.83 | 0 | 0 | 0 | 0 | 0 | 0 | 0 | 0 | 0 | 0 | 0 | 0 | 0 | 0 | 1 | 0 | 0 | 0 | 0 | 0 | 0 | 0 | 0 | 0 | 0 | 4697.4563
2025-05-15 | 12419.439 | 1.51 | 2.38 | 0 | 0 | 0 | 0 | 0 | 0 | 0 | 0 | 0 | 0 | 0 | 0 | 0 | 0 | 0 | 1 | 0 | 0 | 0 | 0 | 0 | 0 | 0 | 0 | 0 | 5018.6722
2025-05-15 | 11919.684 | 1.68 | 2.69 | 0 | 0 | 0 | 0 | 0 | 0 | 0 | 0 | 0 | 0 | 0 | 0 | 0 | 0 | 0 | 0 | 1 | 0 | 0 | 0 | 0 | 0 | 0 | 0 | 0 | 5537.8555
2025-05-15 | 10730.406 | 1.58 | 2.63 | 0 | 0 | 0 | 0 | 0 | 0 | 0 | 0 | 0 | 0 | 0 | 0 | 0 | 0 | 0 | 0 | 0 | 1 | 0 | 0 | 0 | 0 | 0 | 0 | 0 | 6065.5452
2025-05-15 | 9113.135 | 1.45 | 2.46 | 0 | 0 | 0 | 0 | 0 | 0 | 0 | 0 | 0 | 0 | 0 | 0 | 0 | 0 | 0 | 0 | 0 | 0 | 1 | 0 | 0 | 0 | 0 | 0 | 0 | 6212.2851
2025-05-15 | 7692.923 | 1.61 | 1.79 | 0 | 0 | 0 | 0 | 0 | 0 | 0 | 0 | 0 | 0 | 0 | 0 | 0 | 0 | 0 | 0 | 0 | 0 | 0 | 1 | 0 | 0 | 0 | 0 | 0 | 5995.6103
2025-05-15 | 6587.672 | 1.97 | 0.86 | 0 | 0 | 0 | 0 | 0 | 0 | 0 | 0 | 0 | 0 | 0 | 0 | 0 | 0 | 0 | 0 | 0 | 0 | 0 | 0 | 1 | 0 | 0 | 0 | 0 | 5664.1444
2025-05-15 | 5902.784 | 3.22 | 0.64 | 0 | 0 | 0 | 0 | 0 | 0 | 0 | 0 | 0 | 0 | 0 | 0 | 0 | 0 | 0 | 0 | 0 | 0 | 0 | 0 | 0 | 1 | 0 | 0 | 0 | 5485.9712
2025-05-15 | 5427.437 | 4.21 | 0.49 | 0 | 0 | 0 | 0 | 0 | 0 | 0 | 0 | 0 | 0 | 0 | 0 | 0 | 0 | 0 | 0 | 0 | 0 | 0 | 0 | 0 | 0 | 1 | 0 | 0 | 5004.3664
2025-05-15 | 5218.257 | 4.9 | 0.38 | 0 | 0 | 0 | 0 | 0 | 0 | 0 | 0 | 0 | 0 | 0 | 0 | 0 | 0 | 0 | 0 | 0 | 0 | 0 | 0 | 0 | 0 | 0 | 1 | 0 | 4415.6854
2025-05-15 | 5216.275 | 5.36 | 0.31 | 0 | 0 | 0 | 0 | 0 | 0 | 0 | 0 | 0 | 0 | 0 | 0 | 0 | 0 | 0 | 0 | 0 | 0 | 0 | 0 | 0 | 0 | 0 | 0 | 1 | 3932.1279
2025-05-16 | 5493.837 | 6.15 | 0.21 | 0 | 1 | 0 | 0 | 0 | 0 | 0 | 0 | 0 | 0 | 0 | 0 | 0 | 0 | 0 | 0 | 0 | 0 | 0 | 0 | 0 | 0 | 0 | 0 | 0 | 3629.5614
2025-05-16 | 6166.197 | 6.66 | 0.13 | 0 | 0 | 1 | 0 | 0 | 0 | 0 | 0 | 0 | 0 | 0 | 0 | 0 | 0 | 0 | 0 | 0 | 0 | 0 | 0 | 0 | 0 | 0 | 0 | 0 | 3443.3239
2025-05-16 | 6976.095 | 6.85 | 0.04 | 0 | 0 | 0 | 1 | 0 | 0 | 0 | 0 | 0 | 0 | 0 | 0 | 0 | 0 | 0 | 0 | 0 | 0 | 0 | 0 | 0 | 0 | 0 | 0 | 0 | 3313.4726
2025-05-16 | 7099.217 | 7.39 | 0 | 0 | 0 | 0 | 0 | 1 | 0 | 0 | 0 | 0 | 0 | 0 | 0 | 0 | 0 | 0 | 0 | 0 | 0 | 0 | 0 | 0 | 0 | 0 | 0 | 0 | 3331.1106
2025-05-16 | 7171.278 | 8.03 | 0 | 0 | 0 | 0 | 0 | 0 | 1 | 0 | 0 | 0 | 0 | 0 | 0 | 0 | 0 | 0 | 0 | 0 | 0 | 0 | 0 | 0 | 0 | 0 | 0 | 0 | 3547.5663
2025-05-16 | 7416.91 | 8.62 | 0 | 0 | 0 | 0 | 0 | 0 | 0 | 1 | 0 | 0 | 0 | 0 | 0 | 0 | 0 | 0 | 0 | 0 | 0 | 0 | 0 | 0 | 0 | 0 | 0 | 0 | 3942.2299
2025-05-16 | 7959.399 | 7.77 | 0 | 0 | 0 | 0 | 0 | 0 | 0 | 0 | 1 | 0 | 0 | 0 | 0 | 0 | 0 | 0 | 0 | 0 | 0 | 0 | 0 | 0 | 0 | 0 | 0 | 0 | 4254.5748
2025-05-16 | 8546.92 | 6.32 | 0 | 0 | 0 | 0 | 0 | 0 | 0 | 0 | 0 | 1 | 0 | 0 | 0 | 0 | 0 | 0 | 0 | 0 | 0 | 0 | 0 | 0 | 0 | 0 | 0 | 0 | 4479.0978
2025-05-16 | 8883.187 | 4.53 | 0 | 0 | 0 | 0 | 0 | 0 | 0 | 0 | 0 | 0 | 1 | 0 | 0 | 0 | 0 | 0 | 0 | 0 | 0 | 0 | 0 | 0 | 0 | 0 | 0 | 0 | 4494.4692
2025-05-16 | 9087.45 | 3.3 | 0.4 | 0 | 0 | 0 | 0 | 0 | 0 | 0 | 0 | 0 | 0 | 1 | 0 | 0 | 0 | 0 | 0 | 0 | 0 | 0 | 0 | 0 | 0 | 0 | 0 | 0 | 4559.1367
2025-05-16 | 9724.959 | 2.79 | 1.06 | 0 | 0 | 0 | 0 | 0 | 0 | 0 | 0 | 0 | 0 | 0 | 1 | 0 | 0 | 0 | 0 | 0 | 0 | 0 | 0 | 0 | 0 | 0 | 0 | 0 | 4752.6884
2025-05-16 | 11037.509 | 2.6 | 1.44 | 0 | 0 | 0 | 0 | 0 | 0 | 0 | 0 | 0 | 0 | 0 | 0 | 1 | 0 | 0 | 0 | 0 | 0 | 0 | 0 | 0 | 0 | 0 | 0 | 0 | 4871.1399
2025-05-16 | 12393.125 | 2.33 | 1.65 | 0 | 0 | 0 | 0 | 0 | 0 | 0 | 0 | 0 | 0 | 0 | 0 | 0 | 1 | 0 | 0 | 0 | 0 | 0 | 0 | 0 | 0 | 0 | 0 | 0 | 4816.9199
2025-05-16 | 12054.393 | 2.24 | 1.86 | 0 | 0 | 0 | 0 | 0 | 0 | 0 | 0 | 0 | 0 | 0 | 0 | 0 | 0 | 1 | 0 | 0 | 0 | 0 | 0 | 0 | 0 | 0 | 0 | 0 | 4821.7737
2025-05-16 | 11564.583 | 1.52 | 2.08 | 0 | 0 | 0 | 0 | 0 | 0 | 0 | 0 | 0 | 0 | 0 | 0 | 0 | 0 | 0 | 1 | 0 | 0 | 0 | 0 | 0 | 0 | 0 | 0 | 0 | 4909.6312
2025-05-16 | 11525.119 | 1.22 | 1.84 | 0 | 0 | 0 | 0 | 0 | 0 | 0 | 0 | 0 | 0 | 0 | 0 | 0 | 0 | 0 | 0 | 1 | 0 | 0 | 0 | 0 | 0 | 0 | 0 | 0 | 5175.1877
2025-05-16 | 10604.043 | 1.53 | 1.44 | 0 | 0 | 0 | 0 | 0 | 0 | 0 | 0 | 0 | 0 | 0 | 0 | 0 | 0 | 0 | 0 | 0 | 1 | 0 | 0 | 0 | 0 | 0 | 0 | 0 | 5623.1522
2025-05-16 | 9118.671 | 1.5 | 1.44 | 0 | 0 | 0 | 0 | 0 | 0 | 0 | 0 | 0 | 0 | 0 | 0 | 0 | 0 | 0 | 0 | 0 | 0 | 1 | 0 | 0 | 0 | 0 | 0 | 0 | 5843.3058
2025-05-16 | 7769.261 | 1.81 | 1.03 | 0 | 0 | 0 | 0 | 0 | 0 | 0 | 0 | 0 | 0 | 0 | 0 | 0 | 0 | 0 | 0 | 0 | 0 | 0 | 1 | 0 | 0 | 0 | 0 | 0 | 5738.5869
2025-05-16 | 6749.587 | 3.1 | 0.78 | 0 | 0 | 0 | 0 | 0 | 0 | 0 | 0 | 0 | 0 | 0 | 0 | 0 | 0 | 0 | 0 | 0 | 0 | 0 | 0 | 1 | 0 | 0 | 0 | 0 | 5759.077
2025-05-16 | 6104.148 | 4.09 | 0.47 | 0 | 0 | 0 | 0 | 0 | 0 | 0 | 0 | 0 | 0 | 0 | 0 | 0 | 0 | 0 | 0 | 0 | 0 | 0 | 0 | 0 | 1 | 0 | 0 | 0 | 5519.2607
2025-05-16 | 5654.582 | 4.62 | 0.52 | 0 | 0 | 0 | 0 | 0 | 0 | 0 | 0 | 0 | 0 | 0 | 0 | 0 | 0 | 0 | 0 | 0 | 0 | 0 | 0 | 0 | 0 | 1 | 0 | 0 | 5060.4818
2025-05-16 | 5365.114 | 5 | 0.33 | 0 | 0 | 0 | 0 | 0 | 0 | 0 | 0 | 0 | 0 | 0 | 0 | 0 | 0 | 0 | 0 | 0 | 0 | 0 | 0 | 0 | 0 | 0 | 1 | 0 | 4408.3289
2025-05-16 | 5277.652 | 5.4 | 0.18 | 0 | 0 | 0 | 0 | 0 | 0 | 0 | 0 | 0 | 0 | 0 | 0 | 0 | 0 | 0 | 0 | 0 | 0 | 0 | 0 | 0 | 0 | 0 | 0 | 1 | 3888.8003
2025-05-17 | 5543.226 | 5.82 | 0 | 1 | 1 | 0 | 0 | 0 | 0 | 0 | 0 | 0 | 0 | 0 | 0 | 0 | 0 | 0 | 0 | 0 | 0 | 0 | 0 | 0 | 0 | 0 | 0 | 0 | 3794.6361
2025-05-17 | 6222.39 | 6.28 | 0 | 1 | 0 | 1 | 0 | 0 | 0 | 0 | 0 | 0 | 0 | 0 | 0 | 0 | 0 | 0 | 0 | 0 | 0 | 0 | 0 | 0 | 0 | 0 | 0 | 0 | 3632.2693
2025-05-17 | 6967.285 | 7.05 | 0 | 1 | 0 | 0 | 1 | 0 | 0 | 0 | 0 | 0 | 0 | 0 | 0 | 0 | 0 | 0 | 0 | 0 | 0 | 0 | 0 | 0 | 0 | 0 | 0 | 0 | 3599.2622
2025-05-17 | 7213.955 | 7.74 | 0 | 1 | 0 | 0 | 0 | 1 | 0 | 0 | 0 | 0 | 0 | 0 | 0 | 0 | 0 | 0 | 0 | 0 | 0 | 0 | 0 | 0 | 0 | 0 | 0 | 0 | 3648.0862
2025-05-17 | 7365.356 | 8.05 | 0 | 1 | 0 | 0 | 0 | 0 | 1 | 0 | 0 | 0 | 0 | 0 | 0 | 0 | 0 | 0 | 0 | 0 | 0 | 0 | 0 | 0 | 0 | 0 | 0 | 0 | 3828.2408
2025-05-17 | 7614.363 | 8.47 | 0 | 1 | 0 | 0 | 0 | 0 | 0 | 1 | 0 | 0 | 0 | 0 | 0 | 0 | 0 | 0 | 0 | 0 | 0 | 0 | 0 | 0 | 0 | 0 | 0 | 0 | 4204.2038
2025-05-17 | 8018.042 | 7.6 | 0 | 1 | 0 | 0 | 0 | 0 | 0 | 0 | 1 | 0 | 0 | 0 | 0 | 0 | 0 | 0 | 0 | 0 | 0 | 0 | 0 | 0 | 0 | 0 | 0 | 0 | 4514.3487
2025-05-17 | 8366.48 | 5.72 | 0 | 1 | 0 | 0 | 0 | 0 | 0 | 0 | 0 | 1 | 0 | 0 | 0 | 0 | 0 | 0 | 0 | 0 | 0 | 0 | 0 | 0 | 0 | 0 | 0 | 0 | 4691.5703
2025-05-17 | 8575.094 | 4.4 | 0.22 | 1 | 0 | 0 | 0 | 0 | 0 | 0 | 0 | 0 | 1 | 0 | 0 | 0 | 0 | 0 | 0 | 0 | 0 | 0 | 0 | 0 | 0 | 0 | 0 | 0 | 4839.4134
2025-05-17 | 8938.533 | 3.43 | 0.92 | 1 | 0 | 0 | 0 | 0 | 0 | 0 | 0 | 0 | 0 | 1 | 0 | 0 | 0 | 0 | 0 | 0 | 0 | 0 | 0 | 0 | 0 | 0 | 0 | 0 | 5042.8227
2025-05-17 | 9582.631 | 2.77 | 1.45 | 1 | 0 | 0 | 0 | 0 | 0 | 0 | 0 | 0 | 0 | 0 | 1 | 0 | 0 | 0 | 0 | 0 | 0 | 0 | 0 | 0 | 0 | 0 | 0 | 0 | 5172.1461
2025-05-17 | 10884.255 | 2.48 | 1.76 | 1 | 0 | 0 | 0 | 0 | 0 | 0 | 0 | 0 | 0 | 0 | 0 | 1 | 0 | 0 | 0 | 0 | 0 | 0 | 0 | 0 | 0 | 0 | 0 | 0 | 5253.8977
2025-05-17 | 12135.754 | 2.4 | 1.8 | 1 | 0 | 0 | 0 | 0 | 0 | 0 | 0 | 0 | 0 | 0 | 0 | 0 | 1 | 0 | 0 | 0 | 0 | 0 | 0 | 0 | 0 | 0 | 0 | 0 | 5158.165
2025-05-17 | 11993.863 | 1.8 | 1.93 | 1 | 0 | 0 | 0 | 0 | 0 | 0 | 0 | 0 | 0 | 0 | 0 | 0 | 0 | 1 | 0 | 0 | 0 | 0 | 0 | 0 | 0 | 0 | 0 | 0 | 5077.5463
2025-05-17 | 11780.406 | 1.74 | 2.19 | 1 | 0 | 0 | 0 | 0 | 0 | 0 | 0 | 0 | 0 | 0 | 0 | 0 | 0 | 0 | 1 | 0 | 0 | 0 | 0 | 0 | 0 | 0 | 0 | 0 | 5252.6914
2025-05-17 | 11698.575 | 1.83 | 2.24 | 1 | 0 | 0 | 0 | 0 | 0 | 0 | 0 | 0 | 0 | 0 | 0 | 0 | 0 | 0 | 0 | 1 | 0 | 0 | 0 | 0 | 0 | 0 | 0 | 0 | 5667.6188
2025-05-17 | 10922.291 | 1.89 | 2.1 | 1 | 0 | 0 | 0 | 0 | 0 | 0 | 0 | 0 | 0 | 0 | 0 | 0 | 0 | 0 | 0 | 0 | 1 | 0 | 0 | 0 | 0 | 0 | 0 | 0 | 6183.5381
2025-05-17 | 9624.331 | 2.19 | 1.94 | 1 | 0 | 0 | 0 | 0 | 0 | 0 | 0 | 0 | 0 | 0 | 0 | 0 | 0 | 0 | 0 | 0 | 0 | 1 | 0 | 0 | 0 | 0 | 0 | 0 | 6381.2508
2025-05-17 | 8265.147 | 2.38 | 1.58 | 1 | 0 | 0 | 0 | 0 | 0 | 0 | 0 | 0 | 0 | 0 | 0 | 0 | 0 | 0 | 0 | 0 | 0 | 0 | 1 | 0 | 0 | 0 | 0 | 0 | 6281.6884
2025-05-17 | 7189.98 | 3.14 | 1.07 | 1 | 0 | 0 | 0 | 0 | 0 | 0 | 0 | 0 | 0 | 0 | 0 | 0 | 0 | 0 | 0 | 0 | 0 | 0 | 0 | 1 | 0 | 0 | 0 | 0 | 6148.4212
2025-05-17 | 6457.443 | 4.1 | 0.84 | 1 | 0 | 0 | 0 | 0 | 0 | 0 | 0 | 0 | 0 | 0 | 0 | 0 | 0 | 0 | 0 | 0 | 0 | 0 | 0 | 0 | 1 | 0 | 0 | 0 | 5934.6758
2025-05-17 | 6009.674 | 4.78 | 0.74 | 1 | 0 | 0 | 0 | 0 | 0 | 0 | 0 | 0 | 0 | 0 | 0 | 0 | 0 | 0 | 0 | 0 | 0 | 0 | 0 | 0 | 0 | 1 | 0 | 0 | 5437.3268
2025-05-17 | 5738 | 5.42 | 0.64 | 1 | 0 | 0 | 0 | 0 | 0 | 0 | 0 | 0 | 0 | 0 | 0 | 0 | 0 | 0 | 0 | 0 | 0 | 0 | 0 | 0 | 0 | 0 | 1 | 0 | 4846.817
2025-05-17 | 5645.969 | 5.91 | 0.59 | 1 | 0 | 0 | 0 | 0 | 0 | 0 | 0 | 0 | 0 | 0 | 0 | 0 | 0 | 0 | 0 | 0 | 0 | 0 | 0 | 0 | 0 | 0 | 0 | 1 | 4373.9024
2025-05-18 | 5811.399 | 6.9 | 0.51 | 1 | 1 | 0 | 0 | 0 | 0 | 0 | 0 | 0 | 0 | 0 | 0 | 0 | 0 | 0 | 0 | 0 | 0 | 0 | 0 | 0 | 0 | 0 | 0 | 0 | 4100.6792
2025-05-18 | 6485.275 | 6.85 | 0.49 | 1 | 0 | 1 | 0 | 0 | 0 | 0 | 0 | 0 | 0 | 0 | 0 | 0 | 0 | 0 | 0 | 0 | 0 | 0 | 0 | 0 | 0 | 0 | 0 | 0 | 3874.8681
2025-05-18 | 7291.528 | 7.1 | 0.42 | 1 | 0 | 0 | 1 | 0 | 0 | 0 | 0 | 0 | 0 | 0 | 0 | 0 | 0 | 0 | 0 | 0 | 0 | 0 | 0 | 0 | 0 | 0 | 0 | 0 | 3758.9598
2025-05-18 | 7469.543 | 7.38 | 0.35 | 1 | 0 | 0 | 0 | 1 | 0 | 0 | 0 | 0 | 0 | 0 | 0 | 0 | 0 | 0 | 0 | 0 | 0 | 0 | 0 | 0 | 0 | 0 | 0 | 0 | 3736.9829
2025-05-18 | 7427.149 | 7.87 | 0.35 | 1 | 0 | 0 | 0 | 0 | 1 | 0 | 0 | 0 | 0 | 0 | 0 | 0 | 0 | 0 | 0 | 0 | 0 | 0 | 0 | 0 | 0 | 0 | 0 | 0 | 3936.9381
2025-05-18 | 7623.349 | 8.01 | 0.23 | 1 | 0 | 0 | 0 | 0 | 0 | 1 | 0 | 0 | 0 | 0 | 0 | 0 | 0 | 0 | 0 | 0 | 0 | 0 | 0 | 0 | 0 | 0 | 0 | 0 | 4238.0439
2025-05-18 | 7777.208 | 7.22 | 0.19 | 1 | 0 | 0 | 0 | 0 | 0 | 0 | 1 | 0 | 0 | 0 | 0 | 0 | 0 | 0 | 0 | 0 | 0 | 0 | 0 | 0 | 0 | 0 | 0 | 0 | 4542.3035
2025-05-18 | 7847.378 | 5.75 | 0.52 | 1 | 0 | 0 | 0 | 0 | 0 | 0 | 0 | 1 | 0 | 0 | 0 | 0 | 0 | 0 | 0 | 0 | 0 | 0 | 0 | 0 | 0 | 0 | 0 | 0 | 4885.7816
2025-05-18 | 7639.488 | 4.61 | 0.92 | 1 | 0 | 0 | 0 | 0 | 0 | 0 | 0 | 0 | 1 | 0 | 0 | 0 | 0 | 0 | 0 | 0 | 0 | 0 | 0 | 0 | 0 | 0 | 0 | 0 | 5119.5098
2025-05-18 | 7528.07 | 3.98 | 1.45 | 1 | 0 | 0 | 0 | 0 | 0 | 0 | 0 | 0 | 0 | 1 | 0 | 0 | 0 | 0 | 0 | 0 | 0 | 0 | 0 | 0 | 0 | 0 | 0 | 0 | 5297.9069
2025-05-18 | 7770.988 | 3.55 | 1.71 | 1 | 0 | 0 | 0 | 0 | 0 | 0 | 0 | 0 | 0 | 0 | 1 | 0 | 0 | 0 | 0 | 0 | 0 | 0 | 0 | 0 | 0 | 0 | 0 | 0 | 5353.4042
2025-05-18 | 8727.924 | 3.4 | 1.88 | 1 | 0 | 0 | 0 | 0 | 0 | 0 | 0 | 0 | 0 | 0 | 0 | 1 | 0 | 0 | 0 | 0 | 0 | 0 | 0 | 0 | 0 | 0 | 0 | 0 | 5399.157
2025-05-18 | 9952.896 | 3.16 | 1.86 | 1 | 0 | 0 | 0 | 0 | 0 | 0 | 0 | 0 | 0 | 0 | 0 | 0 | 1 | 0 | 0 | 0 | 0 | 0 | 0 | 0 | 0 | 0 | 0 | 0 | 5263.7956
2025-05-18 | 9900.305 | 2.85 | 2.07 | 1 | 0 | 0 | 0 | 0 | 0 | 0 | 0 | 0 | 0 | 0 | 0 | 0 | 0 | 1 | 0 | 0 | 0 | 0 | 0 | 0 | 0 | 0 | 0 | 0 | 5244.4488
2025-05-18 | 9871.805 | 2.64 | 2.08 | 1 | 0 | 0 | 0 | 0 | 0 | 0 | 0 | 0 | 0 | 0 | 0 | 0 | 0 | 0 | 1 | 0 | 0 | 0 | 0 | 0 | 0 | 0 | 0 | 0 | 5311.3092
2025-05-18 | 9950.248 | 2.44 | 2.1 | 1 | 0 | 0 | 0 | 0 | 0 | 0 | 0 | 0 | 0 | 0 | 0 | 0 | 0 | 0 | 0 | 1 | 0 | 0 | 0 | 0 | 0 | 0 | 0 | 0 | 5683.3216
2025-05-18 | 9369.704 | 2.85 | 2.16 | 1 | 0 | 0 | 0 | 0 | 0 | 0 | 0 | 0 | 0 | 0 | 0 | 0 | 0 | 0 | 0 | 0 | 1 | 0 | 0 | 0 | 0 | 0 | 0 | 0 | 6311.1693
2025-05-18 | 8393.078 | 3.12 | 2.22 | 1 | 0 | 0 | 0 | 0 | 0 | 0 | 0 | 0 | 0 | 0 | 0 | 0 | 0 | 0 | 0 | 0 | 0 | 1 | 0 | 0 | 0 | 0 | 0 | 0 | 6586.352
2025-05-18 | 7133.704 | 3.62 | 1.47 | 1 | 0 | 0 | 0 | 0 | 0 | 0 | 0 | 0 | 0 | 0 | 0 | 0 | 0 | 0 | 0 | 0 | 0 | 0 | 1 | 0 | 0 | 0 | 0 | 0 | 6377.7072
2025-05-18 | 6297.371 | 3.93 | 1.2 | 1 | 0 | 0 | 0 | 0 | 0 | 0 | 0 | 0 | 0 | 0 | 0 | 0 | 0 | 0 | 0 | 0 | 0 | 0 | 0 | 1 | 0 | 0 | 0 | 0 | 6283.0515
2025-05-18 | 5693.459 | 4.33 | 0.95 | 1 | 0 | 0 | 0 | 0 | 0 | 0 | 0 | 0 | 0 | 0 | 0 | 0 | 0 | 0 | 0 | 0 | 0 | 0 | 0 | 0 | 1 | 0 | 0 | 0 | 6000.3615
2025-05-18 | 5375.397 | 4.69 | 0.63 | 1 | 0 | 0 | 0 | 0 | 0 | 0 | 0 | 0 | 0 | 0 | 0 | 0 | 0 | 0 | 0 | 0 | 0 | 0 | 0 | 0 | 0 | 1 | 0 | 0 | 5387.0415
2025-05-18 | 5200.661 | 4.86 | 0.35 | 1 | 0 | 0 | 0 | 0 | 0 | 0 | 0 | 0 | 0 | 0 | 0 | 0 | 0 | 0 | 0 | 0 | 0 | 0 | 0 | 0 | 0 | 0 | 1 | 0 | 4678.7456
2025-05-18 | 5210.738 | 4.99 | 0.19 | 1 | 0 | 0 | 0 | 0 | 0 | 0 | 0 | 0 | 0 | 0 | 0 | 0 | 0 | 0 | 0 | 0 | 0 | 0 | 0 | 0 | 0 | 0 | 0 | 1 | 4125.8448
2025-05-19 | 5391.719 | 4.96 | 0.04 | 0 | 1 | 0 | 0 | 0 | 0 | 0 | 0 | 0 | 0 | 0 | 0 | 0 | 0 | 0 | 0 | 0 | 0 | 0 | 0 | 0 | 0 | 0 | 0 | 0 | 3436.2444
2025-05-19 | 6105.322 | 5.51 | 0 | 0 | 0 | 1 | 0 | 0 | 0 | 0 | 0 | 0 | 0 | 0 | 0 | 0 | 0 | 0 | 0 | 0 | 0 | 0 | 0 | 0 | 0 | 0 | 0 | 0 | 3269.0925
2025-05-19 | 6946.846 | 5.78 | 0 | 0 | 0 | 0 | 1 | 0 | 0 | 0 | 0 | 0 | 0 | 0 | 0 | 0 | 0 | 0 | 0 | 0 | 0 | 0 | 0 | 0 | 0 | 0 | 0 | 0 | 3181.0838
2025-05-19 | 7157.142 | 6.57 | 0 | 0 | 0 | 0 | 0 | 1 | 0 | 0 | 0 | 0 | 0 | 0 | 0 | 0 | 0 | 0 | 0 | 0 | 0 | 0 | 0 | 0 | 0 | 0 | 0 | 0 | 3240.908
2025-05-19 | 7156.513 | 6.72 | 0 | 0 | 0 | 0 | 0 | 0 | 1 | 0 | 0 | 0 | 0 | 0 | 0 | 0 | 0 | 0 | 0 | 0 | 0 | 0 | 0 | 0 | 0 | 0 | 0 | 0 | 3403.4622
2025-05-19 | 7238.931 | 7.22 | 0 | 0 | 0 | 0 | 0 | 0 | 0 | 1 | 0 | 0 | 0 | 0 | 0 | 0 | 0 | 0 | 0 | 0 | 0 | 0 | 0 | 0 | 0 | 0 | 0 | 0 | 3788.2255
2025-05-19 | 7500.017 | 7.14 | 0 | 0 | 0 | 0 | 0 | 0 | 0 | 0 | 1 | 0 | 0 | 0 | 0 | 0 | 0 | 0 | 0 | 0 | 0 | 0 | 0 | 0 | 0 | 0 | 0 | 0 | 4185.2728
2025-05-19 | 7675.232 | 6.18 | 0.05 | 0 | 0 | 0 | 0 | 0 | 0 | 0 | 0 | 1 | 0 | 0 | 0 | 0 | 0 | 0 | 0 | 0 | 0 | 0 | 0 | 0 | 0 | 0 | 0 | 0 | 4482.0542
2025-05-19 | 7622.621 | 5.39 | 0.3 | 0 | 0 | 0 | 0 | 0 | 0 | 0 | 0 | 0 | 1 | 0 | 0 | 0 | 0 | 0 | 0 | 0 | 0 | 0 | 0 | 0 | 0 | 0 | 0 | 0 | 4699.213
2025-05-19 | 7576.204 | 4.31 | 0.56 | 0 | 0 | 0 | 0 | 0 | 0 | 0 | 0 | 0 | 0 | 1 | 0 | 0 | 0 | 0 | 0 | 0 | 0 | 0 | 0 | 0 | 0 | 0 | 0 | 0 | 4728.9817
2025-05-19 | 7759.417 | 3.33 | 0.72 | 0 | 0 | 0 | 0 | 0 | 0 | 0 | 0 | 0 | 0 | 0 | 1 | 0 | 0 | 0 | 0 | 0 | 0 | 0 | 0 | 0 | 0 | 0 | 0 | 0 | 4687.2636
2025-05-19 | 8638.297 | 2.74 | 0.84 | 0 | 0 | 0 | 0 | 0 | 0 | 0 | 0 | 0 | 0 | 0 | 0 | 1 | 0 | 0 | 0 | 0 | 0 | 0 | 0 | 0 | 0 | 0 | 0 | 0 | 4666.2582
2025-05-19 | 9740.624 | 2.41 | 1.07 | 0 | 0 | 0 | 0 | 0 | 0 | 0 | 0 | 0 | 0 | 0 | 0 | 0 | 1 | 0 | 0 | 0 | 0 | 0 | 0 | 0 | 0 | 0 | 0 | 0 | 4612.7808
2025-05-19 | 9584.862 | 1.96 | 1.58 | 0 | 0 | 0 | 0 | 0 | 0 | 0 | 0 | 0 | 0 | 0 | 0 | 0 | 0 | 1 | 0 | 0 | 0 | 0 | 0 | 0 | 0 | 0 | 0 | 0 | 4688.1745
2025-05-19 | 9671.046 | 1.74 | 1.94 | 0 | 0 | 0 | 0 | 0 | 0 | 0 | 0 | 0 | 0 | 0 | 0 | 0 | 0 | 0 | 1 | 0 | 0 | 0 | 0 | 0 | 0 | 0 | 0 | 0 | 4882.4328
2025-05-19 | 9794.665 | 1.48 | 2.47 | 0 | 0 | 0 | 0 | 0 | 0 | 0 | 0 | 0 | 0 | 0 | 0 | 0 | 0 | 0 | 0 | 1 | 0 | 0 | 0 | 0 | 0 | 0 | 0 | 0 | 5435.0847
2025-05-19 | 9215.484 | 1.22 | 2.66 | 0 | 0 | 0 | 0 | 0 | 0 | 0 | 0 | 0 | 0 | 0 | 0 | 0 | 0 | 0 | 0 | 0 | 1 | 0 | 0 | 0 | 0 | 0 | 0 | 0 | 6036.9582
2025-05-19 | 8401.902 | 1.33 | 2.18 | 0 | 0 | 0 | 0 | 0 | 0 | 0 | 0 | 0 | 0 | 0 | 0 | 0 | 0 | 0 | 0 | 0 | 0 | 1 | 0 | 0 | 0 | 0 | 0 | 0 | 6096.2865
2025-05-19 | 7375.545 | 1.53 | 1.72 | 0 | 0 | 0 | 0 | 0 | 0 | 0 | 0 | 0 | 0 | 0 | 0 | 0 | 0 | 0 | 0 | 0 | 0 | 0 | 1 | 0 | 0 | 0 | 0 | 0 | 5961.1104
2025-05-19 | 6447.296 | 1.91 | 0.84 | 0 | 0 | 0 | 0 | 0 | 0 | 0 | 0 | 0 | 0 | 0 | 0 | 0 | 0 | 0 | 0 | 0 | 0 | 0 | 0 | 1 | 0 | 0 | 0 | 0 | 5650.2014
2025-05-19 | 5846.002 | 2.35 | 0.33 | 0 | 0 | 0 | 0 | 0 | 0 | 0 | 0 | 0 | 0 | 0 | 0 | 0 | 0 | 0 | 0 | 0 | 0 | 0 | 0 | 0 | 1 | 0 | 0 | 0 | 5276.4561
2025-05-19 | 5364.702 | 2.78 | 0.13 | 0 | 0 | 0 | 0 | 0 | 0 | 0 | 0 | 0 | 0 | 0 | 0 | 0 | 0 | 0 | 0 | 0 | 0 | 0 | 0 | 0 | 0 | 1 | 0 | 0 | 4714.8927
2025-05-19 | 5104.467 | 3.41 | 0.15 | 0 | 0 | 0 | 0 | 0 | 0 | 0 | 0 | 0 | 0 | 0 | 0 | 0 | 0 | 0 | 0 | 0 | 0 | 0 | 0 | 0 | 0 | 0 | 1 | 0 | 4167.3393
2025-05-19 | 5055.708 | 3.82 | 0.13 | 0 | 0 | 0 | 0 | 0 | 0 | 0 | 0 | 0 | 0 | 0 | 0 | 0 | 0 | 0 | 0 | 0 | 0 | 0 | 0 | 0 | 0 | 0 | 0 | 1 | 3696.6385
2025-05-20 | 5062.997 | 4.02 | 0.15 | 0 | 1 | 0 | 0 | 0 | 0 | 0 | 0 | 0 | 0 | 0 | 0 | 0 | 0 | 0 | 0 | 0 | 0 | 0 | 0 | 0 | 0 | 0 | 0 | 0 | 3373.2265
2025-05-20 | 5395.33 | 4.21 | 0.17 | 0 | 0 | 1 | 0 | 0 | 0 | 0 | 0 | 0 | 0 | 0 | 0 | 0 | 0 | 0 | 0 | 0 | 0 | 0 | 0 | 0 | 0 | 0 | 0 | 0 | 3188.5017
2025-05-20 | 6272.097 | 4.71 | 0.13 | 0 | 0 | 0 | 1 | 0 | 0 | 0 | 0 | 0 | 0 | 0 | 0 | 0 | 0 | 0 | 0 | 0 | 0 | 0 | 0 | 0 | 0 | 0 | 0 | 0 | 3111.1082
2025-05-20 | 7429.056 | 5.74 | 0 | 0 | 0 | 0 | 0 | 1 | 0 | 0 | 0 | 0 | 0 | 0 | 0 | 0 | 0 | 0 | 0 | 0 | 0 | 0 | 0 | 0 | 0 | 0 | 0 | 0 | 3149.6054
2025-05-20 | 8151.539 | 5.9 | 0 | 0 | 0 | 0 | 0 | 0 | 1 | 0 | 0 | 0 | 0 | 0 | 0 | 0 | 0 | 0 | 0 | 0 | 0 | 0 | 0 | 0 | 0 | 0 | 0 | 0 | 3313.2596
2025-05-20 | 8567.963 | 6.29 | 0 | 0 | 0 | 0 | 0 | 0 | 0 | 1 | 0 | 0 | 0 | 0 | 0 | 0 | 0 | 0 | 0 | 0 | 0 | 0 | 0 | 0 | 0 | 0 | 0 | 0 | 3685.9226
2025-05-20 | 8775.318 | 5.43 | 0 | 0 | 0 | 0 | 0 | 0 | 0 | 0 | 1 | 0 | 0 | 0 | 0 | 0 | 0 | 0 | 0 | 0 | 0 | 0 | 0 | 0 | 0 | 0 | 0 | 0 | 3997.1675
2025-05-20 | 8824.591 | 4.1 | 0.21 | 0 | 0 | 0 | 0 | 0 | 0 | 0 | 0 | 1 | 0 | 0 | 0 | 0 | 0 | 0 | 0 | 0 | 0 | 0 | 0 | 0 | 0 | 0 | 0 | 0 | 4311.9895
2025-05-20 | 8713.226 | 3.18 | 0.66 | 0 | 0 | 0 | 0 | 0 | 0 | 0 | 0 | 0 | 1 | 0 | 0 | 0 | 0 | 0 | 0 | 0 | 0 | 0 | 0 | 0 | 0 | 0 | 0 | 0 | 4588.2753
2025-05-20 | 8610.708 | 2.81 | 0.91 | 0 | 0 | 0 | 0 | 0 | 0 | 0 | 0 | 0 | 0 | 1 | 0 | 0 | 0 | 0 | 0 | 0 | 0 | 0 | 0 | 0 | 0 | 0 | 0 | 0 | 4692.4749
2025-05-20 | 8654.096 | 2.17 | 1.18 | 0 | 0 | 0 | 0 | 0 | 0 | 0 | 0 | 0 | 0 | 0 | 1 | 0 | 0 | 0 | 0 | 0 | 0 | 0 | 0 | 0 | 0 | 0 | 0 | 0 | 4728.5429
2025-05-20 | 9090.66 | 1.87 | 1.57 | 0 | 0 | 0 | 0 | 0 | 0 | 0 | 0 | 0 | 0 | 0 | 0 | 1 | 0 | 0 | 0 | 0 | 0 | 0 | 0 | 0 | 0 | 0 | 0 | 0 | 4838.5654
2025-05-20 | 9812.83 | 1.79 | 1.8 | 0 | 0 | 0 | 0 | 0 | 0 | 0 | 0 | 0 | 0 | 0 | 0 | 0 | 1 | 0 | 0 | 0 | 0 | 0 | 0 | 0 | 0 | 0 | 0 | 0 | 4812.5887
2025-05-20 | 9782.115 | 1.77 | 2.8 | 0 | 0 | 0 | 0 | 0 | 0 | 0 | 0 | 0 | 0 | 0 | 0 | 0 | 0 | 1 | 0 | 0 | 0 | 0 | 0 | 0 | 0 | 0 | 0 | 0 | 5115.1808
2025-05-20 | 9375.763 | 1.29 | 2.97 | 0 | 0 | 0 | 0 | 0 | 0 | 0 | 0 | 0 | 0 | 0 | 0 | 0 | 0 | 0 | 1 | 0 | 0 | 0 | 0 | 0 | 0 | 0 | 0 | 0 | 5211.0823
2025-05-20 | 9271.523 | 1.61 | 3.15 | 0 | 0 | 0 | 0 | 0 | 0 | 0 | 0 | 0 | 0 | 0 | 0 | 0 | 0 | 0 | 0 | 1 | 0 | 0 | 0 | 0 | 0 | 0 | 0 | 0 | 5699.0382
2025-05-20 | 8639.922 | 1.71 | 2.9 | 0 | 0 | 0 | 0 | 0 | 0 | 0 | 0 | 0 | 0 | 0 | 0 | 0 | 0 | 0 | 0 | 0 | 1 | 0 | 0 | 0 | 0 | 0 | 0 | 0 | 6178.9725
2025-05-20 | 7864.315 | 1.91 | 2.43 | 0 | 0 | 0 | 0 | 0 | 0 | 0 | 0 | 0 | 0 | 0 | 0 | 0 | 0 | 0 | 0 | 0 | 0 | 1 | 0 | 0 | 0 | 0 | 0 | 0 | 6251.8725
2025-05-20 | 6917.113 | 2.32 | 1.81 | 0 | 0 | 0 | 0 | 0 | 0 | 0 | 0 | 0 | 0 | 0 | 0 | 0 | 0 | 0 | 0 | 0 | 0 | 0 | 1 | 0 | 0 | 0 | 0 | 0 | 6081.0552
2025-05-20 | 6158.631 | 2.81 | 1.5 | 0 | 0 | 0 | 0 | 0 | 0 | 0 | 0 | 0 | 0 | 0 | 0 | 0 | 0 | 0 | 0 | 0 | 0 | 0 | 0 | 1 | 0 | 0 | 0 | 0 | 5991.5145
2025-05-20 | 5672.196 | 3.48 | 1.2 | 0 | 0 | 0 | 0 | 0 | 0 | 0 | 0 | 0 | 0 | 0 | 0 | 0 | 0 | 0 | 0 | 0 | 0 | 0 | 0 | 0 | 1 | 0 | 0 | 0 | 5720.1686
2025-05-20 | 5263.713 | 3.8 | 0.84 | 0 | 0 | 0 | 0 | 0 | 0 | 0 | 0 | 0 | 0 | 0 | 0 | 0 | 0 | 0 | 0 | 0 | 0 | 0 | 0 | 0 | 0 | 1 | 0 | 0 | 5087.763
2025-05-20 | 5071.255 | 4.23 | 0.5 | 0 | 0 | 0 | 0 | 0 | 0 | 0 | 0 | 0 | 0 | 0 | 0 | 0 | 0 | 0 | 0 | 0 | 0 | 0 | 0 | 0 | 0 | 0 | 1 | 0 | 4386.0397
2025-05-20 | 4980.248 | 4.49 | 0.45 | 0 | 0 | 0 | 0 | 0 | 0 | 0 | 0 | 0 | 0 | 0 | 0 | 0 | 0 | 0 | 0 | 0 | 0 | 0 | 0 | 0 | 0 | 0 | 0 | 1 | 3887.8243
2025-05-21 | 5001.598 | 4.78 | 0.42 | 0 | 1 | 0 | 0 | 0 | 0 | 0 | 0 | 0 | 0 | 0 | 0 | 0 | 0 | 0 | 0 | 0 | 0 | 0 | 0 | 0 | 0 | 0 | 0 | 0 | 3555.9558
2025-05-21 | 5343.296 | 5.16 | 0.42 | 0 | 0 | 1 | 0 | 0 | 0 | 0 | 0 | 0 | 0 | 0 | 0 | 0 | 0 | 0 | 0 | 0 | 0 | 0 | 0 | 0 | 0 | 0 | 0 | 0 | 3384.7888
2025-05-21 | 6094.153 | 5.55 | 0.59 | 0 | 0 | 0 | 1 | 0 | 0 | 0 | 0 | 0 | 0 | 0 | 0 | 0 | 0 | 0 | 0 | 0 | 0 | 0 | 0 | 0 | 0 | 0 | 0 | 0 | 3372.3938
2025-05-21 | 7261.642 | 5.83 | 0.65 | 0 | 0 | 0 | 0 | 1 | 0 | 0 | 0 | 0 | 0 | 0 | 0 | 0 | 0 | 0 | 0 | 0 | 0 | 0 | 0 | 0 | 0 | 0 | 0 | 0 | 3398.1446
2025-05-21 | 8070.864 | 6.05 | 0.58 | 0 | 0 | 0 | 0 | 0 | 1 | 0 | 0 | 0 | 0 | 0 | 0 | 0 | 0 | 0 | 0 | 0 | 0 | 0 | 0 | 0 | 0 | 0 | 0 | 0 | 3542.6994
2025-05-21 | 8628.683 | 6.02 | 0.49 | 0 | 0 | 0 | 0 | 0 | 0 | 1 | 0 | 0 | 0 | 0 | 0 | 0 | 0 | 0 | 0 | 0 | 0 | 0 | 0 | 0 | 0 | 0 | 0 | 0 | 3836.1187
2025-05-21 | 8912.723 | 5.33 | 0.73 | 0 | 0 | 0 | 0 | 0 | 0 | 0 | 1 | 0 | 0 | 0 | 0 | 0 | 0 | 0 | 0 | 0 | 0 | 0 | 0 | 0 | 0 | 0 | 0 | 0 | 4254.177
2025-05-21 | 9305.55 | 4.24 | 0.86 | 0 | 0 | 0 | 0 | 0 | 0 | 0 | 0 | 1 | 0 | 0 | 0 | 0 | 0 | 0 | 0 | 0 | 0 | 0 | 0 | 0 | 0 | 0 | 0 | 0 | 4566.0289
2025-05-21 | 9179.004 | 3.4 | 1.27 | 0 | 0 | 0 | 0 | 0 | 0 | 0 | 0 | 0 | 1 | 0 | 0 | 0 | 0 | 0 | 0 | 0 | 0 | 0 | 0 | 0 | 0 | 0 | 0 | 0 | 4836.4294
2025-05-21 | 9321.771 | 2.59 | 2.1 | 0 | 0 | 0 | 0 | 0 | 0 | 0 | 0 | 0 | 0 | 1 | 0 | 0 | 0 | 0 | 0 | 0 | 0 | 0 | 0 | 0 | 0 | 0 | 0 | 0 | 5105.167
2025-05-21 | 9468.165 | 2.02 | 2.8 | 0 | 0 | 0 | 0 | 0 | 0 | 0 | 0 | 0 | 0 | 0 | 1 | 0 | 0 | 0 | 0 | 0 | 0 | 0 | 0 | 0 | 0 | 0 | 0 | 0 | 5306.804
2025-05-21 | 10328.434 | 1.83 | 3.2 | 0 | 0 | 0 | 0 | 0 | 0 | 0 | 0 | 0 | 0 | 0 | 0 | 1 | 0 | 0 | 0 | 0 | 0 | 0 | 0 | 0 | 0 | 0 | 0 | 0 | 5432.5982
2025-05-21 | 11280.198 | 1.79 | 2.67 | 0 | 0 | 0 | 0 | 0 | 0 | 0 | 0 | 0 | 0 | 0 | 0 | 0 | 1 | 0 | 0 | 0 | 0 | 0 | 0 | 0 | 0 | 0 | 0 | 0 | 5131.9977
2025-05-21 | 11120.49 | 1.5 | 3.44 | 0 | 0 | 0 | 0 | 0 | 0 | 0 | 0 | 0 | 0 | 0 | 0 | 0 | 0 | 1 | 0 | 0 | 0 | 0 | 0 | 0 | 0 | 0 | 0 | 0 | 5320.4475
2025-05-21 | 10567.361 | 1.39 | 3.9 | 0 | 0 | 0 | 0 | 0 | 0 | 0 | 0 | 0 | 0 | 0 | 0 | 0 | 0 | 0 | 1 | 0 | 0 | 0 | 0 | 0 | 0 | 0 | 0 | 0 | 5563.5198
2025-05-21 | 10201.791 | 1.32 | 4.44 | 0 | 0 | 0 | 0 | 0 | 0 | 0 | 0 | 0 | 0 | 0 | 0 | 0 | 0 | 0 | 0 | 1 | 0 | 0 | 0 | 0 | 0 | 0 | 0 | 0 | 6140.7437
2025-05-21 | 9313.878 | 1.32 | 4.16 | 0 | 0 | 0 | 0 | 0 | 0 | 0 | 0 | 0 | 0 | 0 | 0 | 0 | 0 | 0 | 0 | 0 | 1 | 0 | 0 | 0 | 0 | 0 | 0 | 0 | 6598.6637
2025-05-21 | 8042.526 | 1.49 | 3.82 | 0 | 0 | 0 | 0 | 0 | 0 | 0 | 0 | 0 | 0 | 0 | 0 | 0 | 0 | 0 | 0 | 0 | 0 | 1 | 0 | 0 | 0 | 0 | 0 | 0 | 6715.9913
2025-05-21 | 6934.605 | 1.61 | 2.92 | 0 | 0 | 0 | 0 | 0 | 0 | 0 | 0 | 0 | 0 | 0 | 0 | 0 | 0 | 0 | 0 | 0 | 0 | 0 | 1 | 0 | 0 | 0 | 0 | 0 | 6410.4748
2025-05-21 | 6057.68 | 2.01 | 2.07 | 0 | 0 | 0 | 0 | 0 | 0 | 0 | 0 | 0 | 0 | 0 | 0 | 0 | 0 | 0 | 0 | 0 | 0 | 0 | 0 | 1 | 0 | 0 | 0 | 0 | 6112.78
2025-05-21 | 5583.993 | 2.63 | 1.71 | 0 | 0 | 0 | 0 | 0 | 0 | 0 | 0 | 0 | 0 | 0 | 0 | 0 | 0 | 0 | 0 | 0 | 0 | 0 | 0 | 0 | 1 | 0 | 0 | 0 | 5813.9057
2025-05-21 | 5270.116 | 3.03 | 1.43 | 0 | 0 | 0 | 0 | 0 | 0 | 0 | 0 | 0 | 0 | 0 | 0 | 0 | 0 | 0 | 0 | 0 | 0 | 0 | 0 | 0 | 0 | 1 | 0 | 0 | 5219.6713
2025-05-21 | 5090.969 | 3.43 | 1.08 | 0 | 0 | 0 | 0 | 0 | 0 | 0 | 0 | 0 | 0 | 0 | 0 | 0 | 0 | 0 | 0 | 0 | 0 | 0 | 0 | 0 | 0 | 0 | 1 | 0 | 4510.9765
2025-05-21 | 5121.836 | 3.94 | 0.85 | 0 | 0 | 0 | 0 | 0 | 0 | 0 | 0 | 0 | 0 | 0 | 0 | 0 | 0 | 0 | 0 | 0 | 0 | 0 | 0 | 0 | 0 | 0 | 0 | 1 | 3974.1773
2025-05-22 | 5465.789 | 4.52 | 0.66 | 0 | 1 | 0 | 0 | 0 | 0 | 0 | 0 | 0 | 0 | 0 | 0 | 0 | 0 | 0 | 0 | 0 | 0 | 0 | 0 | 0 | 0 | 0 | 0 | 0 | 3615.4679
2025-05-22 | 6160.018 | 4.47 | 0.54 | 0 | 0 | 1 | 0 | 0 | 0 | 0 | 0 | 0 | 0 | 0 | 0 | 0 | 0 | 0 | 0 | 0 | 0 | 0 | 0 | 0 | 0 | 0 | 0 | 0 | 3352.9431
2025-05-22 | 7095.612 | 4.89 | 0.43 | 0 | 0 | 0 | 1 | 0 | 0 | 0 | 0 | 0 | 0 | 0 | 0 | 0 | 0 | 0 | 0 | 0 | 0 | 0 | 0 | 0 | 0 | 0 | 0 | 0 | 3241.0498
2025-05-22 | 7047.252 | 5.38 | 0.31 | 0 | 0 | 0 | 0 | 1 | 0 | 0 | 0 | 0 | 0 | 0 | 0 | 0 | 0 | 0 | 0 | 0 | 0 | 0 | 0 | 0 | 0 | 0 | 0 | 0 | 3223.8167
2025-05-22 | 6863.869 | 5.8 | 0.21 | 0 | 0 | 0 | 0 | 0 | 1 | 0 | 0 | 0 | 0 | 0 | 0 | 0 | 0 | 0 | 0 | 0 | 0 | 0 | 0 | 0 | 0 | 0 | 0 | 0 | 3379.358
2025-05-22 | 6973.02 | 5.61 | 0.31 | 0 | 0 | 0 | 0 | 0 | 0 | 1 | 0 | 0 | 0 | 0 | 0 | 0 | 0 | 0 | 0 | 0 | 0 | 0 | 0 | 0 | 0 | 0 | 0 | 0 | 3724.9328
2025-05-22 | 7044.194 | 5.15 | 0.41 | 0 | 0 | 0 | 0 | 0 | 0 | 0 | 1 | 0 | 0 | 0 | 0 | 0 | 0 | 0 | 0 | 0 | 0 | 0 | 0 | 0 | 0 | 0 | 0 | 0 | 4116.8927
2025-05-22 | 7167.555 | 4.48 | 0.68 | 0 | 0 | 0 | 0 | 0 | 0 | 0 | 0 | 1 | 0 | 0 | 0 | 0 | 0 | 0 | 0 | 0 | 0 | 0 | 0 | 0 | 0 | 0 | 0 | 0 | 4526.345
2025-05-22 | 6942.737 | 3.61 | 1.09 | 0 | 0 | 0 | 0 | 0 | 0 | 0 | 0 | 0 | 1 | 0 | 0 | 0 | 0 | 0 | 0 | 0 | 0 | 0 | 0 | 0 | 0 | 0 | 0 | 0 | 4793.4454
2025-05-22 | 6876.139 | 3.15 | 1.75 | 0 | 0 | 0 | 0 | 0 | 0 | 0 | 0 | 0 | 0 | 1 | 0 | 0 | 0 | 0 | 0 | 0 | 0 | 0 | 0 | 0 | 0 | 0 | 0 | 0 | 5038.2709
2025-05-22 | 7234.104 | 3.26 | 2.12 | 0 | 0 | 0 | 0 | 0 | 0 | 0 | 0 | 0 | 0 | 0 | 1 | 0 | 0 | 0 | 0 | 0 | 0 | 0 | 0 | 0 | 0 | 0 | 0 | 0 | 5193.5549
2025-05-22 | 8281.645 | 2.99 | 2.45 | 0 | 0 | 0 | 0 | 0 | 0 | 0 | 0 | 0 | 0 | 0 | 0 | 1 | 0 | 0 | 0 | 0 | 0 | 0 | 0 | 0 | 0 | 0 | 0 | 0 | 5284.8493
2025-05-22 | 9442.758 | 2.88 | 2.4 | 0 | 0 | 0 | 0 | 0 | 0 | 0 | 0 | 0 | 0 | 0 | 0 | 0 | 1 | 0 | 0 | 0 | 0 | 0 | 0 | 0 | 0 | 0 | 0 | 0 | 5152.7742
2025-05-22 | 9379.552 | 2.67 | 2.39 | 0 | 0 | 0 | 0 | 0 | 0 | 0 | 0 | 0 | 0 | 0 | 0 | 0 | 0 | 1 | 0 | 0 | 0 | 0 | 0 | 0 | 0 | 0 | 0 | 0 | 5063.6575
2025-05-22 | 9562.479 | 2.28 | 2.47 | 0 | 0 | 0 | 0 | 0 | 0 | 0 | 0 | 0 | 0 | 0 | 0 | 0 | 0 | 0 | 1 | 0 | 0 | 0 | 0 | 0 | 0 | 0 | 0 | 0 | 5136.417
2025-05-22 | 9696.146 | 2.14 | 2.32 | 0 | 0 | 0 | 0 | 0 | 0 | 0 | 0 | 0 | 0 | 0 | 0 | 0 | 0 | 0 | 0 | 1 | 0 | 0 | 0 | 0 | 0 | 0 | 0 | 0 | 5452.6163
2025-05-22 | 8887.646 | 1.9 | 2.35 | 0 | 0 | 0 | 0 | 0 | 0 | 0 | 0 | 0 | 0 | 0 | 0 | 0 | 0 | 0 | 0 | 0 | 1 | 0 | 0 | 0 | 0 | 0 | 0 | 0 | 5997.9479
2025-05-22 | 7658.126 | 2.1 | 2.38 | 0 | 0 | 0 | 0 | 0 | 0 | 0 | 0 | 0 | 0 | 0 | 0 | 0 | 0 | 0 | 0 | 0 | 0 | 1 | 0 | 0 | 0 | 0 | 0 | 0 | 6254.4162
2025-05-22 | 6678.138 | 2.29 | 2.12 | 0 | 0 | 0 | 0 | 0 | 0 | 0 | 0 | 0 | 0 | 0 | 0 | 0 | 0 | 0 | 0 | 0 | 0 | 0 | 1 | 0 | 0 | 0 | 0 | 0 | 6191.5675
2025-05-22 | 5935.954 | 2.75 | 1.78 | 0 | 0 | 0 | 0 | 0 | 0 | 0 | 0 | 0 | 0 | 0 | 0 | 0 | 0 | 0 | 0 | 0 | 0 | 0 | 0 | 1 | 0 | 0 | 0 | 0 | 6087.7127
2025-05-22 | 5455.224 | 3.27 | 1.37 | 0 | 0 | 0 | 0 | 0 | 0 | 0 | 0 | 0 | 0 | 0 | 0 | 0 | 0 | 0 | 0 | 0 | 0 | 0 | 0 | 0 | 1 | 0 | 0 | 0 | 5759.4812
2025-05-22 | 5225.242 | 3.54 | 1.02 | 0 | 0 | 0 | 0 | 0 | 0 | 0 | 0 | 0 | 0 | 0 | 0 | 0 | 0 | 0 | 0 | 0 | 0 | 0 | 0 | 0 | 0 | 1 | 0 | 0 | 5125.2468
2025-05-22 | 5040.451 | 3.94 | 0.9 | 0 | 0 | 0 | 0 | 0 | 0 | 0 | 0 | 0 | 0 | 0 | 0 | 0 | 0 | 0 | 0 | 0 | 0 | 0 | 0 | 0 | 0 | 0 | 1 | 0 | 4500.9935
2025-05-22 | 5085.827 | 4.43 | 0.43 | 0 | 0 | 0 | 0 | 0 | 0 | 0 | 0 | 0 | 0 | 0 | 0 | 0 | 0 | 0 | 0 | 0 | 0 | 0 | 0 | 0 | 0 | 0 | 0 | 1 | 3873.8814
2025-05-23 | 5376.772 | 4.83 | 0.3 | 0 | 1 | 0 | 0 | 0 | 0 | 0 | 0 | 0 | 0 | 0 | 0 | 0 | 0 | 0 | 0 | 0 | 0 | 0 | 0 | 0 | 0 | 0 | 0 | 0 | 3517.3996
2025-05-23 | 6081.349 | 5.07 | 0.24 | 0 | 0 | 1 | 0 | 0 | 0 | 0 | 0 | 0 | 0 | 0 | 0 | 0 | 0 | 0 | 0 | 0 | 0 | 0 | 0 | 0 | 0 | 0 | 0 | 0 | 3308.8039
2025-05-23 | 7007.184 | 5.44 | 0.14 | 0 | 0 | 0 | 1 | 0 | 0 | 0 | 0 | 0 | 0 | 0 | 0 | 0 | 0 | 0 | 0 | 0 | 0 | 0 | 0 | 0 | 0 | 0 | 0 | 0 | 3195.0819
2025-05-23 | 7030.077 | 5.84 | 0.15 | 0 | 0 | 0 | 0 | 1 | 0 | 0 | 0 | 0 | 0 | 0 | 0 | 0 | 0 | 0 | 0 | 0 | 0 | 0 | 0 | 0 | 0 | 0 | 0 | 0 | 3215.6763
2025-05-23 | 6822.38 | 6.41 | 0.07 | 0 | 0 | 0 | 0 | 0 | 1 | 0 | 0 | 0 | 0 | 0 | 0 | 0 | 0 | 0 | 0 | 0 | 0 | 0 | 0 | 0 | 0 | 0 | 0 | 0 | 3395.0608
2025-05-23 | 6734.396 | 6.72 | 0.14 | 0 | 0 | 0 | 0 | 0 | 0 | 1 | 0 | 0 | 0 | 0 | 0 | 0 | 0 | 0 | 0 | 0 | 0 | 0 | 0 | 0 | 0 | 0 | 0 | 0 | 3784.6231
2025-05-23 | 6835.275 | 5.66 | 0.26 | 0 | 0 | 0 | 0 | 0 | 0 | 0 | 1 | 0 | 0 | 0 | 0 | 0 | 0 | 0 | 0 | 0 | 0 | 0 | 0 | 0 | 0 | 0 | 0 | 0 | 4117.9238
2025-05-23 | 6968.852 | 4.13 | 0.55 | 0 | 0 | 0 | 0 | 0 | 0 | 0 | 0 | 1 | 0 | 0 | 0 | 0 | 0 | 0 | 0 | 0 | 0 | 0 | 0 | 0 | 0 | 0 | 0 | 0 | 4440.1161
2025-05-23 | 6807.411 | 2.96 | 0.98 | 0 | 0 | 0 | 0 | 0 | 0 | 0 | 0 | 0 | 1 | 0 | 0 | 0 | 0 | 0 | 0 | 0 | 0 | 0 | 0 | 0 | 0 | 0 | 0 | 0 | 4681.5584
2025-05-23 | 6831.474 | 2.14 | 1.79 | 0 | 0 | 0 | 0 | 0 | 0 | 0 | 0 | 0 | 0 | 1 | 0 | 0 | 0 | 0 | 0 | 0 | 0 | 0 | 0 | 0 | 0 | 0 | 0 | 0 | 4941.8532
2025-05-23 | 7226.799 | 1.85 | 1.9 | 0 | 0 | 0 | 0 | 0 | 0 | 0 | 0 | 0 | 0 | 0 | 1 | 0 | 0 | 0 | 0 | 0 | 0 | 0 | 0 | 0 | 0 | 0 | 0 | 0 | 4957.6804
2025-05-23 | 8330.295 | 1.74 | 2.92 | 0 | 0 | 0 | 0 | 0 | 0 | 0 | 0 | 0 | 0 | 0 | 0 | 1 | 0 | 0 | 0 | 0 | 0 | 0 | 0 | 0 | 0 | 0 | 0 | 0 | 5319.8996
2025-05-23 | 9571.402 | 1.33 | 3.42 | 0 | 0 | 0 | 0 | 0 | 0 | 0 | 0 | 0 | 0 | 0 | 0 | 0 | 1 | 0 | 0 | 0 | 0 | 0 | 0 | 0 | 0 | 0 | 0 | 0 | 5356.7489
2025-05-23 | 9485.093 | 0.96 | 3.4 | 0 | 0 | 0 | 0 | 0 | 0 | 0 | 0 | 0 | 0 | 0 | 0 | 0 | 0 | 1 | 0 | 0 | 0 | 0 | 0 | 0 | 0 | 0 | 0 | 0 | 5246.3603
2025-05-23 | 9528.969 | 0.97 | 3.92 | 0 | 0 | 0 | 0 | 0 | 0 | 0 | 0 | 0 | 0 | 0 | 0 | 0 | 0 | 0 | 1 | 0 | 0 | 0 | 0 | 0 | 0 | 0 | 0 | 0 | 5524.6612
2025-05-23 | 9768.973 | 0.86 | 4.64 | 0 | 0 | 0 | 0 | 0 | 0 | 0 | 0 | 0 | 0 | 0 | 0 | 0 | 0 | 0 | 0 | 1 | 0 | 0 | 0 | 0 | 0 | 0 | 0 | 0 | 6163.5696
2025-05-23 | 9054.524 | 0.82 | 3.77 | 0 | 0 | 0 | 0 | 0 | 0 | 0 | 0 | 0 | 0 | 0 | 0 | 0 | 0 | 0 | 0 | 0 | 1 | 0 | 0 | 0 | 0 | 0 | 0 | 0 | 6400.4787
2025-05-23 | 7933.783 | 0.94 | 3.47 | 0 | 0 | 0 | 0 | 0 | 0 | 0 | 0 | 0 | 0 | 0 | 0 | 0 | 0 | 0 | 0 | 0 | 0 | 1 | 0 | 0 | 0 | 0 | 0 | 0 | 6526.9917
2025-05-23 | 6920.48 | 1.09 | 2.98 | 0 | 0 | 0 | 0 | 0 | 0 | 0 | 0 | 0 | 0 | 0 | 0 | 0 | 0 | 0 | 0 | 0 | 0 | 0 | 1 | 0 | 0 | 0 | 0 | 0 | 6375.3014
2025-05-23 | 5980.055 | 1.31 | 2.33 | 0 | 0 | 0 | 0 | 0 | 0 | 0 | 0 | 0 | 0 | 0 | 0 | 0 | 0 | 0 | 0 | 0 | 0 | 0 | 0 | 1 | 0 | 0 | 0 | 0 | 6131.2334
2025-05-23 | 5501.122 | 1.6 | 1.28 | 0 | 0 | 0 | 0 | 0 | 0 | 0 | 0 | 0 | 0 | 0 | 0 | 0 | 0 | 0 | 0 | 0 | 0 | 0 | 0 | 0 | 1 | 0 | 0 | 0 | 5542.7337
2025-05-23 | 5184.219 | 2.09 | 0.79 | 0 | 0 | 0 | 0 | 0 | 0 | 0 | 0 | 0 | 0 | 0 | 0 | 0 | 0 | 0 | 0 | 0 | 0 | 0 | 0 | 0 | 0 | 1 | 0 | 0 | 4881.3008
2025-05-23 | 4947.794 | 2.33 | 0.25 | 0 | 0 | 0 | 0 | 0 | 0 | 0 | 0 | 0 | 0 | 0 | 0 | 0 | 0 | 0 | 0 | 0 | 0 | 0 | 0 | 0 | 0 | 0 | 1 | 0 | 4085.2496
2025-05-23 | 4966.245 | 3.43 | 0.04 | 0 | 0 | 0 | 0 | 0 | 0 | 0 | 0 | 0 | 0 | 0 | 0 | 0 | 0 | 0 | 0 | 0 | 0 | 0 | 0 | 0 | 0 | 0 | 0 | 1 | 3620.6949
2025-05-24 | 5281.326 | 3.77 | 0 | 1 | 1 | 0 | 0 | 0 | 0 | 0 | 0 | 0 | 0 | 0 | 0 | 0 | 0 | 0 | 0 | 0 | 0 | 0 | 0 | 0 | 0 | 0 | 0 | 0 | 3569.1297
2025-05-24 | 5988.927 | 4.39 | 0 | 1 | 0 | 1 | 0 | 0 | 0 | 0 | 0 | 0 | 0 | 0 | 0 | 0 | 0 | 0 | 0 | 0 | 0 | 0 | 0 | 0 | 0 | 0 | 0 | 0 | 3424.3634
2025-05-24 | 6830.45 | 4.58 | 0 | 1 | 0 | 0 | 1 | 0 | 0 | 0 | 0 | 0 | 0 | 0 | 0 | 0 | 0 | 0 | 0 | 0 | 0 | 0 | 0 | 0 | 0 | 0 | 0 | 0 | 3327.5545
2025-05-24 | 6839.052 | 5.11 | 0 | 1 | 0 | 0 | 0 | 1 | 0 | 0 | 0 | 0 | 0 | 0 | 0 | 0 | 0 | 0 | 0 | 0 | 0 | 0 | 0 | 0 | 0 | 0 | 0 | 0 | 3358.7779
2025-05-24 | 6772.743 | 5.2 | 0 | 1 | 0 | 0 | 0 | 0 | 1 | 0 | 0 | 0 | 0 | 0 | 0 | 0 | 0 | 0 | 0 | 0 | 0 | 0 | 0 | 0 | 0 | 0 | 0 | 0 | 3514.7319
2025-05-24 | 6774.339 | 5.67 | 0 | 1 | 0 | 0 | 0 | 0 | 0 | 1 | 0 | 0 | 0 | 0 | 0 | 0 | 0 | 0 | 0 | 0 | 0 | 0 | 0 | 0 | 0 | 0 | 0 | 0 | 3896.1951
2025-05-24 | 6932.968 | 4.75 | 0 | 1 | 0 | 0 | 0 | 0 | 0 | 0 | 1 | 0 | 0 | 0 | 0 | 0 | 0 | 0 | 0 | 0 | 0 | 0 | 0 | 0 | 0 | 0 | 0 | 0 | 4200.8398
2025-05-24 | 7150.508 | 3.04 | 0 | 1 | 0 | 0 | 0 | 0 | 0 | 0 | 0 | 1 | 0 | 0 | 0 | 0 | 0 | 0 | 0 | 0 | 0 | 0 | 0 | 0 | 0 | 0 | 0 | 0 | 4396.7619
2025-05-24 | 7193.311 | 2.2 | 0.32 | 1 | 0 | 0 | 0 | 0 | 0 | 0 | 0 | 0 | 1 | 0 | 0 | 0 | 0 | 0 | 0 | 0 | 0 | 0 | 0 | 0 | 0 | 0 | 0 | 0 | 4634.1201
2025-05-24 | 7280.247 | 1.65 | 1.11 | 1 | 0 | 0 | 0 | 0 | 0 | 0 | 0 | 0 | 0 | 1 | 0 | 0 | 0 | 0 | 0 | 0 | 0 | 0 | 0 | 0 | 0 | 0 | 0 | 0 | 4916.7731
2025-05-24 | 7817.287 | 1.59 | 1.91 | 1 | 0 | 0 | 0 | 0 | 0 | 0 | 0 | 0 | 0 | 0 | 1 | 0 | 0 | 0 | 0 | 0 | 0 | 0 | 0 | 0 | 0 | 0 | 0 | 0 | 5211.2254
2025-05-24 | 8989.115 | 1.22 | 2.61 | 1 | 0 | 0 | 0 | 0 | 0 | 0 | 0 | 0 | 0 | 0 | 0 | 1 | 0 | 0 | 0 | 0 | 0 | 0 | 0 | 0 | 0 | 0 | 0 | 0 | 5427.36
2025-05-24 | 10112.253 | 0.91 | 3.29 | 1 | 0 | 0 | 0 | 0 | 0 | 0 | 0 | 0 | 0 | 0 | 0 | 0 | 1 | 0 | 0 | 0 | 0 | 0 | 0 | 0 | 0 | 0 | 0 | 0 | 5541.2942
2025-05-24 | 10002.081 | 0.78 | 3.75 | 1 | 0 | 0 | 0 | 0 | 0 | 0 | 0 | 0 | 0 | 0 | 0 | 0 | 0 | 1 | 0 | 0 | 0 | 0 | 0 | 0 | 0 | 0 | 0 | 0 | 5633.5321
2025-05-24 | 10014.783 | 0.47 | 4.21 | 1 | 0 | 0 | 0 | 0 | 0 | 0 | 0 | 0 | 0 | 0 | 0 | 0 | 0 | 0 | 1 | 0 | 0 | 0 | 0 | 0 | 0 | 0 | 0 | 0 | 5854.6037
2025-05-24 | 10086.561 | 0.41 | 4.51 | 1 | 0 | 0 | 0 | 0 | 0 | 0 | 0 | 0 | 0 | 0 | 0 | 0 | 0 | 0 | 0 | 1 | 0 | 0 | 0 | 0 | 0 | 0 | 0 | 0 | 6344.8149
2025-05-24 | 9382.13 | 0.53 | 4.32 | 1 | 0 | 0 | 0 | 0 | 0 | 0 | 0 | 0 | 0 | 0 | 0 | 0 | 0 | 0 | 0 | 0 | 1 | 0 | 0 | 0 | 0 | 0 | 0 | 0 | 6848.9775
2025-05-24 | 8293.401 | 0.86 | 3.69 | 1 | 0 | 0 | 0 | 0 | 0 | 0 | 0 | 0 | 0 | 0 | 0 | 0 | 0 | 0 | 0 | 0 | 0 | 1 | 0 | 0 | 0 | 0 | 0 | 0 | 6877.436
2025-05-24 | 7150.797 | 1.02 | 3 | 1 | 0 | 0 | 0 | 0 | 0 | 0 | 0 | 0 | 0 | 0 | 0 | 0 | 0 | 0 | 0 | 0 | 0 | 0 | 1 | 0 | 0 | 0 | 0 | 0 | 6653.4184
2025-05-24 | 6165.395 | 1.46 | 2.37 | 1 | 0 | 0 | 0 | 0 | 0 | 0 | 0 | 0 | 0 | 0 | 0 | 0 | 0 | 0 | 0 | 0 | 0 | 0 | 0 | 1 | 0 | 0 | 0 | 0 | 6440.8938
2025-05-24 | 5665.286 | 2.14 | 1.33 | 1 | 0 | 0 | 0 | 0 | 0 | 0 | 0 | 0 | 0 | 0 | 0 | 0 | 0 | 0 | 0 | 0 | 0 | 0 | 0 | 0 | 1 | 0 | 0 | 0 | 5898.9667
2025-05-24 | 5285.939 | 2.92 | 0.87 | 1 | 0 | 0 | 0 | 0 | 0 | 0 | 0 | 0 | 0 | 0 | 0 | 0 | 0 | 0 | 0 | 0 | 0 | 0 | 0 | 0 | 0 | 1 | 0 | 0 | 5280.4488
2025-05-24 | 5087.378 | 3.6 | 0.55 | 1 | 0 | 0 | 0 | 0 | 0 | 0 | 0 | 0 | 0 | 0 | 0 | 0 | 0 | 0 | 0 | 0 | 0 | 0 | 0 | 0 | 0 | 0 | 1 | 0 | 4613.569
2025-05-24 | 5041.247 | 3.87 | 0.36 | 1 | 0 | 0 | 0 | 0 | 0 | 0 | 0 | 0 | 0 | 0 | 0 | 0 | 0 | 0 | 0 | 0 | 0 | 0 | 0 | 0 | 0 | 0 | 0 | 1 | 4065.0545
2025-05-25 | 5320.505 | 4.21 | 0.3 | 1 | 1 | 0 | 0 | 0 | 0 | 0 | 0 | 0 | 0 | 0 | 0 | 0 | 0 | 0 | 0 | 0 | 0 | 0 | 0 | 0 | 0 | 0 | 0 | 0 | 3727.6721
2025-05-25 | 5967.146 | 4.59 | 0.15 | 1 | 0 | 1 | 0 | 0 | 0 | 0 | 0 | 0 | 0 | 0 | 0 | 0 | 0 | 0 | 0 | 0 | 0 | 0 | 0 | 0 | 0 | 0 | 0 | 0 | 3501.4346
2025-05-25 | 6863.69 | 5.02 | 0.36 | 1 | 0 | 0 | 1 | 0 | 0 | 0 | 0 | 0 | 0 | 0 | 0 | 0 | 0 | 0 | 0 | 0 | 0 | 0 | 0 | 0 | 0 | 0 | 0 | 0 | 3508.1251
2025-05-25 | 6943.125 | 5.12 | 0.24 | 1 | 0 | 0 | 0 | 1 | 0 | 0 | 0 | 0 | 0 | 0 | 0 | 0 | 0 | 0 | 0 | 0 | 0 | 0 | 0 | 0 | 0 | 0 | 0 | 0 | 3447.9908
2025-05-25 | 6965.146 | 5.45 | 0.28 | 1 | 0 | 0 | 0 | 0 | 1 | 0 | 0 | 0 | 0 | 0 | 0 | 0 | 0 | 0 | 0 | 0 | 0 | 0 | 0 | 0 | 0 | 0 | 0 | 0 | 3645.031
2025-05-25 | 7161.624 | 5.11 | 0.24 | 1 | 0 | 0 | 0 | 0 | 0 | 1 | 0 | 0 | 0 | 0 | 0 | 0 | 0 | 0 | 0 | 0 | 0 | 0 | 0 | 0 | 0 | 0 | 0 | 0 | 3922.7061
2025-05-25 | 7312.608 | 4.53 | 0.34 | 1 | 0 | 0 | 0 | 0 | 0 | 0 | 1 | 0 | 0 | 0 | 0 | 0 | 0 | 0 | 0 | 0 | 0 | 0 | 0 | 0 | 0 | 0 | 0 | 0 | 4301.4656
2025-05-25 | 7621.969 | 3.64 | 0.84 | 1 | 0 | 0 | 0 | 0 | 0 | 0 | 0 | 1 | 0 | 0 | 0 | 0 | 0 | 0 | 0 | 0 | 0 | 0 | 0 | 0 | 0 | 0 | 0 | 0 | 4771.1587
2025-05-25 | 7755.422 | 3.14 | 1.58 | 1 | 0 | 0 | 0 | 0 | 0 | 0 | 0 | 0 | 1 | 0 | 0 | 0 | 0 | 0 | 0 | 0 | 0 | 0 | 0 | 0 | 0 | 0 | 0 | 0 | 5200.1154
2025-05-25 | 7904.869 | 2.85 | 2.65 | 1 | 0 | 0 | 0 | 0 | 0 | 0 | 0 | 0 | 0 | 1 | 0 | 0 | 0 | 0 | 0 | 0 | 0 | 0 | 0 | 0 | 0 | 0 | 0 | 0 | 5614.1675
2025-05-25 | 8409.799 | 2.5 | 3.2 | 1 | 0 | 0 | 0 | 0 | 0 | 0 | 0 | 0 | 0 | 0 | 1 | 0 | 0 | 0 | 0 | 0 | 0 | 0 | 0 | 0 | 0 | 0 | 0 | 0 | 5784.9347
2025-05-25 | 9445.422 | 2.07 | 4 | 1 | 0 | 0 | 0 | 0 | 0 | 0 | 0 | 0 | 0 | 0 | 0 | 1 | 0 | 0 | 0 | 0 | 0 | 0 | 0 | 0 | 0 | 0 | 0 | 0 | 6031.1828
2025-05-25 | 10281.49 | 1.88 | 4.38 | 1 | 0 | 0 | 0 | 0 | 0 | 0 | 0 | 0 | 0 | 0 | 0 | 0 | 1 | 0 | 0 | 0 | 0 | 0 | 0 | 0 | 0 | 0 | 0 | 0 | 6048.1763
2025-05-25 | 10314.849 | 1.91 | 4.79 | 1 | 0 | 0 | 0 | 0 | 0 | 0 | 0 | 0 | 0 | 0 | 0 | 0 | 0 | 1 | 0 | 0 | 0 | 0 | 0 | 0 | 0 | 0 | 0 | 0 | 6139.6579
2025-05-25 | 10462.216 | 1.84 | 4.66 | 1 | 0 | 0 | 0 | 0 | 0 | 0 | 0 | 0 | 0 | 0 | 0 | 0 | 0 | 0 | 1 | 0 | 0 | 0 | 0 | 0 | 0 | 0 | 0 | 0 | 6170.5196
2025-05-25 | 10566.635 | 1.7 | 4.79 | 1 | 0 | 0 | 0 | 0 | 0 | 0 | 0 | 0 | 0 | 0 | 0 | 0 | 0 | 0 | 0 | 1 | 0 | 0 | 0 | 0 | 0 | 0 | 0 | 0 | 6589.5172
2025-05-25 | 9909.588 | 1.54 | 4.96 | 1 | 0 | 0 | 0 | 0 | 0 | 0 | 0 | 0 | 0 | 0 | 0 | 0 | 0 | 0 | 0 | 0 | 1 | 0 | 0 | 0 | 0 | 0 | 0 | 0 | 7195.0482
2025-05-25 | 8724.809 | 1.32 | 4.57 | 1 | 0 | 0 | 0 | 0 | 0 | 0 | 0 | 0 | 0 | 0 | 0 | 0 | 0 | 0 | 0 | 0 | 0 | 1 | 0 | 0 | 0 | 0 | 0 | 0 | 7251.1178
2025-05-25 | 7521.047 | 1.38 | 4.37 | 1 | 0 | 0 | 0 | 0 | 0 | 0 | 0 | 0 | 0 | 0 | 0 | 0 | 0 | 0 | 0 | 0 | 0 | 0 | 1 | 0 | 0 | 0 | 0 | 0 | 7195.9969
2025-05-25 | 6502.882 | 1.66 | 3.61 | 1 | 0 | 0 | 0 | 0 | 0 | 0 | 0 | 0 | 0 | 0 | 0 | 0 | 0 | 0 | 0 | 0 | 0 | 0 | 0 | 1 | 0 | 0 | 0 | 0 | 6918.144
2025-05-25 | 5913.635 | 2.13 | 2.86 | 1 | 0 | 0 | 0 | 0 | 0 | 0 | 0 | 0 | 0 | 0 | 0 | 0 | 0 | 0 | 0 | 0 | 0 | 0 | 0 | 0 | 1 | 0 | 0 | 0 | 6459.5859
2025-05-25 | 5500.295 | 2.22 | 2.53 | 1 | 0 | 0 | 0 | 0 | 0 | 0 | 0 | 0 | 0 | 0 | 0 | 0 | 0 | 0 | 0 | 0 | 0 | 0 | 0 | 0 | 0 | 1 | 0 | 0 | 5812.8937
2025-05-25 | 5260.234 | 2.47 | 2.1 | 1 | 0 | 0 | 0 | 0 | 0 | 0 | 0 | 0 | 0 | 0 | 0 | 0 | 0 | 0 | 0 | 0 | 0 | 0 | 0 | 0 | 0 | 0 | 1 | 0 | 5058.3275
2025-05-25 | 5100.585 | 2.76 | 1.83 | 1 | 0 | 0 | 0 | 0 | 0 | 0 | 0 | 0 | 0 | 0 | 0 | 0 | 0 | 0 | 0 | 0 | 0 | 0 | 0 | 0 | 0 | 0 | 0 | 1 | 4482.6421
2025-05-26 | 5325.831 | 3.11 | 1.3 | 0 | 1 | 0 | 0 | 0 | 0 | 0 | 0 | 0 | 0 | 0 | 0 | 0 | 0 | 0 | 0 | 0 | 0 | 0 | 0 | 0 | 0 | 0 | 0 | 0 | 3695.331
2025-05-26 | 5956.747 | 3.29 | 1.16 | 0 | 0 | 1 | 0 | 0 | 0 | 0 | 0 | 0 | 0 | 0 | 0 | 0 | 0 | 0 | 0 | 0 | 0 | 0 | 0 | 0 | 0 | 0 | 0 | 0 | 3450.7642
2025-05-26 | 6902.995 | 3.25 | 1.26 | 0 | 0 | 0 | 1 | 0 | 0 | 0 | 0 | 0 | 0 | 0 | 0 | 0 | 0 | 0 | 0 | 0 | 0 | 0 | 0 | 0 | 0 | 0 | 0 | 0 | 3365.3682
2025-05-26 | 7153.784 | 3.48 | 1.09 | 0 | 0 | 0 | 0 | 1 | 0 | 0 | 0 | 0 | 0 | 0 | 0 | 0 | 0 | 0 | 0 | 0 | 0 | 0 | 0 | 0 | 0 | 0 | 0 | 0 | 3301.1775
2025-05-26 | 7282.49 | 3.71 | 0.59 | 0 | 0 | 0 | 0 | 0 | 1 | 0 | 0 | 0 | 0 | 0 | 0 | 0 | 0 | 0 | 0 | 0 | 0 | 0 | 0 | 0 | 0 | 0 | 0 | 0 | 3288.9635
2025-05-26 | 7430.134 | 3.76 | 0.52 | 0 | 0 | 0 | 0 | 0 | 0 | 1 | 0 | 0 | 0 | 0 | 0 | 0 | 0 | 0 | 0 | 0 | 0 | 0 | 0 | 0 | 0 | 0 | 0 | 0 | 3598.5258
2025-05-26 | 7688.816 | 3.12 | 0.84 | 0 | 0 | 0 | 0 | 0 | 0 | 0 | 1 | 0 | 0 | 0 | 0 | 0 | 0 | 0 | 0 | 0 | 0 | 0 | 0 | 0 | 0 | 0 | 0 | 0 | 4051.4551
2025-05-26 | 7942.348 | 2.28 | 1.37 | 0 | 0 | 0 | 0 | 0 | 0 | 0 | 0 | 1 | 0 | 0 | 0 | 0 | 0 | 0 | 0 | 0 | 0 | 0 | 0 | 0 | 0 | 0 | 0 | 0 | 4537.6625
2025-05-26 | 7969.706 | 1.53 | 1.83 | 0 | 0 | 0 | 0 | 0 | 0 | 0 | 0 | 0 | 1 | 0 | 0 | 0 | 0 | 0 | 0 | 0 | 0 | 0 | 0 | 0 | 0 | 0 | 0 | 0 | 4836.3201
2025-05-26 | 8125.549 | 0.72 | 2.33 | 0 | 0 | 0 | 0 | 0 | 0 | 0 | 0 | 0 | 0 | 1 | 0 | 0 | 0 | 0 | 0 | 0 | 0 | 0 | 0 | 0 | 0 | 0 | 0 | 0 | 4983.9026
2025-05-26 | 8629.394 | 0.1 | 2.95 | 0 | 0 | 0 | 0 | 0 | 0 | 0 | 0 | 0 | 0 | 0 | 1 | 0 | 0 | 0 | 0 | 0 | 0 | 0 | 0 | 0 | 0 | 0 | 0 | 0 | 5150.6685
2025-05-26 | 9606.126 | 0.04 | 3.56 | 0 | 0 | 0 | 0 | 0 | 0 | 0 | 0 | 0 | 0 | 0 | 0 | 1 | 0 | 0 | 0 | 0 | 0 | 0 | 0 | 0 | 0 | 0 | 0 | 0 | 5367.8618
2025-05-26 | 10249.957 | 0.05 | 3.83 | 0 | 0 | 0 | 0 | 0 | 0 | 0 | 0 | 0 | 0 | 0 | 0 | 0 | 1 | 0 | 0 | 0 | 0 | 0 | 0 | 0 | 0 | 0 | 0 | 0 | 5366.4709
2025-05-26 | 10190.516 | 0.05 | 4.15 | 0 | 0 | 0 | 0 | 0 | 0 | 0 | 0 | 0 | 0 | 0 | 0 | 0 | 0 | 1 | 0 | 0 | 0 | 0 | 0 | 0 | 0 | 0 | 0 | 0 | 5421.6101
2025-05-26 | 10042.826 | 0.21 | 4.89 | 0 | 0 | 0 | 0 | 0 | 0 | 0 | 0 | 0 | 0 | 0 | 0 | 0 | 0 | 0 | 1 | 0 | 0 | 0 | 0 | 0 | 0 | 0 | 0 | 0 | 5797.1815
2025-05-26 | 10138.934 | 0.15 | 5.06 | 0 | 0 | 0 | 0 | 0 | 0 | 0 | 0 | 0 | 0 | 0 | 0 | 0 | 0 | 0 | 0 | 1 | 0 | 0 | 0 | 0 | 0 | 0 | 0 | 0 | 6239.6649
2025-05-26 | 9417.161 | 0.05 | 4.9 | 0 | 0 | 0 | 0 | 0 | 0 | 0 | 0 | 0 | 0 | 0 | 0 | 0 | 0 | 0 | 0 | 0 | 1 | 0 | 0 | 0 | 0 | 0 | 0 | 0 | 6730.6409
2025-05-26 | 8432.572 | 0.2 | 4.59 | 0 | 0 | 0 | 0 | 0 | 0 | 0 | 0 | 0 | 0 | 0 | 0 | 0 | 0 | 0 | 0 | 0 | 0 | 1 | 0 | 0 | 0 | 0 | 0 | 0 | 6856.7826
2025-05-26 | 7469.491 | 0.13 | 3.54 | 0 | 0 | 0 | 0 | 0 | 0 | 0 | 0 | 0 | 0 | 0 | 0 | 0 | 0 | 0 | 0 | 0 | 0 | 0 | 1 | 0 | 0 | 0 | 0 | 0 | 6475.295
2025-05-26 | 6578.659 | 0.3 | 2.51 | 0 | 0 | 0 | 0 | 0 | 0 | 0 | 0 | 0 | 0 | 0 | 0 | 0 | 0 | 0 | 0 | 0 | 0 | 0 | 0 | 1 | 0 | 0 | 0 | 0 | 6086.2148
2025-05-26 | 5937.594 | 0.49 | 1.77 | 0 | 0 | 0 | 0 | 0 | 0 | 0 | 0 | 0 | 0 | 0 | 0 | 0 | 0 | 0 | 0 | 0 | 0 | 0 | 0 | 0 | 1 | 0 | 0 | 0 | 5600.5272
2025-05-26 | 5490.935 | 0.89 | 1.29 | 0 | 0 | 0 | 0 | 0 | 0 | 0 | 0 | 0 | 0 | 0 | 0 | 0 | 0 | 0 | 0 | 0 | 0 | 0 | 0 | 0 | 0 | 1 | 0 | 0 | 4932.8654
2025-05-26 | 5214.706 | 1.36 | 1.05 | 0 | 0 | 0 | 0 | 0 | 0 | 0 | 0 | 0 | 0 | 0 | 0 | 0 | 0 | 0 | 0 | 0 | 0 | 0 | 0 | 0 | 0 | 0 | 1 | 0 | 4272.2559
2025-05-26 | 5102.072 | 2.07 | 0.8 | 0 | 0 | 0 | 0 | 0 | 0 | 0 | 0 | 0 | 0 | 0 | 0 | 0 | 0 | 0 | 0 | 0 | 0 | 0 | 0 | 0 | 0 | 0 | 0 | 1 | 3750.1146
2025-05-27 | 5189.362 | 2.81 | 0.54 | 0 | 1 | 0 | 0 | 0 | 0 | 0 | 0 | 0 | 0 | 0 | 0 | 0 | 0 | 0 | 0 | 0 | 0 | 0 | 0 | 0 | 0 | 0 | 0 | 0 | 3383.3061
2025-05-27 | 5535.243 | 3.05 | 0.55 | 0 | 0 | 1 | 0 | 0 | 0 | 0 | 0 | 0 | 0 | 0 | 0 | 0 | 0 | 0 | 0 | 0 | 0 | 0 | 0 | 0 | 0 | 0 | 0 | 0 | 3200.41
2025-05-27 | 6367.152 | 3.35 | 0.53 | 0 | 0 | 0 | 1 | 0 | 0 | 0 | 0 | 0 | 0 | 0 | 0 | 0 | 0 | 0 | 0 | 0 | 0 | 0 | 0 | 0 | 0 | 0 | 0 | 0 | 3108.3587
2025-05-27 | 7448.803 | 3.74 | 0.4 | 0 | 0 | 0 | 0 | 1 | 0 | 0 | 0 | 0 | 0 | 0 | 0 | 0 | 0 | 0 | 0 | 0 | 0 | 0 | 0 | 0 | 0 | 0 | 0 | 0 | 3076.4539
2025-05-27 | 8295.758 | 3.94 | 0.19 | 0 | 0 | 0 | 0 | 0 | 1 | 0 | 0 | 0 | 0 | 0 | 0 | 0 | 0 | 0 | 0 | 0 | 0 | 0 | 0 | 0 | 0 | 0 | 0 | 0 | 3167.4095
2025-05-27 | 8557.755 | 3.75 | 0.18 | 0 | 0 | 0 | 0 | 0 | 0 | 1 | 0 | 0 | 0 | 0 | 0 | 0 | 0 | 0 | 0 | 0 | 0 | 0 | 0 | 0 | 0 | 0 | 0 | 0 | 3472.5992
2025-05-27 | 8773.702 | 2.84 | 0.55 | 0 | 0 | 0 | 0 | 0 | 0 | 0 | 1 | 0 | 0 | 0 | 0 | 0 | 0 | 0 | 0 | 0 | 0 | 0 | 0 | 0 | 0 | 0 | 0 | 0 | 3914.1846
2025-05-27 | 8996.902 | 1.87 | 1.21 | 0 | 0 | 0 | 0 | 0 | 0 | 0 | 0 | 1 | 0 | 0 | 0 | 0 | 0 | 0 | 0 | 0 | 0 | 0 | 0 | 0 | 0 | 0 | 0 | 0 | 4433.8193
2025-05-27 | 8866.078 | 1.09 | 1.58 | 0 | 0 | 0 | 0 | 0 | 0 | 0 | 0 | 0 | 1 | 0 | 0 | 0 | 0 | 0 | 0 | 0 | 0 | 0 | 0 | 0 | 0 | 0 | 0 | 0 | 4696.1346
2025-05-27 | 8711.066 | 0.67 | 2.21 | 0 | 0 | 0 | 0 | 0 | 0 | 0 | 0 | 0 | 0 | 1 | 0 | 0 | 0 | 0 | 0 | 0 | 0 | 0 | 0 | 0 | 0 | 0 | 0 | 0 | 4934.346
2025-05-27 | 8883.718 | 0.47 | 2.85 | 0 | 0 | 0 | 0 | 0 | 0 | 0 | 0 | 0 | 0 | 0 | 1 | 0 | 0 | 0 | 0 | 0 | 0 | 0 | 0 | 0 | 0 | 0 | 0 | 0 | 5154.656
2025-05-27 | 9511.42 | 0.36 | 3.32 | 0 | 0 | 0 | 0 | 0 | 0 | 0 | 0 | 0 | 0 | 0 | 0 | 1 | 0 | 0 | 0 | 0 | 0 | 0 | 0 | 0 | 0 | 0 | 0 | 0 | 5314.95
2025-05-27 | 10169.434 | 0.42 | 3.84 | 0 | 0 | 0 | 0 | 0 | 0 | 0 | 0 | 0 | 0 | 0 | 0 | 0 | 1 | 0 | 0 | 0 | 0 | 0 | 0 | 0 | 0 | 0 | 0 | 0 | 5410.8435
2025-05-27 | 10004.569 | 0.27 | 4.14 | 0 | 0 | 0 | 0 | 0 | 0 | 0 | 0 | 0 | 0 | 0 | 0 | 0 | 0 | 1 | 0 | 0 | 0 | 0 | 0 | 0 | 0 | 0 | 0 | 0 | 5442.1394
2025-05-27 | 9639.105 | 0.04 | 4.66 | 0 | 0 | 0 | 0 | 0 | 0 | 0 | 0 | 0 | 0 | 0 | 0 | 0 | 0 | 0 | 1 | 0 | 0 | 0 | 0 | 0 | 0 | 0 | 0 | 0 | 5694.0395
2025-05-27 | 9447.53 | 0.03 | 5.29 | 0 | 0 | 0 | 0 | 0 | 0 | 0 | 0 | 0 | 0 | 0 | 0 | 0 | 0 | 0 | 0 | 1 | 0 | 0 | 0 | 0 | 0 | 0 | 0 | 0 | 6310.9059
2025-05-27 | 8859.128 | 0.18 | 5.01 | 0 | 0 | 0 | 0 | 0 | 0 | 0 | 0 | 0 | 0 | 0 | 0 | 0 | 0 | 0 | 0 | 0 | 1 | 0 | 0 | 0 | 0 | 0 | 0 | 0 | 6785.3264
2025-05-27 | 8062.348 | 0.53 | 4.42 | 0 | 0 | 0 | 0 | 0 | 0 | 0 | 0 | 0 | 0 | 0 | 0 | 0 | 0 | 0 | 0 | 0 | 0 | 1 | 0 | 0 | 0 | 0 | 0 | 0 | 6830.6704
2025-05-27 | 7262.185 | 0.64 | 3.96 | 0 | 0 | 0 | 0 | 0 | 0 | 0 | 0 | 0 | 0 | 0 | 0 | 0 | 0 | 0 | 0 | 0 | 0 | 0 | 1 | 0 | 0 | 0 | 0 | 0 | 6685.5941
2025-05-27 | 6474.624 | 0.84 | 2.55 | 0 | 0 | 0 | 0 | 0 | 0 | 0 | 0 | 0 | 0 | 0 | 0 | 0 | 0 | 0 | 0 | 0 | 0 | 0 | 0 | 1 | 0 | 0 | 0 | 0 | 6160.302
2025-05-27 | 5888.499 | 1.49 | 1.85 | 0 | 0 | 0 | 0 | 0 | 0 | 0 | 0 | 0 | 0 | 0 | 0 | 0 | 0 | 0 | 0 | 0 | 0 | 0 | 0 | 0 | 1 | 0 | 0 | 0 | 5739.9013
2025-05-27 | 5459.49 | 2.02 | 1.32 | 0 | 0 | 0 | 0 | 0 | 0 | 0 | 0 | 0 | 0 | 0 | 0 | 0 | 0 | 0 | 0 | 0 | 0 | 0 | 0 | 0 | 0 | 1 | 0 | 0 | 5068.1831
2025-05-27 | 5188.389 | 2.54 | 0.96 | 0 | 0 | 0 | 0 | 0 | 0 | 0 | 0 | 0 | 0 | 0 | 0 | 0 | 0 | 0 | 0 | 0 | 0 | 0 | 0 | 0 | 0 | 0 | 1 | 0 | 4369.0173
2025-05-27 | 5073.806 | 2.71 | 0.79 | 0 | 0 | 0 | 0 | 0 | 0 | 0 | 0 | 0 | 0 | 0 | 0 | 0 | 0 | 0 | 0 | 0 | 0 | 0 | 0 | 0 | 0 | 0 | 0 | 1 | 3816.8453
2025-05-28 | 5099.969 | 2.95 | 0.61 | 0 | 1 | 0 | 0 | 0 | 0 | 0 | 0 | 0 | 0 | 0 | 0 | 0 | 0 | 0 | 0 | 0 | 0 | 0 | 0 | 0 | 0 | 0 | 0 | 0 | 3424.4061
2025-05-28 | 5322.328 | 3.51 | 0.36 | 0 | 0 | 1 | 0 | 0 | 0 | 0 | 0 | 0 | 0 | 0 | 0 | 0 | 0 | 0 | 0 | 0 | 0 | 0 | 0 | 0 | 0 | 0 | 0 | 0 | 3181.2555
2025-05-28 | 6130.366 | 3.63 | 0.49 | 0 | 0 | 0 | 1 | 0 | 0 | 0 | 0 | 0 | 0 | 0 | 0 | 0 | 0 | 0 | 0 | 0 | 0 | 0 | 0 | 0 | 0 | 0 | 0 | 0 | 3124.4741
2025-05-28 | 7282.257 | 3.95 | 0.41 | 0 | 0 | 0 | 0 | 1 | 0 | 0 | 0 | 0 | 0 | 0 | 0 | 0 | 0 | 0 | 0 | 0 | 0 | 0 | 0 | 0 | 0 | 0 | 0 | 0 | 3103.2259
2025-05-28 | 8158.129 | 4.33 | 0.36 | 0 | 0 | 0 | 0 | 0 | 1 | 0 | 0 | 0 | 0 | 0 | 0 | 0 | 0 | 0 | 0 | 0 | 0 | 0 | 0 | 0 | 0 | 0 | 0 | 0 | 3272.7239
2025-05-28 | 8880.244 | 4.46 | 0.34 | 0 | 0 | 0 | 0 | 0 | 0 | 1 | 0 | 0 | 0 | 0 | 0 | 0 | 0 | 0 | 0 | 0 | 0 | 0 | 0 | 0 | 0 | 0 | 0 | 0 | 3609.4433
2025-05-28 | 9804.422 | 4.15 | 0.5 | 0 | 0 | 0 | 0 | 0 | 0 | 0 | 1 | 0 | 0 | 0 | 0 | 0 | 0 | 0 | 0 | 0 | 0 | 0 | 0 | 0 | 0 | 0 | 0 | 0 | 4039.9319
2025-05-28 | 10472.346 | 3.72 | 0.91 | 0 | 0 | 0 | 0 | 0 | 0 | 0 | 0 | 1 | 0 | 0 | 0 | 0 | 0 | 0 | 0 | 0 | 0 | 0 | 0 | 0 | 0 | 0 | 0 | 0 | 4527.1841
2025-05-28 | 11064.128 | 3.18 | 1.7 | 0 | 0 | 0 | 0 | 0 | 0 | 0 | 0 | 0 | 1 | 0 | 0 | 0 | 0 | 0 | 0 | 0 | 0 | 0 | 0 | 0 | 0 | 0 | 0 | 0 | 4970.0975
2025-05-28 | 11305.214 | 2.8 | 2.44 | 0 | 0 | 0 | 0 | 0 | 0 | 0 | 0 | 0 | 0 | 1 | 0 | 0 | 0 | 0 | 0 | 0 | 0 | 0 | 0 | 0 | 0 | 0 | 0 | 0 | 5253.0942
2025-05-28 | 11684.155 | 2.44 | 2.95 | 0 | 0 | 0 | 0 | 0 | 0 | 0 | 0 | 0 | 0 | 0 | 1 | 0 | 0 | 0 | 0 | 0 | 0 | 0 | 0 | 0 | 0 | 0 | 0 | 0 | 5408.0759
2025-05-28 | 12451.201 | 2.56 | 3.54 | 0 | 0 | 0 | 0 | 0 | 0 | 0 | 0 | 0 | 0 | 0 | 0 | 1 | 0 | 0 | 0 | 0 | 0 | 0 | 0 | 0 | 0 | 0 | 0 | 0 | 5637.727
2025-05-28 | 13474.134 | 2.65 | 3.79 | 0 | 0 | 0 | 0 | 0 | 0 | 0 | 0 | 0 | 0 | 0 | 0 | 0 | 1 | 0 | 0 | 0 | 0 | 0 | 0 | 0 | 0 | 0 | 0 | 0 | 5637.7936
2025-05-28 | 13175.256 | 2.44 | 3.92 | 0 | 0 | 0 | 0 | 0 | 0 | 0 | 0 | 0 | 0 | 0 | 0 | 0 | 0 | 1 | 0 | 0 | 0 | 0 | 0 | 0 | 0 | 0 | 0 | 0 | 5600.0761
2025-05-28 | 12513.546 | 2.27 | 4.05 | 0 | 0 | 0 | 0 | 0 | 0 | 0 | 0 | 0 | 0 | 0 | 0 | 0 | 0 | 0 | 1 | 0 | 0 | 0 | 0 | 0 | 0 | 0 | 0 | 0 | 5715.3931
2025-05-28 | 12041.945 | 2.37 | 4.31 | 0 | 0 | 0 | 0 | 0 | 0 | 0 | 0 | 0 | 0 | 0 | 0 | 0 | 0 | 0 | 0 | 1 | 0 | 0 | 0 | 0 | 0 | 0 | 0 | 0 | 6208.5192
2025-05-28 | 10704.487 | 2.31 | 4.27 | 0 | 0 | 0 | 0 | 0 | 0 | 0 | 0 | 0 | 0 | 0 | 0 | 0 | 0 | 0 | 0 | 0 | 1 | 0 | 0 | 0 | 0 | 0 | 0 | 0 | 6747.9518
2025-05-28 | 9242.13 | 2.47 | 3.85 | 0 | 0 | 0 | 0 | 0 | 0 | 0 | 0 | 0 | 0 | 0 | 0 | 0 | 0 | 0 | 0 | 0 | 0 | 1 | 0 | 0 | 0 | 0 | 0 | 0 | 6834.8085
2025-05-28 | 7723.528 | 2.3 | 3.3 | 0 | 0 | 0 | 0 | 0 | 0 | 0 | 0 | 0 | 0 | 0 | 0 | 0 | 0 | 0 | 0 | 0 | 0 | 0 | 1 | 0 | 0 | 0 | 0 | 0 | 6625.889
2025-05-28 | 6636.106 | 2.22 | 2.71 | 0 | 0 | 0 | 0 | 0 | 0 | 0 | 0 | 0 | 0 | 0 | 0 | 0 | 0 | 0 | 0 | 0 | 0 | 0 | 0 | 1 | 0 | 0 | 0 | 0 | 6370.8482
2025-05-28 | 5934.692 | 2.51 | 1.86 | 0 | 0 | 0 | 0 | 0 | 0 | 0 | 0 | 0 | 0 | 0 | 0 | 0 | 0 | 0 | 0 | 0 | 0 | 0 | 0 | 0 | 1 | 0 | 0 | 0 | 5855.7759
2025-05-28 | 5473.312 | 2.75 | 1.36 | 0 | 0 | 0 | 0 | 0 | 0 | 0 | 0 | 0 | 0 | 0 | 0 | 0 | 0 | 0 | 0 | 0 | 0 | 0 | 0 | 0 | 0 | 1 | 0 | 0 | 5163.1708
2025-05-28 | 5246.016 | 2.92 | 1.21 | 0 | 0 | 0 | 0 | 0 | 0 | 0 | 0 | 0 | 0 | 0 | 0 | 0 | 0 | 0 | 0 | 0 | 0 | 0 | 0 | 0 | 0 | 0 | 1 | 0 | 4502.6027
2025-05-28 | 5213.378 | 3.32 | 1.04 | 0 | 0 | 0 | 0 | 0 | 0 | 0 | 0 | 0 | 0 | 0 | 0 | 0 | 0 | 0 | 0 | 0 | 0 | 0 | 0 | 0 | 0 | 0 | 0 | 1 | 3975.7314
2025-05-29 | 5392.39 | 3.56 | 1.07 | 0 | 1 | 0 | 0 | 0 | 0 | 0 | 0 | 0 | 0 | 0 | 0 | 0 | 0 | 0 | 0 | 0 | 0 | 0 | 0 | 0 | 0 | 0 | 0 | 0 | 3660.3909
2025-05-29 | 6038.41 | 3.67 | 0.93 | 0 | 0 | 1 | 0 | 0 | 0 | 0 | 0 | 0 | 0 | 0 | 0 | 0 | 0 | 0 | 0 | 0 | 0 | 0 | 0 | 0 | 0 | 0 | 0 | 0 | 3408.1239
2025-05-29 | 6935.941 | 3.93 | 0.81 | 0 | 0 | 0 | 1 | 0 | 0 | 0 | 0 | 0 | 0 | 0 | 0 | 0 | 0 | 0 | 0 | 0 | 0 | 0 | 0 | 0 | 0 | 0 | 0 | 0 | 3274.9588
2025-05-29 | 7141.964 | 3.95 | 0.71 | 0 | 0 | 0 | 0 | 1 | 0 | 0 | 0 | 0 | 0 | 0 | 0 | 0 | 0 | 0 | 0 | 0 | 0 | 0 | 0 | 0 | 0 | 0 | 0 | 0 | 3213.367
2025-05-29 | 7228.389 | 4.08 | 0.63 | 0 | 0 | 0 | 0 | 0 | 1 | 0 | 0 | 0 | 0 | 0 | 0 | 0 | 0 | 0 | 0 | 0 | 0 | 0 | 0 | 0 | 0 | 0 | 0 | 0 | 3344.3501
2025-05-29 | 7574.943 | 4.2 | 0.46 | 0 | 0 | 0 | 0 | 0 | 0 | 1 | 0 | 0 | 0 | 0 | 0 | 0 | 0 | 0 | 0 | 0 | 0 | 0 | 0 | 0 | 0 | 0 | 0 | 0 | 3624.8989
2025-05-29 | 7945.367 | 3.65 | 0.76 | 0 | 0 | 0 | 0 | 0 | 0 | 0 | 1 | 0 | 0 | 0 | 0 | 0 | 0 | 0 | 0 | 0 | 0 | 0 | 0 | 0 | 0 | 0 | 0 | 0 | 4080.3859
2025-05-29 | 8567.745 | 2.56 | 1.33 | 0 | 0 | 0 | 0 | 0 | 0 | 0 | 0 | 1 | 0 | 0 | 0 | 0 | 0 | 0 | 0 | 0 | 0 | 0 | 0 | 0 | 0 | 0 | 0 | 0 | 4553.7779
2025-05-29 | 8765.97 | 2.05 | 2.19 | 0 | 0 | 0 | 0 | 0 | 0 | 0 | 0 | 0 | 1 | 0 | 0 | 0 | 0 | 0 | 0 | 0 | 0 | 0 | 0 | 0 | 0 | 0 | 0 | 0 | 5025.691
2025-05-29 | 8902.431 | 1.66 | 2.88 | 0 | 0 | 0 | 0 | 0 | 0 | 0 | 0 | 0 | 0 | 1 | 0 | 0 | 0 | 0 | 0 | 0 | 0 | 0 | 0 | 0 | 0 | 0 | 0 | 0 | 5289.2308
2025-05-29 | 9559.392 | 1.31 | 3.15 | 0 | 0 | 0 | 0 | 0 | 0 | 0 | 0 | 0 | 0 | 0 | 1 | 0 | 0 | 0 | 0 | 0 | 0 | 0 | 0 | 0 | 0 | 0 | 0 | 0 | 5357.1997
2025-05-29 | 10783.269 | 1.04 | 3.64 | 0 | 0 | 0 | 0 | 0 | 0 | 0 | 0 | 0 | 0 | 0 | 0 | 1 | 0 | 0 | 0 | 0 | 0 | 0 | 0 | 0 | 0 | 0 | 0 | 0 | 5507.2359
2025-05-29 | 12014.601 | 0.69 | 4.05 | 0 | 0 | 0 | 0 | 0 | 0 | 0 | 0 | 0 | 0 | 0 | 0 | 0 | 1 | 0 | 0 | 0 | 0 | 0 | 0 | 0 | 0 | 0 | 0 | 0 | 5517.643
2025-05-29 | 11765.872 | 0.79 | 4.3 | 0 | 0 | 0 | 0 | 0 | 0 | 0 | 0 | 0 | 0 | 0 | 0 | 0 | 0 | 1 | 0 | 0 | 0 | 0 | 0 | 0 | 0 | 0 | 0 | 0 | 5558.0829
2025-05-29 | 11538.93 | 0.8 | 4.68 | 0 | 0 | 0 | 0 | 0 | 0 | 0 | 0 | 0 | 0 | 0 | 0 | 0 | 0 | 0 | 1 | 0 | 0 | 0 | 0 | 0 | 0 | 0 | 0 | 0 | 5784.9846
2025-05-29 | 11273.557 | 0.82 | 4.22 | 0 | 0 | 0 | 0 | 0 | 0 | 0 | 0 | 0 | 0 | 0 | 0 | 0 | 0 | 0 | 0 | 1 | 0 | 0 | 0 | 0 | 0 | 0 | 0 | 0 | 6004.972
2025-05-29 | 10221.918 | 0.83 | 3.73 | 0 | 0 | 0 | 0 | 0 | 0 | 0 | 0 | 0 | 0 | 0 | 0 | 0 | 0 | 0 | 0 | 0 | 1 | 0 | 0 | 0 | 0 | 0 | 0 | 0 | 6386.8933
2025-05-29 | 8827.028 | 0.94 | 3.44 | 0 | 0 | 0 | 0 | 0 | 0 | 0 | 0 | 0 | 0 | 0 | 0 | 0 | 0 | 0 | 0 | 0 | 0 | 1 | 0 | 0 | 0 | 0 | 0 | 0 | 6515.9776
2025-05-29 | 7461.668 | 1.24 | 2.66 | 0 | 0 | 0 | 0 | 0 | 0 | 0 | 0 | 0 | 0 | 0 | 0 | 0 | 0 | 0 | 0 | 0 | 0 | 0 | 1 | 0 | 0 | 0 | 0 | 0 | 6274.3181
2025-05-29 | 6488.604 | 1.59 | 1.91 | 0 | 0 | 0 | 0 | 0 | 0 | 0 | 0 | 0 | 0 | 0 | 0 | 0 | 0 | 0 | 0 | 0 | 0 | 0 | 0 | 1 | 0 | 0 | 0 | 0 | 6007.8368
2025-05-29 | 5858.446 | 1.93 | 1.44 | 0 | 0 | 0 | 0 | 0 | 0 | 0 | 0 | 0 | 0 | 0 | 0 | 0 | 0 | 0 | 0 | 0 | 0 | 0 | 0 | 0 | 1 | 0 | 0 | 0 | 5637.7766
2025-05-29 | 5418.271 | 2.43 | 0.92 | 0 | 0 | 0 | 0 | 0 | 0 | 0 | 0 | 0 | 0 | 0 | 0 | 0 | 0 | 0 | 0 | 0 | 0 | 0 | 0 | 0 | 0 | 1 | 0 | 0 | 4966.4296
2025-05-29 | 5202.86 | 2.87 | 0.85 | 0 | 0 | 0 | 0 | 0 | 0 | 0 | 0 | 0 | 0 | 0 | 0 | 0 | 0 | 0 | 0 | 0 | 0 | 0 | 0 | 0 | 0 | 0 | 1 | 0 | 4364.9333
2025-05-29 | 5164.345 | 3.1 | 0.68 | 0 | 0 | 0 | 0 | 0 | 0 | 0 | 0 | 0 | 0 | 0 | 0 | 0 | 0 | 0 | 0 | 0 | 0 | 0 | 0 | 0 | 0 | 0 | 0 | 1 | 3819.3614
2025-05-30 | 5389.314 | 3.44 | 0.55 | 0 | 1 | 0 | 0 | 0 | 0 | 0 | 0 | 0 | 0 | 0 | 0 | 0 | 0 | 0 | 0 | 0 | 0 | 0 | 0 | 0 | 0 | 0 | 0 | 0 | 3456.2794
2025-05-30 | 6097.102 | 3.78 | 0.5 | 0 | 0 | 1 | 0 | 0 | 0 | 0 | 0 | 0 | 0 | 0 | 0 | 0 | 0 | 0 | 0 | 0 | 0 | 0 | 0 | 0 | 0 | 0 | 0 | 0 | 3262.3554
2025-05-30 | 6894.909 | 3.93 | 0.32 | 0 | 0 | 0 | 1 | 0 | 0 | 0 | 0 | 0 | 0 | 0 | 0 | 0 | 0 | 0 | 0 | 0 | 0 | 0 | 0 | 0 | 0 | 0 | 0 | 0 | 3095.0617
2025-05-30 | 7116.229 | 4.29 | 0.19 | 0 | 0 | 0 | 0 | 1 | 0 | 0 | 0 | 0 | 0 | 0 | 0 | 0 | 0 | 0 | 0 | 0 | 0 | 0 | 0 | 0 | 0 | 0 | 0 | 0 | 3059.8569
2025-05-30 | 7130.033 | 4.45 | 0.1 | 0 | 0 | 0 | 0 | 0 | 1 | 0 | 0 | 0 | 0 | 0 | 0 | 0 | 0 | 0 | 0 | 0 | 0 | 0 | 0 | 0 | 0 | 0 | 0 | 0 | 3190.4688
2025-05-30 | 7404.956 | 4.71 | 0.13 | 0 | 0 | 0 | 0 | 0 | 0 | 1 | 0 | 0 | 0 | 0 | 0 | 0 | 0 | 0 | 0 | 0 | 0 | 0 | 0 | 0 | 0 | 0 | 0 | 0 | 3559.8454
2025-05-30 | 7715.383 | 3.85 | 0.3 | 0 | 0 | 0 | 0 | 0 | 0 | 0 | 1 | 0 | 0 | 0 | 0 | 0 | 0 | 0 | 0 | 0 | 0 | 0 | 0 | 0 | 0 | 0 | 0 | 0 | 3933.5036
2025-05-30 | 8126.93 | 2.69 | 0.6 | 0 | 0 | 0 | 0 | 0 | 0 | 0 | 0 | 1 | 0 | 0 | 0 | 0 | 0 | 0 | 0 | 0 | 0 | 0 | 0 | 0 | 0 | 0 | 0 | 0 | 4300.0685
2025-05-30 | 8390.224 | 1.62 | 1.55 | 0 | 0 | 0 | 0 | 0 | 0 | 0 | 0 | 0 | 1 | 0 | 0 | 0 | 0 | 0 | 0 | 0 | 0 | 0 | 0 | 0 | 0 | 0 | 0 | 0 | 4743.4221
2025-05-30 | 8644.702 | 0.76 | 2.03 | 0 | 0 | 0 | 0 | 0 | 0 | 0 | 0 | 0 | 0 | 1 | 0 | 0 | 0 | 0 | 0 | 0 | 0 | 0 | 0 | 0 | 0 | 0 | 0 | 0 | 4878.1617
2025-05-30 | 9372.507 | 0.53 | 3.18 | 0 | 0 | 0 | 0 | 0 | 0 | 0 | 0 | 0 | 0 | 0 | 1 | 0 | 0 | 0 | 0 | 0 | 0 | 0 | 0 | 0 | 0 | 0 | 0 | 0 | 5282.4113
2025-05-30 | 10717.239 | 0.43 | 3.8 | 0 | 0 | 0 | 0 | 0 | 0 | 0 | 0 | 0 | 0 | 0 | 0 | 1 | 0 | 0 | 0 | 0 | 0 | 0 | 0 | 0 | 0 | 0 | 0 | 0 | 5498.8759
2025-05-30 | 11755.705 | 0.23 | 4.58 | 0 | 0 | 0 | 0 | 0 | 0 | 0 | 0 | 0 | 0 | 0 | 0 | 0 | 1 | 0 | 0 | 0 | 0 | 0 | 0 | 0 | 0 | 0 | 0 | 0 | 5661.6241
2025-05-30 | 11493.103 | 0.11 | 4.81 | 0 | 0 | 0 | 0 | 0 | 0 | 0 | 0 | 0 | 0 | 0 | 0 | 0 | 0 | 1 | 0 | 0 | 0 | 0 | 0 | 0 | 0 | 0 | 0 | 0 | 5670.5205
2025-05-30 | 11281.869 | 0.25 | 5.05 | 0 | 0 | 0 | 0 | 0 | 0 | 0 | 0 | 0 | 0 | 0 | 0 | 0 | 0 | 0 | 1 | 0 | 0 | 0 | 0 | 0 | 0 | 0 | 0 | 0 | 5860.3235
2025-05-30 | 11072.39 | 0.33 | 5.21 | 0 | 0 | 0 | 0 | 0 | 0 | 0 | 0 | 0 | 0 | 0 | 0 | 0 | 0 | 0 | 0 | 1 | 0 | 0 | 0 | 0 | 0 | 0 | 0 | 0 | 6314.5359
2025-05-30 | 10044.924 | 0.31 | 4.91 | 0 | 0 | 0 | 0 | 0 | 0 | 0 | 0 | 0 | 0 | 0 | 0 | 0 | 0 | 0 | 0 | 0 | 1 | 0 | 0 | 0 | 0 | 0 | 0 | 0 | 6762.9131
2025-05-30 | 8817.189 | 0.24 | 4.64 | 0 | 0 | 0 | 0 | 0 | 0 | 0 | 0 | 0 | 0 | 0 | 0 | 0 | 0 | 0 | 0 | 0 | 0 | 1 | 0 | 0 | 0 | 0 | 0 | 0 | 6879.5396
2025-05-30 | 7528.69 | 0.47 | 4.14 | 0 | 0 | 0 | 0 | 0 | 0 | 0 | 0 | 0 | 0 | 0 | 0 | 0 | 0 | 0 | 0 | 0 | 0 | 0 | 1 | 0 | 0 | 0 | 0 | 0 | 6732.9781
2025-05-30 | 6530.378 | 0.79 | 3.62 | 0 | 0 | 0 | 0 | 0 | 0 | 0 | 0 | 0 | 0 | 0 | 0 | 0 | 0 | 0 | 0 | 0 | 0 | 0 | 0 | 1 | 0 | 0 | 0 | 0 | 6547.6382
2025-05-30 | 5877.77 | 1.48 | 1.99 | 0 | 0 | 0 | 0 | 0 | 0 | 0 | 0 | 0 | 0 | 0 | 0 | 0 | 0 | 0 | 0 | 0 | 0 | 0 | 0 | 0 | 1 | 0 | 0 | 0 | 5790.2004
2025-05-30 | 5494.66 | 1.81 | 1.52 | 0 | 0 | 0 | 0 | 0 | 0 | 0 | 0 | 0 | 0 | 0 | 0 | 0 | 0 | 0 | 0 | 0 | 0 | 0 | 0 | 0 | 0 | 1 | 0 | 0 | 5118.5098
2025-05-30 | 5207.637 | 2.48 | 1.36 | 0 | 0 | 0 | 0 | 0 | 0 | 0 | 0 | 0 | 0 | 0 | 0 | 0 | 0 | 0 | 0 | 0 | 0 | 0 | 0 | 0 | 0 | 0 | 1 | 0 | 4509.2719
2025-05-30 | 5144.358 | 2.78 | 1.22 | 0 | 0 | 0 | 0 | 0 | 0 | 0 | 0 | 0 | 0 | 0 | 0 | 0 | 0 | 0 | 0 | 0 | 0 | 0 | 0 | 0 | 0 | 0 | 0 | 1 | 3982.4143
2025-05-31 | 5402.362 | 3.28 | 0.95 | 1 | 1 | 0 | 0 | 0 | 0 | 0 | 0 | 0 | 0 | 0 | 0 | 0 | 0 | 0 | 0 | 0 | 0 | 0 | 0 | 0 | 0 | 0 | 0 | 0 | 3864.0081
2025-05-31 | 6127.028 | 4.03 | 0.85 | 1 | 0 | 1 | 0 | 0 | 0 | 0 | 0 | 0 | 0 | 0 | 0 | 0 | 0 | 0 | 0 | 0 | 0 | 0 | 0 | 0 | 0 | 0 | 0 | 0 | 3696.8285
2025-05-31 | 6966.933 | 4.43 | 0.85 | 1 | 0 | 0 | 1 | 0 | 0 | 0 | 0 | 0 | 0 | 0 | 0 | 0 | 0 | 0 | 0 | 0 | 0 | 0 | 0 | 0 | 0 | 0 | 0 | 0 | 3623.1203
2025-05-31 | 7053.961 | 4.94 | 0.79 | 1 | 0 | 0 | 0 | 1 | 0 | 0 | 0 | 0 | 0 | 0 | 0 | 0 | 0 | 0 | 0 | 0 | 0 | 0 | 0 | 0 | 0 | 0 | 0 | 0 | 3630.1154
2025-05-31 | 6992.244 | 5.28 | 0.74 | 1 | 0 | 0 | 0 | 0 | 1 | 0 | 0 | 0 | 0 | 0 | 0 | 0 | 0 | 0 | 0 | 0 | 0 | 0 | 0 | 0 | 0 | 0 | 0 | 0 | 3795.2133
2025-05-31 | 7263.839 | 5.31 | 0.58 | 1 | 0 | 0 | 0 | 0 | 0 | 1 | 0 | 0 | 0 | 0 | 0 | 0 | 0 | 0 | 0 | 0 | 0 | 0 | 0 | 0 | 0 | 0 | 0 | 0 | 4069.5333
2025-05-31 | 7488.331 | 4.63 | 0.83 | 1 | 0 | 0 | 0 | 0 | 0 | 0 | 1 | 0 | 0 | 0 | 0 | 0 | 0 | 0 | 0 | 0 | 0 | 0 | 0 | 0 | 0 | 0 | 0 | 0 | 4492.363
2025-05-31 | 7903.654 | 3.67 | 1.46 | 1 | 0 | 0 | 0 | 0 | 0 | 0 | 0 | 1 | 0 | 0 | 0 | 0 | 0 | 0 | 0 | 0 | 0 | 0 | 0 | 0 | 0 | 0 | 0 | 0 | 5002.0836
2025-05-31 | 8003.156 | 2.44 | 2.29 | 1 | 0 | 0 | 0 | 0 | 0 | 0 | 0 | 0 | 1 | 0 | 0 | 0 | 0 | 0 | 0 | 0 | 0 | 0 | 0 | 0 | 0 | 0 | 0 | 0 | 5383.7804
2025-05-31 | 8314.652 | 1.82 | 3.07 | 1 | 0 | 0 | 0 | 0 | 0 | 0 | 0 | 0 | 0 | 1 | 0 | 0 | 0 | 0 | 0 | 0 | 0 | 0 | 0 | 0 | 0 | 0 | 0 | 0 | 5655.0617
2025-05-31 | 8810.848 | 1.65 | 4.07 | 1 | 0 | 0 | 0 | 0 | 0 | 0 | 0 | 0 | 0 | 0 | 1 | 0 | 0 | 0 | 0 | 0 | 0 | 0 | 0 | 0 | 0 | 0 | 0 | 0 | 6010.841
2025-05-31 | 9819.169 | 1.43 | 4.51 | 1 | 0 | 0 | 0 | 0 | 0 | 0 | 0 | 0 | 0 | 0 | 0 | 1 | 0 | 0 | 0 | 0 | 0 | 0 | 0 | 0 | 0 | 0 | 0 | 0 | 6148.0206
2025-05-31 | 11010.251 | 1.35 | 4.99 | 1 | 0 | 0 | 0 | 0 | 0 | 0 | 0 | 0 | 0 | 0 | 0 | 0 | 1 | 0 | 0 | 0 | 0 | 0 | 0 | 0 | 0 | 0 | 0 | 0 | 6213.8281
2025-05-31 | 10980.324 | 1.35 | 5.65 | 1 | 0 | 0 | 0 | 0 | 0 | 0 | 0 | 0 | 0 | 0 | 0 | 0 | 0 | 1 | 0 | 0 | 0 | 0 | 0 | 0 | 0 | 0 | 0 | 0 | 6393.7938
2025-05-31 | 10837.598 | 1.05 | 5.87 | 1 | 0 | 0 | 0 | 0 | 0 | 0 | 0 | 0 | 0 | 0 | 0 | 0 | 0 | 0 | 1 | 0 | 0 | 0 | 0 | 0 | 0 | 0 | 0 | 0 | 6527.8526
2025-05-31 | 10722.701 | 0.91 | 5.58 | 1 | 0 | 0 | 0 | 0 | 0 | 0 | 0 | 0 | 0 | 0 | 0 | 0 | 0 | 0 | 0 | 1 | 0 | 0 | 0 | 0 | 0 | 0 | 0 | 0 | 6792.6528
2025-05-31 | 9897.07 | 0.82 | 5.75 | 1 | 0 | 0 | 0 | 0 | 0 | 0 | 0 | 0 | 0 | 0 | 0 | 0 | 0 | 0 | 0 | 0 | 1 | 0 | 0 | 0 | 0 | 0 | 0 | 0 | 7405.884
2025-05-31 | 8588.883 | 0.89 | 5.52 | 1 | 0 | 0 | 0 | 0 | 0 | 0 | 0 | 0 | 0 | 0 | 0 | 0 | 0 | 0 | 0 | 0 | 0 | 1 | 0 | 0 | 0 | 0 | 0 | 0 | 7552.5964
2025-05-31 | 7364.592 | 1.07 | 4.87 | 1 | 0 | 0 | 0 | 0 | 0 | 0 | 0 | 0 | 0 | 0 | 0 | 0 | 0 | 0 | 0 | 0 | 0 | 0 | 1 | 0 | 0 | 0 | 0 | 0 | 7345.4643
2025-05-31 | 6391.055 | 1.31 | 3.54 | 1 | 0 | 0 | 0 | 0 | 0 | 0 | 0 | 0 | 0 | 0 | 0 | 0 | 0 | 0 | 0 | 0 | 0 | 0 | 0 | 1 | 0 | 0 | 0 | 0 | 6853.9433
2025-05-31 | 5755.853 | 1.64 | 2.61 | 1 | 0 | 0 | 0 | 0 | 0 | 0 | 0 | 0 | 0 | 0 | 0 | 0 | 0 | 0 | 0 | 0 | 0 | 0 | 0 | 0 | 1 | 0 | 0 | 0 | 6313.9002
2025-05-31 | 5364.344 | 2.14 | 2.15 | 1 | 0 | 0 | 0 | 0 | 0 | 0 | 0 | 0 | 0 | 0 | 0 | 0 | 0 | 0 | 0 | 0 | 0 | 0 | 0 | 0 | 0 | 1 | 0 | 0 | 5664.5814
2025-05-31 | 5121.49 | 2.95 | 2.02 | 1 | 0 | 0 | 0 | 0 | 0 | 0 | 0 | 0 | 0 | 0 | 0 | 0 | 0 | 0 | 0 | 0 | 0 | 0 | 0 | 0 | 0 | 0 | 1 | 0 | 5081.7581
2025-05-31 | 5136.519 | 3.29 | 1.77 | 1 | 0 | 0 | 0 | 0 | 0 | 0 | 0 | 0 | 0 | 0 | 0 | 0 | 0 | 0 | 0 | 0 | 0 | 0 | 0 | 0 | 0 | 0 | 0 | 1 | 4518.9156
2025-06-01 | 5392.276 | 3.8 | 1.47 | 1 | 1 | 0 | 0 | 0 | 0 | 0 | 0 | 0 | 0 | 0 | 0 | 0 | 0 | 0 | 0 | 0 | 0 | 0 | 0 | 0 | 0 | 0 | 0 | 0 | 4112.1208
2025-06-01 | 6056.881 | 4.33 | 1.18 | 1 | 0 | 1 | 0 | 0 | 0 | 0 | 0 | 0 | 0 | 0 | 0 | 0 | 0 | 0 | 0 | 0 | 0 | 0 | 0 | 0 | 0 | 0 | 0 | 0 | 3850.9846
2025-06-01 | 6952.588 | 4.16 | 1.19 | 1 | 0 | 0 | 1 | 0 | 0 | 0 | 0 | 0 | 0 | 0 | 0 | 0 | 0 | 0 | 0 | 0 | 0 | 0 | 0 | 0 | 0 | 0 | 0 | 0 | 3718.2459
2025-06-01 | 7107.409 | 4.49 | 0.9 | 1 | 0 | 0 | 0 | 1 | 0 | 0 | 0 | 0 | 0 | 0 | 0 | 0 | 0 | 0 | 0 | 0 | 0 | 0 | 0 | 0 | 0 | 0 | 0 | 0 | 3620.9991
2025-06-01 | 7126.794 | 4.87 | 0.95 | 1 | 0 | 0 | 0 | 0 | 1 | 0 | 0 | 0 | 0 | 0 | 0 | 0 | 0 | 0 | 0 | 0 | 0 | 0 | 0 | 0 | 0 | 0 | 0 | 0 | 3827.2108
2025-06-01 | 7319.832 | 4.95 | 0.78 | 1 | 0 | 0 | 0 | 0 | 0 | 1 | 0 | 0 | 0 | 0 | 0 | 0 | 0 | 0 | 0 | 0 | 0 | 0 | 0 | 0 | 0 | 0 | 0 | 0 | 4103.3595
2025-06-01 | 7563.482 | 4.1 | 1.09 | 1 | 0 | 0 | 0 | 0 | 0 | 0 | 1 | 0 | 0 | 0 | 0 | 0 | 0 | 0 | 0 | 0 | 0 | 0 | 0 | 0 | 0 | 0 | 0 | 0 | 4529.5169
2025-06-01 | 7991.973 | 2.95 | 1.54 | 1 | 0 | 0 | 0 | 0 | 0 | 0 | 0 | 1 | 0 | 0 | 0 | 0 | 0 | 0 | 0 | 0 | 0 | 0 | 0 | 0 | 0 | 0 | 0 | 0 | 4952.2523
2025-06-01 | 8366.748 | 1.88 | 2.22 | 1 | 0 | 0 | 0 | 0 | 0 | 0 | 0 | 0 | 1 | 0 | 0 | 0 | 0 | 0 | 0 | 0 | 0 | 0 | 0 | 0 | 0 | 0 | 0 | 0 | 5296.479
2025-06-01 | 8702.999 | 1.2 | 2.56 | 1 | 0 | 0 | 0 | 0 | 0 | 0 | 0 | 0 | 0 | 1 | 0 | 0 | 0 | 0 | 0 | 0 | 0 | 0 | 0 | 0 | 0 | 0 | 0 | 0 | 5399.62
2025-06-01 | 9498.329 | 0.77 | 2.6 | 1 | 0 | 0 | 0 | 0 | 0 | 0 | 0 | 0 | 0 | 0 | 1 | 0 | 0 | 0 | 0 | 0 | 0 | 0 | 0 | 0 | 0 | 0 | 0 | 0 | 5374.3472
2025-06-01 | 10442.494 | 0.53 | 2.97 | 1 | 0 | 0 | 0 | 0 | 0 | 0 | 0 | 0 | 0 | 0 | 0 | 1 | 0 | 0 | 0 | 0 | 0 | 0 | 0 | 0 | 0 | 0 | 0 | 0 | 5483.6271
2025-06-01 | 11526.854 | 0.82 | 3.51 | 1 | 0 | 0 | 0 | 0 | 0 | 0 | 0 | 0 | 0 | 0 | 0 | 0 | 1 | 0 | 0 | 0 | 0 | 0 | 0 | 0 | 0 | 0 | 0 | 0 | 5612.164
2025-06-01 | 11474.353 | 0.5 | 3.74 | 1 | 0 | 0 | 0 | 0 | 0 | 0 | 0 | 0 | 0 | 0 | 0 | 0 | 0 | 1 | 0 | 0 | 0 | 0 | 0 | 0 | 0 | 0 | 0 | 0 | 5599.0598
2025-06-01 | 11705.083 | 0.24 | 4.42 | 1 | 0 | 0 | 0 | 0 | 0 | 0 | 0 | 0 | 0 | 0 | 0 | 0 | 0 | 0 | 1 | 0 | 0 | 0 | 0 | 0 | 0 | 0 | 0 | 0 | 5906.4017
2025-06-01 | 11558.375 | 0.29 | 4.4 | 1 | 0 | 0 | 0 | 0 | 0 | 0 | 0 | 0 | 0 | 0 | 0 | 0 | 0 | 0 | 0 | 1 | 0 | 0 | 0 | 0 | 0 | 0 | 0 | 0 | 6291.2295
2025-06-01 | 10696.111 | 0.41 | 4.27 | 1 | 0 | 0 | 0 | 0 | 0 | 0 | 0 | 0 | 0 | 0 | 0 | 0 | 0 | 0 | 0 | 0 | 1 | 0 | 0 | 0 | 0 | 0 | 0 | 0 | 6817.4203
2025-06-01 | 9394.633 | 0.63 | 4.31 | 1 | 0 | 0 | 0 | 0 | 0 | 0 | 0 | 0 | 0 | 0 | 0 | 0 | 0 | 0 | 0 | 0 | 0 | 1 | 0 | 0 | 0 | 0 | 0 | 0 | 7079.7601
2025-06-01 | 8110.198 | 0.45 | 3.43 | 1 | 0 | 0 | 0 | 0 | 0 | 0 | 0 | 0 | 0 | 0 | 0 | 0 | 0 | 0 | 0 | 0 | 0 | 0 | 1 | 0 | 0 | 0 | 0 | 0 | 6748.5854
2025-06-01 | 6929.606 | 0.49 | 2.72 | 1 | 0 | 0 | 0 | 0 | 0 | 0 | 0 | 0 | 0 | 0 | 0 | 0 | 0 | 0 | 0 | 0 | 0 | 0 | 0 | 1 | 0 | 0 | 0 | 0 | 6462.6886
2025-06-01 | 6231.239 | 1.38 | 1.75 | 1 | 0 | 0 | 0 | 0 | 0 | 0 | 0 | 0 | 0 | 0 | 0 | 0 | 0 | 0 | 0 | 0 | 0 | 0 | 0 | 0 | 1 | 0 | 0 | 0 | 5969.5617
2025-06-01 | 5683.399 | 1.63 | 0.99 | 1 | 0 | 0 | 0 | 0 | 0 | 0 | 0 | 0 | 0 | 0 | 0 | 0 | 0 | 0 | 0 | 0 | 0 | 0 | 0 | 0 | 0 | 1 | 0 | 0 | 5182.6012
2025-06-01 | 5364.533 | 2.03 | 0.67 | 1 | 0 | 0 | 0 | 0 | 0 | 0 | 0 | 0 | 0 | 0 | 0 | 0 | 0 | 0 | 0 | 0 | 0 | 0 | 0 | 0 | 0 | 0 | 1 | 0 | 4484.9205
2025-06-01 | 5200.925 | 2.56 | 0.51 | 1 | 0 | 0 | 0 | 0 | 0 | 0 | 0 | 0 | 0 | 0 | 0 | 0 | 0 | 0 | 0 | 0 | 0 | 0 | 0 | 0 | 0 | 0 | 0 | 1 | 3976.0209
2025-06-02 | 5460.936 | 3.19 | 0.43 | 0 | 1 | 0 | 0 | 0 | 0 | 0 | 0 | 0 | 0 | 0 | 0 | 0 | 0 | 0 | 0 | 0 | 0 | 0 | 0 | 0 | 0 | 0 | 0 | 0 | 3384.7222
2025-06-02 | 6093.199 | 3.38 | 0.38 | 0 | 0 | 1 | 0 | 0 | 0 | 0 | 0 | 0 | 0 | 0 | 0 | 0 | 0 | 0 | 0 | 0 | 0 | 0 | 0 | 0 | 0 | 0 | 0 | 0 | 3174.2978
2025-06-02 | 6980.975 | 3.57 | 0.32 | 0 | 0 | 0 | 1 | 0 | 0 | 0 | 0 | 0 | 0 | 0 | 0 | 0 | 0 | 0 | 0 | 0 | 0 | 0 | 0 | 0 | 0 | 0 | 0 | 0 | 3055.4606
2025-06-02 | 7284.546 | 4.16 | 0.24 | 0 | 0 | 0 | 0 | 1 | 0 | 0 | 0 | 0 | 0 | 0 | 0 | 0 | 0 | 0 | 0 | 0 | 0 | 0 | 0 | 0 | 0 | 0 | 0 | 0 | 3063.9133
2025-06-02 | 7262.467 | 4.56 | 0.24 | 0 | 0 | 0 | 0 | 0 | 1 | 0 | 0 | 0 | 0 | 0 | 0 | 0 | 0 | 0 | 0 | 0 | 0 | 0 | 0 | 0 | 0 | 0 | 0 | 0 | 3253.9682
2025-06-02 | 7590.757 | 4.77 | 0.29 | 0 | 0 | 0 | 0 | 0 | 0 | 1 | 0 | 0 | 0 | 0 | 0 | 0 | 0 | 0 | 0 | 0 | 0 | 0 | 0 | 0 | 0 | 0 | 0 | 0 | 3625.1875
2025-06-02 | 7747.731 | 4.14 | 0.23 | 0 | 0 | 0 | 0 | 0 | 0 | 0 | 1 | 0 | 0 | 0 | 0 | 0 | 0 | 0 | 0 | 0 | 0 | 0 | 0 | 0 | 0 | 0 | 0 | 0 | 3939.7049
2025-06-02 | 7988.811 | 3.3 | 0.44 | 0 | 0 | 0 | 0 | 0 | 0 | 0 | 0 | 1 | 0 | 0 | 0 | 0 | 0 | 0 | 0 | 0 | 0 | 0 | 0 | 0 | 0 | 0 | 0 | 0 | 4308.4285
2025-06-02 | 8170.314 | 2.51 | 0.91 | 0 | 0 | 0 | 0 | 0 | 0 | 0 | 0 | 0 | 1 | 0 | 0 | 0 | 0 | 0 | 0 | 0 | 0 | 0 | 0 | 0 | 0 | 0 | 0 | 0 | 4606.3574
2025-06-02 | 8139.572 | 1.62 | 1.36 | 0 | 0 | 0 | 0 | 0 | 0 | 0 | 0 | 0 | 0 | 1 | 0 | 0 | 0 | 0 | 0 | 0 | 0 | 0 | 0 | 0 | 0 | 0 | 0 | 0 | 4726.7827
2025-06-02 | 8579.476 | 0.8 | 2.27 | 0 | 0 | 0 | 0 | 0 | 0 | 0 | 0 | 0 | 0 | 0 | 1 | 0 | 0 | 0 | 0 | 0 | 0 | 0 | 0 | 0 | 0 | 0 | 0 | 0 | 4978.0177
2025-06-02 | 9299.367 | 0.37 | 3.29 | 0 | 0 | 0 | 0 | 0 | 0 | 0 | 0 | 0 | 0 | 0 | 0 | 1 | 0 | 0 | 0 | 0 | 0 | 0 | 0 | 0 | 0 | 0 | 0 | 0 | 5305.0359
2025-06-02 | 10078.78 | 0.09 | 3.98 | 0 | 0 | 0 | 0 | 0 | 0 | 0 | 0 | 0 | 0 | 0 | 0 | 0 | 1 | 0 | 0 | 0 | 0 | 0 | 0 | 0 | 0 | 0 | 0 | 0 | 5425.9416
2025-06-02 | 9743.451 | 0.26 | 4.15 | 0 | 0 | 0 | 0 | 0 | 0 | 0 | 0 | 0 | 0 | 0 | 0 | 0 | 0 | 1 | 0 | 0 | 0 | 0 | 0 | 0 | 0 | 0 | 0 | 0 | 5444.7107
2025-06-02 | 9702.934 | 0.21 | 4.64 | 0 | 0 | 0 | 0 | 0 | 0 | 0 | 0 | 0 | 0 | 0 | 0 | 0 | 0 | 0 | 1 | 0 | 0 | 0 | 0 | 0 | 0 | 0 | 0 | 0 | 5705.3973
2025-06-02 | 9796.233 | 0.08 | 5.04 | 0 | 0 | 0 | 0 | 0 | 0 | 0 | 0 | 0 | 0 | 0 | 0 | 0 | 0 | 0 | 0 | 1 | 0 | 0 | 0 | 0 | 0 | 0 | 0 | 0 | 6224.6219
2025-06-02 | 8965.992 | 0.06 | 4.69 | 0 | 0 | 0 | 0 | 0 | 0 | 0 | 0 | 0 | 0 | 0 | 0 | 0 | 0 | 0 | 0 | 0 | 1 | 0 | 0 | 0 | 0 | 0 | 0 | 0 | 6654.6422
2025-06-02 | 8042.634 | 0.13 | 4.06 | 0 | 0 | 0 | 0 | 0 | 0 | 0 | 0 | 0 | 0 | 0 | 0 | 0 | 0 | 0 | 0 | 0 | 0 | 1 | 0 | 0 | 0 | 0 | 0 | 0 | 6654.4999
2025-06-02 | 7098.885 | 0.41 | 3.19 | 0 | 0 | 0 | 0 | 0 | 0 | 0 | 0 | 0 | 0 | 0 | 0 | 0 | 0 | 0 | 0 | 0 | 0 | 0 | 1 | 0 | 0 | 0 | 0 | 0 | 6377.598
2025-06-02 | 6175.48 | 0.74 | 2.69 | 0 | 0 | 0 | 0 | 0 | 0 | 0 | 0 | 0 | 0 | 0 | 0 | 0 | 0 | 0 | 0 | 0 | 0 | 0 | 0 | 1 | 0 | 0 | 0 | 0 | 6200.7008
2025-06-02 | 5656.182 | 1.16 | 1.69 | 0 | 0 | 0 | 0 | 0 | 0 | 0 | 0 | 0 | 0 | 0 | 0 | 0 | 0 | 0 | 0 | 0 | 0 | 0 | 0 | 0 | 1 | 0 | 0 | 0 | 5644.8584
2025-06-02 | 5334.547 | 1.66 | 1.51 | 0 | 0 | 0 | 0 | 0 | 0 | 0 | 0 | 0 | 0 | 0 | 0 | 0 | 0 | 0 | 0 | 0 | 0 | 0 | 0 | 0 | 0 | 1 | 0 | 0 | 5098.3379
2025-06-02 | 5092.921 | 2.02 | 0.71 | 0 | 0 | 0 | 0 | 0 | 0 | 0 | 0 | 0 | 0 | 0 | 0 | 0 | 0 | 0 | 0 | 0 | 0 | 0 | 0 | 0 | 0 | 0 | 1 | 0 | 4220.0315
2025-06-02 | 5013.127 | 2.7 | 0.47 | 0 | 0 | 0 | 0 | 0 | 0 | 0 | 0 | 0 | 0 | 0 | 0 | 0 | 0 | 0 | 0 | 0 | 0 | 0 | 0 | 0 | 0 | 0 | 0 | 1 | 3698.2615
2025-06-03 | 5129.264 | 3.15 | 0.43 | 0 | 1 | 0 | 0 | 0 | 0 | 0 | 0 | 0 | 0 | 0 | 0 | 0 | 0 | 0 | 0 | 0 | 0 | 0 | 0 | 0 | 0 | 0 | 0 | 0 | 3380.3221
2025-06-03 | 5500.794 | 3.63 | 0.32 | 0 | 0 | 1 | 0 | 0 | 0 | 0 | 0 | 0 | 0 | 0 | 0 | 0 | 0 | 0 | 0 | 0 | 0 | 0 | 0 | 0 | 0 | 0 | 0 | 0 | 3179.7704
2025-06-03 | 6401.996 | 3.83 | 0.25 | 0 | 0 | 0 | 1 | 0 | 0 | 0 | 0 | 0 | 0 | 0 | 0 | 0 | 0 | 0 | 0 | 0 | 0 | 0 | 0 | 0 | 0 | 0 | 0 | 0 | 3058.3619
2025-06-03 | 7425.206 | 3.99 | 0.18 | 0 | 0 | 0 | 0 | 1 | 0 | 0 | 0 | 0 | 0 | 0 | 0 | 0 | 0 | 0 | 0 | 0 | 0 | 0 | 0 | 0 | 0 | 0 | 0 | 0 | 3023.1846
2025-06-03 | 8108.899 | 4.39 | 0.27 | 0 | 0 | 0 | 0 | 0 | 1 | 0 | 0 | 0 | 0 | 0 | 0 | 0 | 0 | 0 | 0 | 0 | 0 | 0 | 0 | 0 | 0 | 0 | 0 | 0 | 3246.2818
2025-06-03 | 8529.344 | 4.21 | 0.12 | 0 | 0 | 0 | 0 | 0 | 0 | 1 | 0 | 0 | 0 | 0 | 0 | 0 | 0 | 0 | 0 | 0 | 0 | 0 | 0 | 0 | 0 | 0 | 0 | 0 | 3501.1725
2025-06-03 | 8694.091 | 3.32 | 0.2 | 0 | 0 | 0 | 0 | 0 | 0 | 0 | 1 | 0 | 0 | 0 | 0 | 0 | 0 | 0 | 0 | 0 | 0 | 0 | 0 | 0 | 0 | 0 | 0 | 0 | 3838.4882
2025-06-03 | 8680.394 | 2.55 | 0.28 | 0 | 0 | 0 | 0 | 0 | 0 | 0 | 0 | 1 | 0 | 0 | 0 | 0 | 0 | 0 | 0 | 0 | 0 | 0 | 0 | 0 | 0 | 0 | 0 | 0 | 4167.1843
2025-06-03 | 8425.524 | 1.81 | 0.52 | 0 | 0 | 0 | 0 | 0 | 0 | 0 | 0 | 0 | 1 | 0 | 0 | 0 | 0 | 0 | 0 | 0 | 0 | 0 | 0 | 0 | 0 | 0 | 0 | 0 | 4386.1718
2025-06-03 | 8272.513 | 1.31 | 0.98 | 0 | 0 | 0 | 0 | 0 | 0 | 0 | 0 | 0 | 0 | 1 | 0 | 0 | 0 | 0 | 0 | 0 | 0 | 0 | 0 | 0 | 0 | 0 | 0 | 0 | 4553.1698
2025-06-03 | 8469.925 | 0.72 | 1.78 | 0 | 0 | 0 | 0 | 0 | 0 | 0 | 0 | 0 | 0 | 0 | 1 | 0 | 0 | 0 | 0 | 0 | 0 | 0 | 0 | 0 | 0 | 0 | 0 | 0 | 4789.3204
2025-06-03 | 9112.535 | 0.53 | 2.46 | 0 | 0 | 0 | 0 | 0 | 0 | 0 | 0 | 0 | 0 | 0 | 0 | 1 | 0 | 0 | 0 | 0 | 0 | 0 | 0 | 0 | 0 | 0 | 0 | 0 | 5017.9129
2025-06-03 | 9734.174 | 0.34 | 3.27 | 0 | 0 | 0 | 0 | 0 | 0 | 0 | 0 | 0 | 0 | 0 | 0 | 0 | 1 | 0 | 0 | 0 | 0 | 0 | 0 | 0 | 0 | 0 | 0 | 0 | 5192.7752
2025-06-03 | 9595.247 | 0.22 | 4.06 | 0 | 0 | 0 | 0 | 0 | 0 | 0 | 0 | 0 | 0 | 0 | 0 | 0 | 0 | 1 | 0 | 0 | 0 | 0 | 0 | 0 | 0 | 0 | 0 | 0 | 5407.2683
2025-06-03 | 9415.922 | 0.17 | 4.31 | 0 | 0 | 0 | 0 | 0 | 0 | 0 | 0 | 0 | 0 | 0 | 0 | 0 | 0 | 0 | 1 | 0 | 0 | 0 | 0 | 0 | 0 | 0 | 0 | 0 | 5579.842
2025-06-03 | 9035.896 | 0.15 | 4.32 | 0 | 0 | 0 | 0 | 0 | 0 | 0 | 0 | 0 | 0 | 0 | 0 | 0 | 0 | 0 | 0 | 1 | 0 | 0 | 0 | 0 | 0 | 0 | 0 | 0 | 5967.9836
2025-06-03 | 8291.061 | 0.18 | 4.57 | 0 | 0 | 0 | 0 | 0 | 0 | 0 | 0 | 0 | 0 | 0 | 0 | 0 | 0 | 0 | 0 | 0 | 1 | 0 | 0 | 0 | 0 | 0 | 0 | 0 | 6623.7862
2025-06-03 | 7458.927 | 0.26 | 3.97 | 0 | 0 | 0 | 0 | 0 | 0 | 0 | 0 | 0 | 0 | 0 | 0 | 0 | 0 | 0 | 0 | 0 | 0 | 1 | 0 | 0 | 0 | 0 | 0 | 0 | 6635.758
2025-06-03 | 6576.483 | 0.27 | 3.57 | 0 | 0 | 0 | 0 | 0 | 0 | 0 | 0 | 0 | 0 | 0 | 0 | 0 | 0 | 0 | 0 | 0 | 0 | 0 | 1 | 0 | 0 | 0 | 0 | 0 | 6501.7095
2025-06-03 | 5908.365 | 0.37 | 3 | 0 | 0 | 0 | 0 | 0 | 0 | 0 | 0 | 0 | 0 | 0 | 0 | 0 | 0 | 0 | 0 | 0 | 0 | 0 | 0 | 1 | 0 | 0 | 0 | 0 | 6273.8121
2025-06-03 | 5364.02 | 0.67 | 1.79 | 0 | 0 | 0 | 0 | 0 | 0 | 0 | 0 | 0 | 0 | 0 | 0 | 0 | 0 | 0 | 0 | 0 | 0 | 0 | 0 | 0 | 1 | 0 | 0 | 0 | 5627.6705
2025-06-03 | 5115.06 | 1.14 | 1.07 | 0 | 0 | 0 | 0 | 0 | 0 | 0 | 0 | 0 | 0 | 0 | 0 | 0 | 0 | 0 | 0 | 0 | 0 | 0 | 0 | 0 | 0 | 1 | 0 | 0 | 4879.5961
2025-06-03 | 4943.538 | 1.07 | 0.28 | 0 | 0 | 0 | 0 | 0 | 0 | 0 | 0 | 0 | 0 | 0 | 0 | 0 | 0 | 0 | 0 | 0 | 0 | 0 | 0 | 0 | 0 | 0 | 1 | 0 | 3957.6597
2025-06-03 | 4861.02 | 1.89 | 0.08 | 0 | 0 | 0 | 0 | 0 | 0 | 0 | 0 | 0 | 0 | 0 | 0 | 0 | 0 | 0 | 0 | 0 | 0 | 0 | 0 | 0 | 0 | 0 | 0 | 1 | 3465.9756
2025-06-04 | 4925.62 | 2.52 | 0 | 0 | 1 | 0 | 0 | 0 | 0 | 0 | 0 | 0 | 0 | 0 | 0 | 0 | 0 | 0 | 0 | 0 | 0 | 0 | 0 | 0 | 0 | 0 | 0 | 0 | 3153.1513
2025-06-04 | 5289.036 | 3.02 | 0 | 0 | 0 | 1 | 0 | 0 | 0 | 0 | 0 | 0 | 0 | 0 | 0 | 0 | 0 | 0 | 0 | 0 | 0 | 0 | 0 | 0 | 0 | 0 | 0 | 0 | 2995.1847
2025-06-04 | 6151.627 | 3.23 | 0 | 0 | 0 | 0 | 1 | 0 | 0 | 0 | 0 | 0 | 0 | 0 | 0 | 0 | 0 | 0 | 0 | 0 | 0 | 0 | 0 | 0 | 0 | 0 | 0 | 0 | 2900.5758
2025-06-04 | 7220.774 | 3.69 | 0 | 0 | 0 | 0 | 0 | 1 | 0 | 0 | 0 | 0 | 0 | 0 | 0 | 0 | 0 | 0 | 0 | 0 | 0 | 0 | 0 | 0 | 0 | 0 | 0 | 0 | 2924.099
2025-06-04 | 7964.489 | 4.27 | 0 | 0 | 0 | 0 | 0 | 0 | 1 | 0 | 0 | 0 | 0 | 0 | 0 | 0 | 0 | 0 | 0 | 0 | 0 | 0 | 0 | 0 | 0 | 0 | 0 | 0 | 3133.9545
2025-06-04 | 8493.996 | 4.37 | 0 | 0 | 0 | 0 | 0 | 0 | 0 | 1 | 0 | 0 | 0 | 0 | 0 | 0 | 0 | 0 | 0 | 0 | 0 | 0 | 0 | 0 | 0 | 0 | 0 | 0 | 3474.7165
2025-06-04 | 8872.161 | 3.25 | 0.1 | 0 | 0 | 0 | 0 | 0 | 0 | 0 | 1 | 0 | 0 | 0 | 0 | 0 | 0 | 0 | 0 | 0 | 0 | 0 | 0 | 0 | 0 | 0 | 0 | 0 | 3794.0743
2025-06-04 | 9293.99 | 2.58 | 0.85 | 0 | 0 | 0 | 0 | 0 | 0 | 0 | 0 | 1 | 0 | 0 | 0 | 0 | 0 | 0 | 0 | 0 | 0 | 0 | 0 | 0 | 0 | 0 | 0 | 0 | 4379.7523
2025-06-04 | 9342.8 | 2.11 | 1.72 | 0 | 0 | 0 | 0 | 0 | 0 | 0 | 0 | 0 | 1 | 0 | 0 | 0 | 0 | 0 | 0 | 0 | 0 | 0 | 0 | 0 | 0 | 0 | 0 | 0 | 4859.7369
2025-06-04 | 9613.282 | 1.55 | 2.75 | 0 | 0 | 0 | 0 | 0 | 0 | 0 | 0 | 0 | 0 | 1 | 0 | 0 | 0 | 0 | 0 | 0 | 0 | 0 | 0 | 0 | 0 | 0 | 0 | 0 | 5229.4027
2025-06-04 | 10078.157 | 0.89 | 3.42 | 0 | 0 | 0 | 0 | 0 | 0 | 0 | 0 | 0 | 0 | 0 | 1 | 0 | 0 | 0 | 0 | 0 | 0 | 0 | 0 | 0 | 0 | 0 | 0 | 0 | 5410.1253
2025-06-04 | 11175.569 | 0.61 | 3.88 | 0 | 0 | 0 | 0 | 0 | 0 | 0 | 0 | 0 | 0 | 0 | 0 | 1 | 0 | 0 | 0 | 0 | 0 | 0 | 0 | 0 | 0 | 0 | 0 | 0 | 5548.0474
2025-06-04 | 11871.047 | 0.5 | 4.38 | 0 | 0 | 0 | 0 | 0 | 0 | 0 | 0 | 0 | 0 | 0 | 0 | 0 | 1 | 0 | 0 | 0 | 0 | 0 | 0 | 0 | 0 | 0 | 0 | 0 | 5617.8976
2025-06-04 | 11644.389 | 0.19 | 4.99 | 0 | 0 | 0 | 0 | 0 | 0 | 0 | 0 | 0 | 0 | 0 | 0 | 0 | 0 | 1 | 0 | 0 | 0 | 0 | 0 | 0 | 0 | 0 | 0 | 0 | 5745.4054
2025-06-04 | 11321.852 | 0.2 | 5.16 | 0 | 0 | 0 | 0 | 0 | 0 | 0 | 0 | 0 | 0 | 0 | 0 | 0 | 0 | 0 | 1 | 0 | 0 | 0 | 0 | 0 | 0 | 0 | 0 | 0 | 5895.2084
2025-06-04 | 10897.233 | 0.23 | 5.57 | 0 | 0 | 0 | 0 | 0 | 0 | 0 | 0 | 0 | 0 | 0 | 0 | 0 | 0 | 0 | 0 | 1 | 0 | 0 | 0 | 0 | 0 | 0 | 0 | 0 | 6435.7049
2025-06-04 | 9693.514 | 0.27 | 5.15 | 0 | 0 | 0 | 0 | 0 | 0 | 0 | 0 | 0 | 0 | 0 | 0 | 0 | 0 | 0 | 0 | 0 | 1 | 0 | 0 | 0 | 0 | 0 | 0 | 0 | 6846.6258
2025-06-04 | 7986.704 | 0.31 | 4.91 | 0 | 0 | 0 | 0 | 0 | 0 | 0 | 0 | 0 | 0 | 0 | 0 | 0 | 0 | 0 | 0 | 0 | 0 | 1 | 0 | 0 | 0 | 0 | 0 | 0 | 6986.3667
2025-06-04 | 6829.963 | 0.47 | 3.77 | 0 | 0 | 0 | 0 | 0 | 0 | 0 | 0 | 0 | 0 | 0 | 0 | 0 | 0 | 0 | 0 | 0 | 0 | 0 | 1 | 0 | 0 | 0 | 0 | 0 | 6597.1375
2025-06-04 | 5833.424 | 0.75 | 3.07 | 0 | 0 | 0 | 0 | 0 | 0 | 0 | 0 | 0 | 0 | 0 | 0 | 0 | 0 | 0 | 0 | 0 | 0 | 0 | 0 | 1 | 0 | 0 | 0 | 0 | 6341.3128
2025-06-04 | 6383.466 | 1.19 | 2.56 | 0 | 0 | 0 | 0 | 0 | 0 | 0 | 0 | 0 | 0 | 0 | 0 | 0 | 0 | 0 | 0 | 0 | 0 | 0 | 0 | 0 | 1 | 0 | 0 | 0 | 5967.5675
2025-06-04 | 5721.879 | 1.72 | 2.13 | 0 | 0 | 0 | 0 | 0 | 0 | 0 | 0 | 0 | 0 | 0 | 0 | 0 | 0 | 0 | 0 | 0 | 0 | 0 | 0 | 0 | 0 | 1 | 0 | 0 | 5332.5629
2025-06-04 | 5414.646 | 1.95 | 1.88 | 0 | 0 | 0 | 0 | 0 | 0 | 0 | 0 | 0 | 0 | 0 | 0 | 0 | 0 | 0 | 0 | 0 | 0 | 0 | 0 | 0 | 0 | 0 | 1 | 0 | 4641.8813
2025-06-04 | 5325.772 | 2.22 | 1.18 | 0 | 0 | 0 | 0 | 0 | 0 | 0 | 0 | 0 | 0 | 0 | 0 | 0 | 0 | 0 | 0 | 0 | 0 | 0 | 0 | 0 | 0 | 0 | 0 | 1 | 3906.1271
2025-06-05 | 5601.1 | 2.62 | 0.81 | 0 | 1 | 0 | 0 | 0 | 0 | 0 | 0 | 0 | 0 | 0 | 0 | 0 | 0 | 0 | 0 | 0 | 0 | 0 | 0 | 0 | 0 | 0 | 0 | 0 | 3461.5324
2025-06-05 | 5839.837 | 2.81 | 0.56 | 0 | 0 | 1 | 0 | 0 | 0 | 0 | 0 | 0 | 0 | 0 | 0 | 0 | 0 | 0 | 0 | 0 | 0 | 0 | 0 | 0 | 0 | 0 | 0 | 0 | 3177.6806
2025-06-05 | 6229.535 | 2.99 | 0.32 | 0 | 0 | 0 | 1 | 0 | 0 | 0 | 0 | 0 | 0 | 0 | 0 | 0 | 0 | 0 | 0 | 0 | 0 | 0 | 0 | 0 | 0 | 0 | 0 | 0 | 2991.6588
2025-06-05 | 8062.789 | 3.08 | 0.27 | 0 | 0 | 0 | 0 | 1 | 0 | 0 | 0 | 0 | 0 | 0 | 0 | 0 | 0 | 0 | 0 | 0 | 0 | 0 | 0 | 0 | 0 | 0 | 0 | 0 | 2956.124
2025-06-05 | 7259.18 | 3.05 | 0.46 | 0 | 0 | 0 | 0 | 0 | 1 | 0 | 0 | 0 | 0 | 0 | 0 | 0 | 0 | 0 | 0 | 0 | 0 | 0 | 0 | 0 | 0 | 0 | 0 | 0 | 3168.6336
2025-06-05 | 7621.167 | 2.79 | 0.49 | 0 | 0 | 0 | 0 | 0 | 0 | 1 | 0 | 0 | 0 | 0 | 0 | 0 | 0 | 0 | 0 | 0 | 0 | 0 | 0 | 0 | 0 | 0 | 0 | 0 | 3480.8086
2025-06-05 | 7750.093 | 2.6 | 0.75 | 0 | 0 | 0 | 0 | 0 | 0 | 0 | 1 | 0 | 0 | 0 | 0 | 0 | 0 | 0 | 0 | 0 | 0 | 0 | 0 | 0 | 0 | 0 | 0 | 0 | 3961.2112
2025-06-05 | 7965.534 | 2.11 | 1.3 | 0 | 0 | 0 | 0 | 0 | 0 | 0 | 0 | 1 | 0 | 0 | 0 | 0 | 0 | 0 | 0 | 0 | 0 | 0 | 0 | 0 | 0 | 0 | 0 | 0 | 4493.2624
2025-06-05 | 7891.451 | 1.41 | 1.93 | 0 | 0 | 0 | 0 | 0 | 0 | 0 | 0 | 0 | 1 | 0 | 0 | 0 | 0 | 0 | 0 | 0 | 0 | 0 | 0 | 0 | 0 | 0 | 0 | 0 | 4859.8335
2025-06-05 | 8024.406 | 1.1 | 2.65 | 0 | 0 | 0 | 0 | 0 | 0 | 0 | 0 | 0 | 0 | 1 | 0 | 0 | 0 | 0 | 0 | 0 | 0 | 0 | 0 | 0 | 0 | 0 | 0 | 0 | 5143.1876
2025-06-05 | 8306.106 | 0.97 | 3.17 | 0 | 0 | 0 | 0 | 0 | 0 | 0 | 0 | 0 | 0 | 0 | 1 | 0 | 0 | 0 | 0 | 0 | 0 | 0 | 0 | 0 | 0 | 0 | 0 | 0 | 5327.1413
2025-06-05 | 9333.098 | 0.8 | 3.83 | 0 | 0 | 0 | 0 | 0 | 0 | 0 | 0 | 0 | 0 | 0 | 0 | 1 | 0 | 0 | 0 | 0 | 0 | 0 | 0 | 0 | 0 | 0 | 0 | 0 | 5550.5912
2025-06-05 | 10960.077 | 0.79 | 4.63 | 0 | 0 | 0 | 0 | 0 | 0 | 0 | 0 | 0 | 0 | 0 | 0 | 0 | 1 | 0 | 0 | 0 | 0 | 0 | 0 | 0 | 0 | 0 | 0 | 0 | 5741.5827
2025-06-05 | 10973.137 | 0.84 | 4.62 | 0 | 0 | 0 | 0 | 0 | 0 | 0 | 0 | 0 | 0 | 0 | 0 | 0 | 0 | 1 | 0 | 0 | 0 | 0 | 0 | 0 | 0 | 0 | 0 | 0 | 5681.0668
2025-06-05 | 11088.788 | 0.84 | 4.2 | 0 | 0 | 0 | 0 | 0 | 0 | 0 | 0 | 0 | 0 | 0 | 0 | 0 | 0 | 0 | 1 | 0 | 0 | 0 | 0 | 0 | 0 | 0 | 0 | 0 | 5613.1591
2025-06-05 | 10895.859 | 1.07 | 4.25 | 0 | 0 | 0 | 0 | 0 | 0 | 0 | 0 | 0 | 0 | 0 | 0 | 0 | 0 | 0 | 0 | 1 | 0 | 0 | 0 | 0 | 0 | 0 | 0 | 0 | 6043.4869
2025-06-05 | 10119.927 | 1.12 | 4.4 | 0 | 0 | 0 | 0 | 0 | 0 | 0 | 0 | 0 | 0 | 0 | 0 | 0 | 0 | 0 | 0 | 0 | 1 | 0 | 0 | 0 | 0 | 0 | 0 | 0 | 6664.7759
2025-06-05 | 8765.925 | 1.19 | 4.03 | 0 | 0 | 0 | 0 | 0 | 0 | 0 | 0 | 0 | 0 | 0 | 0 | 0 | 0 | 0 | 0 | 0 | 0 | 1 | 0 | 0 | 0 | 0 | 0 | 0 | 6760.0891
2025-06-05 | 7667.808 | 1.1 | 3.53 | 0 | 0 | 0 | 0 | 0 | 0 | 0 | 0 | 0 | 0 | 0 | 0 | 0 | 0 | 0 | 0 | 0 | 0 | 0 | 1 | 0 | 0 | 0 | 0 | 0 | 6578.3267
2025-06-05 | 6677.51 | 1.22 | 2.85 | 0 | 0 | 0 | 0 | 0 | 0 | 0 | 0 | 0 | 0 | 0 | 0 | 0 | 0 | 0 | 0 | 0 | 0 | 0 | 0 | 1 | 0 | 0 | 0 | 0 | 6312.2442
2025-06-05 | 6119.12 | 1.3 | 2.63 | 0 | 0 | 0 | 0 | 0 | 0 | 0 | 0 | 0 | 0 | 0 | 0 | 0 | 0 | 0 | 0 | 0 | 0 | 0 | 0 | 0 | 1 | 0 | 0 | 0 | 6005.3674
2025-06-05 | 5684.463 | 1.35 | 1.97 | 0 | 0 | 0 | 0 | 0 | 0 | 0 | 0 | 0 | 0 | 0 | 0 | 0 | 0 | 0 | 0 | 0 | 0 | 0 | 0 | 0 | 0 | 1 | 0 | 0 | 5233.1199
2025-06-05 | 5444.847 | 1.45 | 1.44 | 0 | 0 | 0 | 0 | 0 | 0 | 0 | 0 | 0 | 0 | 0 | 0 | 0 | 0 | 0 | 0 | 0 | 0 | 0 | 0 | 0 | 0 | 0 | 1 | 0 | 4425.3396
2025-06-05 | 5410.736 | 1.63 | 1.02 | 0 | 0 | 0 | 0 | 0 | 0 | 0 | 0 | 0 | 0 | 0 | 0 | 0 | 0 | 0 | 0 | 0 | 0 | 0 | 0 | 0 | 0 | 0 | 0 | 1 | 3782.4833
2025-06-06 | 5699.582 | 1.87 | 0.83 | 0 | 1 | 0 | 0 | 0 | 0 | 0 | 0 | 0 | 0 | 0 | 0 | 0 | 0 | 0 | 0 | 0 | 0 | 0 | 0 | 0 | 0 | 0 | 0 | 0 | 3386.3728
2025-06-06 | 6494.429 | 2.2 | 0.61 | 0 | 0 | 1 | 0 | 0 | 0 | 0 | 0 | 0 | 0 | 0 | 0 | 0 | 0 | 0 | 0 | 0 | 0 | 0 | 0 | 0 | 0 | 0 | 0 | 0 | 3128.9355
2025-06-06 | 7367.903 | 2.36 | 0.5 | 0 | 0 | 0 | 1 | 0 | 0 | 0 | 0 | 0 | 0 | 0 | 0 | 0 | 0 | 0 | 0 | 0 | 0 | 0 | 0 | 0 | 0 | 0 | 0 | 0 | 2988.4414
2025-06-06 | 7615.107 | 2.64 | 0.41 | 0 | 0 | 0 | 0 | 1 | 0 | 0 | 0 | 0 | 0 | 0 | 0 | 0 | 0 | 0 | 0 | 0 | 0 | 0 | 0 | 0 | 0 | 0 | 0 | 0 | 2959.1218
2025-06-06 | 7585.353 | 2.75 | 0.27 | 0 | 0 | 0 | 0 | 0 | 1 | 0 | 0 | 0 | 0 | 0 | 0 | 0 | 0 | 0 | 0 | 0 | 0 | 0 | 0 | 0 | 0 | 0 | 0 | 0 | 3065.8767
2025-06-06 | 7642.975 | 2.82 | 0.37 | 0 | 0 | 0 | 0 | 0 | 0 | 1 | 0 | 0 | 0 | 0 | 0 | 0 | 0 | 0 | 0 | 0 | 0 | 0 | 0 | 0 | 0 | 0 | 0 | 0 | 3440.0523
2025-06-06 | 8328.269 | 2.76 | 0.43 | 0 | 0 | 0 | 0 | 0 | 0 | 0 | 1 | 0 | 0 | 0 | 0 | 0 | 0 | 0 | 0 | 0 | 0 | 0 | 0 | 0 | 0 | 0 | 0 | 0 | 3861.3279
2025-06-06 | 9066.463 | 2.07 | 0.84 | 0 | 0 | 0 | 0 | 0 | 0 | 0 | 0 | 1 | 0 | 0 | 0 | 0 | 0 | 0 | 0 | 0 | 0 | 0 | 0 | 0 | 0 | 0 | 0 | 0 | 4319.9794
2025-06-06 | 9408.702 | 1.55 | 1.52 | 0 | 0 | 0 | 0 | 0 | 0 | 0 | 0 | 0 | 1 | 0 | 0 | 0 | 0 | 0 | 0 | 0 | 0 | 0 | 0 | 0 | 0 | 0 | 0 | 0 | 4724.7078
2025-06-06 | 9695.004 | 1.03 | 2.49 | 0 | 0 | 0 | 0 | 0 | 0 | 0 | 0 | 0 | 0 | 1 | 0 | 0 | 0 | 0 | 0 | 0 | 0 | 0 | 0 | 0 | 0 | 0 | 0 | 0 | 5076.7455
2025-06-06 | 10322.568 | 0.84 | 3.37 | 0 | 0 | 0 | 0 | 0 | 0 | 0 | 0 | 0 | 0 | 0 | 1 | 0 | 0 | 0 | 0 | 0 | 0 | 0 | 0 | 0 | 0 | 0 | 0 | 0 | 5386.2683
2025-06-06 | 11227.244 | 0.7 | 3.74 | 0 | 0 | 0 | 0 | 0 | 0 | 0 | 0 | 0 | 0 | 0 | 0 | 1 | 0 | 0 | 0 | 0 | 0 | 0 | 0 | 0 | 0 | 0 | 0 | 0 | 5506.5485
2025-06-06 | 12282.027 | 0.6 | 4.56 | 0 | 0 | 0 | 0 | 0 | 0 | 0 | 0 | 0 | 0 | 0 | 0 | 0 | 1 | 0 | 0 | 0 | 0 | 0 | 0 | 0 | 0 | 0 | 0 | 0 | 5694.9825
2025-06-06 | 11924.654 | 0.65 | 5.09 | 0 | 0 | 0 | 0 | 0 | 0 | 0 | 0 | 0 | 0 | 0 | 0 | 0 | 0 | 1 | 0 | 0 | 0 | 0 | 0 | 0 | 0 | 0 | 0 | 0 | 5832.7205
2025-06-06 | 11904.755 | 0.67 | 4.74 | 0 | 0 | 0 | 0 | 0 | 0 | 0 | 0 | 0 | 0 | 0 | 0 | 0 | 0 | 0 | 1 | 0 | 0 | 0 | 0 | 0 | 0 | 0 | 0 | 0 | 5792.7124
2025-06-06 | 11641.956 | 0.65 | 4.86 | 0 | 0 | 0 | 0 | 0 | 0 | 0 | 0 | 0 | 0 | 0 | 0 | 0 | 0 | 0 | 0 | 1 | 0 | 0 | 0 | 0 | 0 | 0 | 0 | 0 | 6221.2391
2025-06-06 | 10959.213 | 0.57 | 4.79 | 0 | 0 | 0 | 0 | 0 | 0 | 0 | 0 | 0 | 0 | 0 | 0 | 0 | 0 | 0 | 0 | 0 | 1 | 0 | 0 | 0 | 0 | 0 | 0 | 0 | 6747.4575
2025-06-06 | 9599.35 | 0.72 | 4.15 | 0 | 0 | 0 | 0 | 0 | 0 | 0 | 0 | 0 | 0 | 0 | 0 | 0 | 0 | 0 | 0 | 0 | 0 | 1 | 0 | 0 | 0 | 0 | 0 | 0 | 6752.444
2025-06-06 | 8307.149 | 0.93 | 3.02 | 0 | 0 | 0 | 0 | 0 | 0 | 0 | 0 | 0 | 0 | 0 | 0 | 0 | 0 | 0 | 0 | 0 | 0 | 0 | 1 | 0 | 0 | 0 | 0 | 0 | 6372.3864
2025-06-06 | 7233.759 | 1.31 | 2.38 | 0 | 0 | 0 | 0 | 0 | 0 | 0 | 0 | 0 | 0 | 0 | 0 | 0 | 0 | 0 | 0 | 0 | 0 | 0 | 0 | 1 | 0 | 0 | 0 | 0 | 6149.5902
2025-06-06 | 6462.282 | 1.42 | 1.88 | 0 | 0 | 0 | 0 | 0 | 0 | 0 | 0 | 0 | 0 | 0 | 0 | 0 | 0 | 0 | 0 | 0 | 0 | 0 | 0 | 0 | 1 | 0 | 0 | 0 | 5743.2152
2025-06-06 | 6029.392 | 1.54 | 1.13 | 0 | 0 | 0 | 0 | 0 | 0 | 0 | 0 | 0 | 0 | 0 | 0 | 0 | 0 | 0 | 0 | 0 | 0 | 0 | 0 | 0 | 0 | 1 | 0 | 0 | 4945.6256
2025-06-06 | 5731.403 | 1.88 | 0.85 | 0 | 0 | 0 | 0 | 0 | 0 | 0 | 0 | 0 | 0 | 0 | 0 | 0 | 0 | 0 | 0 | 0 | 0 | 0 | 0 | 0 | 0 | 0 | 1 | 0 | 4256.0302
2025-06-06 | 5587.772 | 2.6 | 0.63 | 0 | 0 | 0 | 0 | 0 | 0 | 0 | 0 | 0 | 0 | 0 | 0 | 0 | 0 | 0 | 0 | 0 | 0 | 0 | 0 | 0 | 0 | 0 | 0 | 1 | 3746.003
2025-06-07 | 5907.713 | 2.91 | 0.52 | 1 | 1 | 0 | 0 | 0 | 0 | 0 | 0 | 0 | 0 | 0 | 0 | 0 | 0 | 0 | 0 | 0 | 0 | 0 | 0 | 0 | 0 | 0 | 0 | 0 | 3665.4381
2025-06-07 | 6482.626 | 3.33 | 0.44 | 1 | 0 | 1 | 0 | 0 | 0 | 0 | 0 | 0 | 0 | 0 | 0 | 0 | 0 | 0 | 0 | 0 | 0 | 0 | 0 | 0 | 0 | 0 | 0 | 0 | 3469.3003
2025-06-07 | 7257.834 | 3.6 | 0.29 | 1 | 0 | 0 | 1 | 0 | 0 | 0 | 0 | 0 | 0 | 0 | 0 | 0 | 0 | 0 | 0 | 0 | 0 | 0 | 0 | 0 | 0 | 0 | 0 | 0 | 3326.221
2025-06-07 | 7507.875 | 3.9 | 0.25 | 1 | 0 | 0 | 0 | 1 | 0 | 0 | 0 | 0 | 0 | 0 | 0 | 0 | 0 | 0 | 0 | 0 | 0 | 0 | 0 | 0 | 0 | 0 | 0 | 0 | 3317.4583
2025-06-07 | 7376.135 | 4.12 | 0.26 | 1 | 0 | 0 | 0 | 0 | 1 | 0 | 0 | 0 | 0 | 0 | 0 | 0 | 0 | 0 | 0 | 0 | 0 | 0 | 0 | 0 | 0 | 0 | 0 | 0 | 3491.384
2025-06-07 | 7598.74 | 4.49 | 0.36 | 1 | 0 | 0 | 0 | 0 | 0 | 1 | 0 | 0 | 0 | 0 | 0 | 0 | 0 | 0 | 0 | 0 | 0 | 0 | 0 | 0 | 0 | 0 | 0 | 0 | 3898.5606
2025-06-07 | 7771.406 | 3.73 | 0.51 | 1 | 0 | 0 | 0 | 0 | 0 | 0 | 1 | 0 | 0 | 0 | 0 | 0 | 0 | 0 | 0 | 0 | 0 | 0 | 0 | 0 | 0 | 0 | 0 | 0 | 4275.8764
2025-06-07 | 8304.553 | 2.77 | 0.67 | 1 | 0 | 0 | 0 | 0 | 0 | 0 | 0 | 1 | 0 | 0 | 0 | 0 | 0 | 0 | 0 | 0 | 0 | 0 | 0 | 0 | 0 | 0 | 0 | 0 | 4613.0427
2025-06-07 | 8730.926 | 1.79 | 1.07 | 1 | 0 | 0 | 0 | 0 | 0 | 0 | 0 | 0 | 1 | 0 | 0 | 0 | 0 | 0 | 0 | 0 | 0 | 0 | 0 | 0 | 0 | 0 | 0 | 0 | 4864.3714
2025-06-07 | 8762.857 | 0.83 | 1.65 | 1 | 0 | 0 | 0 | 0 | 0 | 0 | 0 | 0 | 0 | 1 | 0 | 0 | 0 | 0 | 0 | 0 | 0 | 0 | 0 | 0 | 0 | 0 | 0 | 0 | 5024.8244
2025-06-07 | 9165.422 | 0.32 | 2.23 | 1 | 0 | 0 | 0 | 0 | 0 | 0 | 0 | 0 | 0 | 0 | 1 | 0 | 0 | 0 | 0 | 0 | 0 | 0 | 0 | 0 | 0 | 0 | 0 | 0 | 5189.0052
2025-06-07 | 9899.85 | 0.45 | 2.74 | 1 | 0 | 0 | 0 | 0 | 0 | 0 | 0 | 0 | 0 | 0 | 0 | 1 | 0 | 0 | 0 | 0 | 0 | 0 | 0 | 0 | 0 | 0 | 0 | 0 | 5390.3854
2025-06-07 | 10987.203 | 0.16 | 3.59 | 1 | 0 | 0 | 0 | 0 | 0 | 0 | 0 | 0 | 0 | 0 | 0 | 0 | 1 | 0 | 0 | 0 | 0 | 0 | 0 | 0 | 0 | 0 | 0 | 0 | 5568.9329
2025-06-07 | 11054.785 | 0.03 | 4.2 | 1 | 0 | 0 | 0 | 0 | 0 | 0 | 0 | 0 | 0 | 0 | 0 | 0 | 0 | 1 | 0 | 0 | 0 | 0 | 0 | 0 | 0 | 0 | 0 | 0 | 5716.2413
2025-06-07 | 11331.096 | 0 | 4.08 | 1 | 0 | 0 | 0 | 0 | 0 | 0 | 0 | 0 | 0 | 0 | 0 | 0 | 0 | 0 | 1 | 0 | 0 | 0 | 0 | 0 | 0 | 0 | 0 | 0 | 5755.1745
2025-06-07 | 11332.185 | 0 | 4.05 | 1 | 0 | 0 | 0 | 0 | 0 | 0 | 0 | 0 | 0 | 0 | 0 | 0 | 0 | 0 | 0 | 1 | 0 | 0 | 0 | 0 | 0 | 0 | 0 | 0 | 6130.8307
2025-06-07 | 10532.127 | 0.18 | 3.94 | 1 | 0 | 0 | 0 | 0 | 0 | 0 | 0 | 0 | 0 | 0 | 0 | 0 | 0 | 0 | 0 | 0 | 1 | 0 | 0 | 0 | 0 | 0 | 0 | 0 | 6670.9644
2025-06-07 | 9425.042 | 0.33 | 3.51 | 1 | 0 | 0 | 0 | 0 | 0 | 0 | 0 | 0 | 0 | 0 | 0 | 0 | 0 | 0 | 0 | 0 | 0 | 1 | 0 | 0 | 0 | 0 | 0 | 0 | 6753.0497
2025-06-07 | 8153.127 | 0.38 | 3.15 | 1 | 0 | 0 | 0 | 0 | 0 | 0 | 0 | 0 | 0 | 0 | 0 | 0 | 0 | 0 | 0 | 0 | 0 | 0 | 1 | 0 | 0 | 0 | 0 | 0 | 6638.0869
2025-06-07 | 7153.429 | 0.57 | 2.51 | 1 | 0 | 0 | 0 | 0 | 0 | 0 | 0 | 0 | 0 | 0 | 0 | 0 | 0 | 0 | 0 | 0 | 0 | 0 | 0 | 1 | 0 | 0 | 0 | 0 | 6394.3901
2025-06-07 | 6370.262 | 1.06 | 1.7 | 1 | 0 | 0 | 0 | 0 | 0 | 0 | 0 | 0 | 0 | 0 | 0 | 0 | 0 | 0 | 0 | 0 | 0 | 0 | 0 | 0 | 1 | 0 | 0 | 0 | 5916.0039
2025-06-07 | 5859.429 | 1.69 | 1.09 | 1 | 0 | 0 | 0 | 0 | 0 | 0 | 0 | 0 | 0 | 0 | 0 | 0 | 0 | 0 | 0 | 0 | 0 | 0 | 0 | 0 | 0 | 1 | 0 | 0 | 5225.915
2025-06-07 | 5621.139 | 2.27 | 0.79 | 1 | 0 | 0 | 0 | 0 | 0 | 0 | 0 | 0 | 0 | 0 | 0 | 0 | 0 | 0 | 0 | 0 | 0 | 0 | 0 | 0 | 0 | 0 | 1 | 0 | 4555.3777
2025-06-07 | 5500.261 | 2.96 | 0.7 | 1 | 0 | 0 | 0 | 0 | 0 | 0 | 0 | 0 | 0 | 0 | 0 | 0 | 0 | 0 | 0 | 0 | 0 | 0 | 0 | 0 | 0 | 0 | 0 | 1 | 4089.7782
2025-06-08 | 5751.192 | 3.43 | 0.64 | 1 | 1 | 0 | 0 | 0 | 0 | 0 | 0 | 0 | 0 | 0 | 0 | 0 | 0 | 0 | 0 | 0 | 0 | 0 | 0 | 0 | 0 | 0 | 0 | 0 | 3766.6961
2025-06-08 | 6480.721 | 3.89 | 0.61 | 1 | 0 | 1 | 0 | 0 | 0 | 0 | 0 | 0 | 0 | 0 | 0 | 0 | 0 | 0 | 0 | 0 | 0 | 0 | 0 | 0 | 0 | 0 | 0 | 0 | 3593.3153
2025-06-08 | 7264.477 | 4.48 | 0.51 | 1 | 0 | 0 | 1 | 0 | 0 | 0 | 0 | 0 | 0 | 0 | 0 | 0 | 0 | 0 | 0 | 0 | 0 | 0 | 0 | 0 | 0 | 0 | 0 | 0 | 3503.7939
2025-06-08 | 7561.103 | 4.91 | 0.51 | 1 | 0 | 0 | 0 | 1 | 0 | 0 | 0 | 0 | 0 | 0 | 0 | 0 | 0 | 0 | 0 | 0 | 0 | 0 | 0 | 0 | 0 | 0 | 0 | 0 | 3524.0171
2025-06-08 | 7542.914 | 5.45 | 0.44 | 1 | 0 | 0 | 0 | 0 | 1 | 0 | 0 | 0 | 0 | 0 | 0 | 0 | 0 | 0 | 0 | 0 | 0 | 0 | 0 | 0 | 0 | 0 | 0 | 0 | 3703.7728
2025-06-08 | 7508.669 | 5.39 | 0.3 | 1 | 0 | 0 | 0 | 0 | 0 | 1 | 0 | 0 | 0 | 0 | 0 | 0 | 0 | 0 | 0 | 0 | 0 | 0 | 0 | 0 | 0 | 0 | 0 | 0 | 3975.5352
2025-06-08 | 7635.044 | 4.04 | 0.32 | 1 | 0 | 0 | 0 | 0 | 0 | 0 | 1 | 0 | 0 | 0 | 0 | 0 | 0 | 0 | 0 | 0 | 0 | 0 | 0 | 0 | 0 | 0 | 0 | 0 | 4240.2213
2025-06-08 | 7898.021 | 2.56 | 0.42 | 1 | 0 | 0 | 0 | 0 | 0 | 0 | 0 | 1 | 0 | 0 | 0 | 0 | 0 | 0 | 0 | 0 | 0 | 0 | 0 | 0 | 0 | 0 | 0 | 0 | 4498.1579
2025-06-08 | 7776.99 | 1.15 | 0.75 | 1 | 0 | 0 | 0 | 0 | 0 | 0 | 0 | 0 | 1 | 0 | 0 | 0 | 0 | 0 | 0 | 0 | 0 | 0 | 0 | 0 | 0 | 0 | 0 | 0 | 4676.4857
2025-06-08 | 7703.391 | 0.59 | 1.49 | 1 | 0 | 0 | 0 | 0 | 0 | 0 | 0 | 0 | 0 | 1 | 0 | 0 | 0 | 0 | 0 | 0 | 0 | 0 | 0 | 0 | 0 | 0 | 0 | 0 | 4939.6817
2025-06-08 | 8046.089 | 0.63 | 2.07 | 1 | 0 | 0 | 0 | 0 | 0 | 0 | 0 | 0 | 0 | 0 | 1 | 0 | 0 | 0 | 0 | 0 | 0 | 0 | 0 | 0 | 0 | 0 | 0 | 0 | 5164.3643
2025-06-08 | 9046.964 | 0.61 | 2.61 | 1 | 0 | 0 | 0 | 0 | 0 | 0 | 0 | 0 | 0 | 0 | 0 | 1 | 0 | 0 | 0 | 0 | 0 | 0 | 0 | 0 | 0 | 0 | 0 | 0 | 5360.2581
2025-06-08 | 10105.919 | 0.58 | 2.75 | 1 | 0 | 0 | 0 | 0 | 0 | 0 | 0 | 0 | 0 | 0 | 0 | 0 | 1 | 0 | 0 | 0 | 0 | 0 | 0 | 0 | 0 | 0 | 0 | 0 | 5306.7393
2025-06-08 | 10297.129 | 0.56 | 2.77 | 1 | 0 | 0 | 0 | 0 | 0 | 0 | 0 | 0 | 0 | 0 | 0 | 0 | 0 | 1 | 0 | 0 | 0 | 0 | 0 | 0 | 0 | 0 | 0 | 0 | 5249.5373
2025-06-08 | 10500.032 | 0.5 | 3.36 | 1 | 0 | 0 | 0 | 0 | 0 | 0 | 0 | 0 | 0 | 0 | 0 | 0 | 0 | 0 | 1 | 0 | 0 | 0 | 0 | 0 | 0 | 0 | 0 | 0 | 5545.8376
2025-06-08 | 10469.494 | 0.59 | 3.58 | 1 | 0 | 0 | 0 | 0 | 0 | 0 | 0 | 0 | 0 | 0 | 0 | 0 | 0 | 0 | 0 | 1 | 0 | 0 | 0 | 0 | 0 | 0 | 0 | 0 | 6023.1782
2025-06-08 | 9758.501 | 0.88 | 3.39 | 1 | 0 | 0 | 0 | 0 | 0 | 0 | 0 | 0 | 0 | 0 | 0 | 0 | 0 | 0 | 0 | 0 | 1 | 0 | 0 | 0 | 0 | 0 | 0 | 0 | 6546.0414
2025-06-08 | 8725.534 | 0.87 | 3.1 | 1 | 0 | 0 | 0 | 0 | 0 | 0 | 0 | 0 | 0 | 0 | 0 | 0 | 0 | 0 | 0 | 0 | 0 | 1 | 0 | 0 | 0 | 0 | 0 | 0 | 6661.9253
2025-06-08 | 7527.926 | 1.01 | 2.56 | 1 | 0 | 0 | 0 | 0 | 0 | 0 | 0 | 0 | 0 | 0 | 0 | 0 | 0 | 0 | 0 | 0 | 0 | 0 | 1 | 0 | 0 | 0 | 0 | 0 | 6490.7781
2025-06-08 | 6561.229 | 1.04 | 1.83 | 1 | 0 | 0 | 0 | 0 | 0 | 0 | 0 | 0 | 0 | 0 | 0 | 0 | 0 | 0 | 0 | 0 | 0 | 0 | 0 | 1 | 0 | 0 | 0 | 0 | 6196.4386
2025-06-08 | 5916.943 | 1.24 | 1.05 | 1 | 0 | 0 | 0 | 0 | 0 | 0 | 0 | 0 | 0 | 0 | 0 | 0 | 0 | 0 | 0 | 0 | 0 | 0 | 0 | 0 | 1 | 0 | 0 | 0 | 5697.1655
2025-06-08 | 5569.21 | 1.58 | 0.71 | 1 | 0 | 0 | 0 | 0 | 0 | 0 | 0 | 0 | 0 | 0 | 0 | 0 | 0 | 0 | 0 | 0 | 0 | 0 | 0 | 0 | 0 | 1 | 0 | 0 | 5074.3027
2025-06-08 | 5247.453 | 2.02 | 0.55 | 1 | 0 | 0 | 0 | 0 | 0 | 0 | 0 | 0 | 0 | 0 | 0 | 0 | 0 | 0 | 0 | 0 | 0 | 0 | 0 | 0 | 0 | 0 | 1 | 0 | 4439.7641
2025-06-08 | 5201.303 | 2.38 | 0.46 | 1 | 0 | 0 | 0 | 0 | 0 | 0 | 0 | 0 | 0 | 0 | 0 | 0 | 0 | 0 | 0 | 0 | 0 | 0 | 0 | 0 | 0 | 0 | 0 | 1 | 3937.8635
2025-06-09 | 5457.483 | 2.87 | 0.49 | 0 | 1 | 0 | 0 | 0 | 0 | 0 | 0 | 0 | 0 | 0 | 0 | 0 | 0 | 0 | 0 | 0 | 0 | 0 | 0 | 0 | 0 | 0 | 0 | 0 | 3371.5494
2025-06-09 | 6006.727 | 3.33 | 0.45 | 0 | 0 | 1 | 0 | 0 | 0 | 0 | 0 | 0 | 0 | 0 | 0 | 0 | 0 | 0 | 0 | 0 | 0 | 0 | 0 | 0 | 0 | 0 | 0 | 0 | 3194.4972
2025-06-09 | 6737.199 | 3.64 | 0.46 | 0 | 0 | 0 | 1 | 0 | 0 | 0 | 0 | 0 | 0 | 0 | 0 | 0 | 0 | 0 | 0 | 0 | 0 | 0 | 0 | 0 | 0 | 0 | 0 | 0 | 3114.56
2025-06-09 | 7477.492 | 4.11 | 0.36 | 0 | 0 | 0 | 0 | 1 | 0 | 0 | 0 | 0 | 0 | 0 | 0 | 0 | 0 | 0 | 0 | 0 | 0 | 0 | 0 | 0 | 0 | 0 | 0 | 0 | 3102.4696
2025-06-09 | 7860.237 | 4.4 | 0.3 | 0 | 0 | 0 | 0 | 0 | 1 | 0 | 0 | 0 | 0 | 0 | 0 | 0 | 0 | 0 | 0 | 0 | 0 | 0 | 0 | 0 | 0 | 0 | 0 | 0 | 3258.396
2025-06-09 | 7989.338 | 4.18 | 0.28 | 0 | 0 | 0 | 0 | 0 | 0 | 1 | 0 | 0 | 0 | 0 | 0 | 0 | 0 | 0 | 0 | 0 | 0 | 0 | 0 | 0 | 0 | 0 | 0 | 0 | 3556.6142
2025-06-09 | 8205.745 | 3.12 | 0.49 | 0 | 0 | 0 | 0 | 0 | 0 | 0 | 1 | 0 | 0 | 0 | 0 | 0 | 0 | 0 | 0 | 0 | 0 | 0 | 0 | 0 | 0 | 0 | 0 | 0 | 3922.9573
2025-06-09 | 8530.69 | 2.23 | 0.99 | 0 | 0 | 0 | 0 | 0 | 0 | 0 | 0 | 1 | 0 | 0 | 0 | 0 | 0 | 0 | 0 | 0 | 0 | 0 | 0 | 0 | 0 | 0 | 0 | 0 | 4392.6504
2025-06-09 | 8675.733 | 1.58 | 1.78 | 0 | 0 | 0 | 0 | 0 | 0 | 0 | 0 | 0 | 1 | 0 | 0 | 0 | 0 | 0 | 0 | 0 | 0 | 0 | 0 | 0 | 0 | 0 | 0 | 0 | 4823.4635
2025-06-09 | 8953.322 | 0.98 | 2.54 | 0 | 0 | 0 | 0 | 0 | 0 | 0 | 0 | 0 | 0 | 1 | 0 | 0 | 0 | 0 | 0 | 0 | 0 | 0 | 0 | 0 | 0 | 0 | 0 | 0 | 5089.6022
2025-06-09 | 9213.708 | 0.65 | 3.42 | 0 | 0 | 0 | 0 | 0 | 0 | 0 | 0 | 0 | 0 | 0 | 1 | 0 | 0 | 0 | 0 | 0 | 0 | 0 | 0 | 0 | 0 | 0 | 0 | 0 | 5383.7245
2025-06-09 | 9949.727 | 0.33 | 3.56 | 0 | 0 | 0 | 0 | 0 | 0 | 0 | 0 | 0 | 0 | 0 | 0 | 1 | 0 | 0 | 0 | 0 | 0 | 0 | 0 | 0 | 0 | 0 | 0 | 0 | 5399.7628
2025-06-09 | 10715.58 | 0.19 | 4.15 | 0 | 0 | 0 | 0 | 0 | 0 | 0 | 0 | 0 | 0 | 0 | 0 | 0 | 1 | 0 | 0 | 0 | 0 | 0 | 0 | 0 | 0 | 0 | 0 | 0 | 5499.3551
2025-06-09 | 10261.398 | 0.15 | 4.39 | 0 | 0 | 0 | 0 | 0 | 0 | 0 | 0 | 0 | 0 | 0 | 0 | 0 | 0 | 1 | 0 | 0 | 0 | 0 | 0 | 0 | 0 | 0 | 0 | 0 | 5520.7232
2025-06-09 | 10361.725 | 0.29 | 5.38 | 0 | 0 | 0 | 0 | 0 | 0 | 0 | 0 | 0 | 0 | 0 | 0 | 0 | 0 | 0 | 1 | 0 | 0 | 0 | 0 | 0 | 0 | 0 | 0 | 0 | 5985.8788
2025-06-09 | 10288.006 | 0.22 | 5.27 | 0 | 0 | 0 | 0 | 0 | 0 | 0 | 0 | 0 | 0 | 0 | 0 | 0 | 0 | 0 | 0 | 1 | 0 | 0 | 0 | 0 | 0 | 0 | 0 | 0 | 6324.4638
2025-06-09 | 9570.04 | 0.07 | 5.28 | 0 | 0 | 0 | 0 | 0 | 0 | 0 | 0 | 0 | 0 | 0 | 0 | 0 | 0 | 0 | 0 | 0 | 1 | 0 | 0 | 0 | 0 | 0 | 0 | 0 | 6872.3529
2025-06-09 | 8626.843 | 0.04 | 5.1 | 0 | 0 | 0 | 0 | 0 | 0 | 0 | 0 | 0 | 0 | 0 | 0 | 0 | 0 | 0 | 0 | 0 | 0 | 1 | 0 | 0 | 0 | 0 | 0 | 0 | 7026.4219
2025-06-09 | 7560.532 | 0.14 | 4.61 | 0 | 0 | 0 | 0 | 0 | 0 | 0 | 0 | 0 | 0 | 0 | 0 | 0 | 0 | 0 | 0 | 0 | 0 | 0 | 1 | 0 | 0 | 0 | 0 | 0 | 6869.2314
2025-06-09 | 6719.259 | 0.25 | 3.68 | 0 | 0 | 0 | 0 | 0 | 0 | 0 | 0 | 0 | 0 | 0 | 0 | 0 | 0 | 0 | 0 | 0 | 0 | 0 | 0 | 1 | 0 | 0 | 0 | 0 | 6510.2647
2025-06-09 | 6016.456 | 0.8 | 2.52 | 0 | 0 | 0 | 0 | 0 | 0 | 0 | 0 | 0 | 0 | 0 | 0 | 0 | 0 | 0 | 0 | 0 | 0 | 0 | 0 | 0 | 1 | 0 | 0 | 0 | 5909.9808
2025-06-09 | 5587.948 | 0.98 | 1.92 | 0 | 0 | 0 | 0 | 0 | 0 | 0 | 0 | 0 | 0 | 0 | 0 | 0 | 0 | 0 | 0 | 0 | 0 | 0 | 0 | 0 | 0 | 1 | 0 | 0 | 5174.0619
2025-06-09 | 5322.45 | 1.61 | 1.62 | 0 | 0 | 0 | 0 | 0 | 0 | 0 | 0 | 0 | 0 | 0 | 0 | 0 | 0 | 0 | 0 | 0 | 0 | 0 | 0 | 0 | 0 | 0 | 1 | 0 | 4509.0247
2025-06-09 | 5168.146 | 1.87 | 1.26 | 0 | 0 | 0 | 0 | 0 | 0 | 0 | 0 | 0 | 0 | 0 | 0 | 0 | 0 | 0 | 0 | 0 | 0 | 0 | 0 | 0 | 0 | 0 | 0 | 1 | 3896.9969
2025-06-10 | 5177.375 | 2.09 | 0.87 | 0 | 1 | 0 | 0 | 0 | 0 | 0 | 0 | 0 | 0 | 0 | 0 | 0 | 0 | 0 | 0 | 0 | 0 | 0 | 0 | 0 | 0 | 0 | 0 | 0 | 3425.259
2025-06-10 | 5527.178 | 2.55 | 0.72 | 0 | 0 | 1 | 0 | 0 | 0 | 0 | 0 | 0 | 0 | 0 | 0 | 0 | 0 | 0 | 0 | 0 | 0 | 0 | 0 | 0 | 0 | 0 | 0 | 0 | 3207.8217
2025-06-10 | 6448.662 | 2.83 | 0.62 | 0 | 0 | 0 | 1 | 0 | 0 | 0 | 0 | 0 | 0 | 0 | 0 | 0 | 0 | 0 | 0 | 0 | 0 | 0 | 0 | 0 | 0 | 0 | 0 | 0 | 3084.1993
2025-06-10 | 7539.723 | 3.04 | 0.47 | 0 | 0 | 0 | 0 | 1 | 0 | 0 | 0 | 0 | 0 | 0 | 0 | 0 | 0 | 0 | 0 | 0 | 0 | 0 | 0 | 0 | 0 | 0 | 0 | 0 | 3025.1513
2025-06-10 | 8291.786 | 3.37 | 0.39 | 0 | 0 | 0 | 0 | 0 | 1 | 0 | 0 | 0 | 0 | 0 | 0 | 0 | 0 | 0 | 0 | 0 | 0 | 0 | 0 | 0 | 0 | 0 | 0 | 0 | 3178.135
2025-06-10 | 8873.004 | 3.75 | 0.2 | 0 | 0 | 0 | 0 | 0 | 0 | 1 | 0 | 0 | 0 | 0 | 0 | 0 | 0 | 0 | 0 | 0 | 0 | 0 | 0 | 0 | 0 | 0 | 0 | 0 | 3479.942
2025-06-10 | 9630.138 | 2.81 | 0.22 | 0 | 0 | 0 | 0 | 0 | 0 | 0 | 1 | 0 | 0 | 0 | 0 | 0 | 0 | 0 | 0 | 0 | 0 | 0 | 0 | 0 | 0 | 0 | 0 | 0 | 3789.7294
2025-06-10 | 10056.781 | 1.72 | 0.52 | 0 | 0 | 0 | 0 | 0 | 0 | 0 | 0 | 1 | 0 | 0 | 0 | 0 | 0 | 0 | 0 | 0 | 0 | 0 | 0 | 0 | 0 | 0 | 0 | 0 | 4163.9945
2025-06-10 | 9999.133 | 1.1 | 1.32 | 0 | 0 | 0 | 0 | 0 | 0 | 0 | 0 | 0 | 1 | 0 | 0 | 0 | 0 | 0 | 0 | 0 | 0 | 0 | 0 | 0 | 0 | 0 | 0 | 0 | 4601.779
2025-06-10 | 9943.527 | 0.82 | 2.34 | 0 | 0 | 0 | 0 | 0 | 0 | 0 | 0 | 0 | 0 | 1 | 0 | 0 | 0 | 0 | 0 | 0 | 0 | 0 | 0 | 0 | 0 | 0 | 0 | 0 | 4998.5743
2025-06-10 | 9995.683 | 0.8 | 3.2 | 0 | 0 | 0 | 0 | 0 | 0 | 0 | 0 | 0 | 0 | 0 | 1 | 0 | 0 | 0 | 0 | 0 | 0 | 0 | 0 | 0 | 0 | 0 | 0 | 0 | 5319.4549
2025-06-10 | 10431.9 | 0.76 | 3.35 | 0 | 0 | 0 | 0 | 0 | 0 | 0 | 0 | 0 | 0 | 0 | 0 | 1 | 0 | 0 | 0 | 0 | 0 | 0 | 0 | 0 | 0 | 0 | 0 | 0 | 5369.9654
2025-06-10 | 11094.731 | 0.58 | 3.97 | 0 | 0 | 0 | 0 | 0 | 0 | 0 | 0 | 0 | 0 | 0 | 0 | 0 | 1 | 0 | 0 | 0 | 0 | 0 | 0 | 0 | 0 | 0 | 0 | 0 | 5476.1717
2025-06-10 | 10872.238 | 0.48 | 4.53 | 0 | 0 | 0 | 0 | 0 | 0 | 0 | 0 | 0 | 0 | 0 | 0 | 0 | 0 | 1 | 0 | 0 | 0 | 0 | 0 | 0 | 0 | 0 | 0 | 0 | 5608.4234
2025-06-10 | 10696.276 | 0.31 | 5.07 | 0 | 0 | 0 | 0 | 0 | 0 | 0 | 0 | 0 | 0 | 0 | 0 | 0 | 0 | 0 | 1 | 0 | 0 | 0 | 0 | 0 | 0 | 0 | 0 | 0 | 5874.2664
2025-06-10 | 10189.883 | 0.19 | 5.24 | 0 | 0 | 0 | 0 | 0 | 0 | 0 | 0 | 0 | 0 | 0 | 0 | 0 | 0 | 0 | 0 | 1 | 0 | 0 | 0 | 0 | 0 | 0 | 0 | 0 | 6310.1496
2025-06-10 | 9364.528 | 0.35 | 5.22 | 0 | 0 | 0 | 0 | 0 | 0 | 0 | 0 | 0 | 0 | 0 | 0 | 0 | 0 | 0 | 0 | 0 | 1 | 0 | 0 | 0 | 0 | 0 | 0 | 0 | 6881.1256
2025-06-10 | 8550.45 | 0.49 | 5.07 | 0 | 0 | 0 | 0 | 0 | 0 | 0 | 0 | 0 | 0 | 0 | 0 | 0 | 0 | 0 | 0 | 0 | 0 | 1 | 0 | 0 | 0 | 0 | 0 | 0 | 7064.9092
2025-06-10 | 7561.066 | 0.58 | 4.49 | 0 | 0 | 0 | 0 | 0 | 0 | 0 | 0 | 0 | 0 | 0 | 0 | 0 | 0 | 0 | 0 | 0 | 0 | 0 | 1 | 0 | 0 | 0 | 0 | 0 | 6873.5764
2025-06-10 | 6662.222 | 0.9 | 3.86 | 0 | 0 | 0 | 0 | 0 | 0 | 0 | 0 | 0 | 0 | 0 | 0 | 0 | 0 | 0 | 0 | 0 | 0 | 0 | 0 | 1 | 0 | 0 | 0 | 0 | 6647.8514
2025-06-10 | 5999.699 | 1 | 2.02 | 0 | 0 | 0 | 0 | 0 | 0 | 0 | 0 | 0 | 0 | 0 | 0 | 0 | 0 | 0 | 0 | 0 | 0 | 0 | 0 | 0 | 1 | 0 | 0 | 0 | 5748.413
2025-06-10 | 5534.033 | 1.26 | 1.68 | 0 | 0 | 0 | 0 | 0 | 0 | 0 | 0 | 0 | 0 | 0 | 0 | 0 | 0 | 0 | 0 | 0 | 0 | 0 | 0 | 0 | 0 | 1 | 0 | 0 | 5116.7499
2025-06-10 | 5259.532 | 1.58 | 1.3 | 0 | 0 | 0 | 0 | 0 | 0 | 0 | 0 | 0 | 0 | 0 | 0 | 0 | 0 | 0 | 0 | 0 | 0 | 0 | 0 | 0 | 0 | 0 | 1 | 0 | 4388.2408
2025-06-10 | 5142.74 | 1.98 | 1.06 | 0 | 0 | 0 | 0 | 0 | 0 | 0 | 0 | 0 | 0 | 0 | 0 | 0 | 0 | 0 | 0 | 0 | 0 | 0 | 0 | 0 | 0 | 0 | 0 | 1 | 3835.6699
2025-06-11 | 5102.367 | 2.11 | 0.82 | 0 | 1 | 0 | 0 | 0 | 0 | 0 | 0 | 0 | 0 | 0 | 0 | 0 | 0 | 0 | 0 | 0 | 0 | 0 | 0 | 0 | 0 | 0 | 0 | 0 | 3409.1022
2025-06-11 | 5347.227 | 2.05 | 0.63 | 0 | 0 | 1 | 0 | 0 | 0 | 0 | 0 | 0 | 0 | 0 | 0 | 0 | 0 | 0 | 0 | 0 | 0 | 0 | 0 | 0 | 0 | 0 | 0 | 0 | 3119.7778
2025-06-11 | 6134.429 | 2.04 | 0.69 | 0 | 0 | 0 | 1 | 0 | 0 | 0 | 0 | 0 | 0 | 0 | 0 | 0 | 0 | 0 | 0 | 0 | 0 | 0 | 0 | 0 | 0 | 0 | 0 | 0 | 3022.9964
2025-06-11 | 7429.066 | 2.49 | 0.66 | 0 | 0 | 0 | 0 | 1 | 0 | 0 | 0 | 0 | 0 | 0 | 0 | 0 | 0 | 0 | 0 | 0 | 0 | 0 | 0 | 0 | 0 | 0 | 0 | 0 | 3034.4055
2025-06-11 | 8411.105 | 3.07 | 0.5 | 0 | 0 | 0 | 0 | 0 | 1 | 0 | 0 | 0 | 0 | 0 | 0 | 0 | 0 | 0 | 0 | 0 | 0 | 0 | 0 | 0 | 0 | 0 | 0 | 0 | 3185.5191
2025-06-11 | 9366.029 | 3.21 | 0.47 | 0 | 0 | 0 | 0 | 0 | 0 | 1 | 0 | 0 | 0 | 0 | 0 | 0 | 0 | 0 | 0 | 0 | 0 | 0 | 0 | 0 | 0 | 0 | 0 | 0 | 3519.6672
2025-06-11 | 10167.694 | 2.48 | 0.43 | 0 | 0 | 0 | 0 | 0 | 0 | 0 | 1 | 0 | 0 | 0 | 0 | 0 | 0 | 0 | 0 | 0 | 0 | 0 | 0 | 0 | 0 | 0 | 0 | 0 | 3830.5271
2025-06-11 | 10581.168 | 1.78 | 0.63 | 0 | 0 | 0 | 0 | 0 | 0 | 0 | 0 | 1 | 0 | 0 | 0 | 0 | 0 | 0 | 0 | 0 | 0 | 0 | 0 | 0 | 0 | 0 | 0 | 0 | 4210.9797
2025-06-11 | 10975.688 | 0.98 | 1.42 | 0 | 0 | 0 | 0 | 0 | 0 | 0 | 0 | 0 | 1 | 0 | 0 | 0 | 0 | 0 | 0 | 0 | 0 | 0 | 0 | 0 | 0 | 0 | 0 | 0 | 4625.2923
2025-06-11 | 11256.065 | 0.6 | 2.55 | 0 | 0 | 0 | 0 | 0 | 0 | 0 | 0 | 0 | 0 | 1 | 0 | 0 | 0 | 0 | 0 | 0 | 0 | 0 | 0 | 0 | 0 | 0 | 0 | 0 | 5051.4723
2025-06-11 | 11843.312 | 0.46 | 3.69 | 0 | 0 | 0 | 0 | 0 | 0 | 0 | 0 | 0 | 0 | 0 | 1 | 0 | 0 | 0 | 0 | 0 | 0 | 0 | 0 | 0 | 0 | 0 | 0 | 0 | 5461.9509
2025-06-11 | 12545.023 | 0.34 | 4.53 | 0 | 0 | 0 | 0 | 0 | 0 | 0 | 0 | 0 | 0 | 0 | 0 | 1 | 0 | 0 | 0 | 0 | 0 | 0 | 0 | 0 | 0 | 0 | 0 | 0 | 5756.9855
2025-06-11 | 13273.729 | 0.24 | 5 | 0 | 0 | 0 | 0 | 0 | 0 | 0 | 0 | 0 | 0 | 0 | 0 | 0 | 1 | 0 | 0 | 0 | 0 | 0 | 0 | 0 | 0 | 0 | 0 | 0 | 5816.9216
2025-06-11 | 12670.344 | 0.14 | 5.59 | 0 | 0 | 0 | 0 | 0 | 0 | 0 | 0 | 0 | 0 | 0 | 0 | 0 | 0 | 1 | 0 | 0 | 0 | 0 | 0 | 0 | 0 | 0 | 0 | 0 | 5960.1873
2025-06-11 | 12225.38 | 0 | 6.06 | 0 | 0 | 0 | 0 | 0 | 0 | 0 | 0 | 0 | 0 | 0 | 0 | 0 | 0 | 0 | 1 | 0 | 0 | 0 | 0 | 0 | 0 | 0 | 0 | 0 | 6203.6309
2025-06-11 | 11461.109 | 0.07 | 5.86 | 0 | 0 | 0 | 0 | 0 | 0 | 0 | 0 | 0 | 0 | 0 | 0 | 0 | 0 | 0 | 0 | 1 | 0 | 0 | 0 | 0 | 0 | 0 | 0 | 0 | 6524.574
2025-06-11 | 10136.15 | 0.13 | 6.1 | 0 | 0 | 0 | 0 | 0 | 0 | 0 | 0 | 0 | 0 | 0 | 0 | 0 | 0 | 0 | 0 | 0 | 1 | 0 | 0 | 0 | 0 | 0 | 0 | 0 | 7180.0053
2025-06-11 | 8773.702 | 0.22 | 5.63 | 0 | 0 | 0 | 0 | 0 | 0 | 0 | 0 | 0 | 0 | 0 | 0 | 0 | 0 | 0 | 0 | 0 | 0 | 1 | 0 | 0 | 0 | 0 | 0 | 0 | 7240.8049
2025-06-11 | 7376.968 | 0.29 | 4.89 | 0 | 0 | 0 | 0 | 0 | 0 | 0 | 0 | 0 | 0 | 0 | 0 | 0 | 0 | 0 | 0 | 0 | 0 | 0 | 1 | 0 | 0 | 0 | 0 | 0 | 6988.5302
2025-06-11 | 6339.715 | 0.36 | 4.29 | 0 | 0 | 0 | 0 | 0 | 0 | 0 | 0 | 0 | 0 | 0 | 0 | 0 | 0 | 0 | 0 | 0 | 0 | 0 | 0 | 1 | 0 | 0 | 0 | 0 | 6746.3185
2025-06-11 | 5669.592 | 0.5 | 3.32 | 0 | 0 | 0 | 0 | 0 | 0 | 0 | 0 | 0 | 0 | 0 | 0 | 0 | 0 | 0 | 0 | 0 | 0 | 0 | 0 | 0 | 1 | 0 | 0 | 0 | 6170.6893
2025-06-11 | 5298.798 | 0.7 | 2.6 | 0 | 0 | 0 | 0 | 0 | 0 | 0 | 0 | 0 | 0 | 0 | 0 | 0 | 0 | 0 | 0 | 0 | 0 | 0 | 0 | 0 | 0 | 1 | 0 | 0 | 5392.914
2025-06-11 | 5104.392 | 1.12 | 2.22 | 0 | 0 | 0 | 0 | 0 | 0 | 0 | 0 | 0 | 0 | 0 | 0 | 0 | 0 | 0 | 0 | 0 | 0 | 0 | 0 | 0 | 0 | 0 | 1 | 0 | 4675.4052
2025-06-11 | 5058 | 1.42 | 1.56 | 0 | 0 | 0 | 0 | 0 | 0 | 0 | 0 | 0 | 0 | 0 | 0 | 0 | 0 | 0 | 0 | 0 | 0 | 0 | 0 | 0 | 0 | 0 | 0 | 1 | 3957.6366
2025-06-12 | 5295.034 | 1.57 | 1.14 | 0 | 1 | 0 | 0 | 0 | 0 | 0 | 0 | 0 | 0 | 0 | 0 | 0 | 0 | 0 | 0 | 0 | 0 | 0 | 0 | 0 | 0 | 0 | 0 | 0 | 3467.1843
2025-06-12 | 5984.535 | 1.68 | 0.7 | 0 | 0 | 1 | 0 | 0 | 0 | 0 | 0 | 0 | 0 | 0 | 0 | 0 | 0 | 0 | 0 | 0 | 0 | 0 | 0 | 0 | 0 | 0 | 0 | 0 | 3104.7762
2025-06-12 | 6847.077 | 2.09 | 0.28 | 0 | 0 | 0 | 1 | 0 | 0 | 0 | 0 | 0 | 0 | 0 | 0 | 0 | 0 | 0 | 0 | 0 | 0 | 0 | 0 | 0 | 0 | 0 | 0 | 0 | 2877.9705
2025-06-12 | 7083.276 | 3.16 | 0.35 | 0 | 0 | 0 | 0 | 1 | 0 | 0 | 0 | 0 | 0 | 0 | 0 | 0 | 0 | 0 | 0 | 0 | 0 | 0 | 0 | 0 | 0 | 0 | 0 | 0 | 2994.2952
2025-06-12 | 7077.848 | 3.15 | 0.31 | 0 | 0 | 0 | 0 | 0 | 1 | 0 | 0 | 0 | 0 | 0 | 0 | 0 | 0 | 0 | 0 | 0 | 0 | 0 | 0 | 0 | 0 | 0 | 0 | 0 | 3124.5634
2025-06-12 | 7272.948 | 3.39 | 0.32 | 0 | 0 | 0 | 0 | 0 | 0 | 1 | 0 | 0 | 0 | 0 | 0 | 0 | 0 | 0 | 0 | 0 | 0 | 0 | 0 | 0 | 0 | 0 | 0 | 0 | 3484.3972
2025-06-12 | 7649.699 | 2.68 | 0.39 | 0 | 0 | 0 | 0 | 0 | 0 | 0 | 1 | 0 | 0 | 0 | 0 | 0 | 0 | 0 | 0 | 0 | 0 | 0 | 0 | 0 | 0 | 0 | 0 | 0 | 3837.8422
2025-06-12 | 8103.854 | 2.1 | 0.76 | 0 | 0 | 0 | 0 | 0 | 0 | 0 | 0 | 1 | 0 | 0 | 0 | 0 | 0 | 0 | 0 | 0 | 0 | 0 | 0 | 0 | 0 | 0 | 0 | 0 | 4293.9085
2025-06-12 | 8187.613 | 1.29 | 1.26 | 0 | 0 | 0 | 0 | 0 | 0 | 0 | 0 | 0 | 1 | 0 | 0 | 0 | 0 | 0 | 0 | 0 | 0 | 0 | 0 | 0 | 0 | 0 | 0 | 0 | 4600.6514
2025-06-12 | 8405.885 | 0.74 | 1.89 | 0 | 0 | 0 | 0 | 0 | 0 | 0 | 0 | 0 | 0 | 1 | 0 | 0 | 0 | 0 | 0 | 0 | 0 | 0 | 0 | 0 | 0 | 0 | 0 | 0 | 4824.5625
2025-06-12 | 9133.027 | 0.52 | 2.33 | 0 | 0 | 0 | 0 | 0 | 0 | 0 | 0 | 0 | 0 | 0 | 1 | 0 | 0 | 0 | 0 | 0 | 0 | 0 | 0 | 0 | 0 | 0 | 0 | 0 | 4969.245
2025-06-12 | 10340.473 | 0.43 | 2.85 | 0 | 0 | 0 | 0 | 0 | 0 | 0 | 0 | 0 | 0 | 0 | 0 | 1 | 0 | 0 | 0 | 0 | 0 | 0 | 0 | 0 | 0 | 0 | 0 | 0 | 5150.0959
2025-06-12 | 11646.383 | 0.36 | 3.76 | 0 | 0 | 0 | 0 | 0 | 0 | 0 | 0 | 0 | 0 | 0 | 0 | 0 | 1 | 0 | 0 | 0 | 0 | 0 | 0 | 0 | 0 | 0 | 0 | 0 | 5374.8723
2025-06-12 | 11286.532 | 0.2 | 4.31 | 0 | 0 | 0 | 0 | 0 | 0 | 0 | 0 | 0 | 0 | 0 | 0 | 0 | 0 | 1 | 0 | 0 | 0 | 0 | 0 | 0 | 0 | 0 | 0 | 0 | 5496.8524
2025-06-12 | 11087.544 | 0.12 | 4.81 | 0 | 0 | 0 | 0 | 0 | 0 | 0 | 0 | 0 | 0 | 0 | 0 | 0 | 0 | 0 | 1 | 0 | 0 | 0 | 0 | 0 | 0 | 0 | 0 | 0 | 5757.9103
2025-06-12 | 10614.256 | 0.14 | 4.79 | 0 | 0 | 0 | 0 | 0 | 0 | 0 | 0 | 0 | 0 | 0 | 0 | 0 | 0 | 0 | 0 | 1 | 0 | 0 | 0 | 0 | 0 | 0 | 0 | 0 | 6139.4379
2025-06-12 | 9596.473 | 0.1 | 4.95 | 0 | 0 | 0 | 0 | 0 | 0 | 0 | 0 | 0 | 0 | 0 | 0 | 0 | 0 | 0 | 0 | 0 | 1 | 0 | 0 | 0 | 0 | 0 | 0 | 0 | 6754.4979
2025-06-12 | 8312.547 | 0.17 | 4.52 | 0 | 0 | 0 | 0 | 0 | 0 | 0 | 0 | 0 | 0 | 0 | 0 | 0 | 0 | 0 | 0 | 0 | 0 | 1 | 0 | 0 | 0 | 0 | 0 | 0 | 6827.7829
2025-06-12 | 7032.804 | 0.4 | 3.94 | 0 | 0 | 0 | 0 | 0 | 0 | 0 | 0 | 0 | 0 | 0 | 0 | 0 | 0 | 0 | 0 | 0 | 0 | 0 | 1 | 0 | 0 | 0 | 0 | 0 | 6651.8506
2025-06-12 | 6129.252 | 0.64 | 2.8 | 0 | 0 | 0 | 0 | 0 | 0 | 0 | 0 | 0 | 0 | 0 | 0 | 0 | 0 | 0 | 0 | 0 | 0 | 0 | 0 | 1 | 0 | 0 | 0 | 0 | 6230.0856
2025-06-12 | 5538.773 | 1.08 | 1.79 | 0 | 0 | 0 | 0 | 0 | 0 | 0 | 0 | 0 | 0 | 0 | 0 | 0 | 0 | 0 | 0 | 0 | 0 | 0 | 0 | 0 | 1 | 0 | 0 | 0 | 5672.7718
2025-06-12 | 5243.13 | 1.54 | 1.48 | 0 | 0 | 0 | 0 | 0 | 0 | 0 | 0 | 0 | 0 | 0 | 0 | 0 | 0 | 0 | 0 | 0 | 0 | 0 | 0 | 0 | 0 | 1 | 0 | 0 | 5074.1235
2025-06-12 | 5034.277 | 2.07 | 1.34 | 0 | 0 | 0 | 0 | 0 | 0 | 0 | 0 | 0 | 0 | 0 | 0 | 0 | 0 | 0 | 0 | 0 | 0 | 0 | 0 | 0 | 0 | 0 | 1 | 0 | 4456.8278
2025-06-12 | 5011.917 | 2.48 | 1.27 | 0 | 0 | 0 | 0 | 0 | 0 | 0 | 0 | 0 | 0 | 0 | 0 | 0 | 0 | 0 | 0 | 0 | 0 | 0 | 0 | 0 | 0 | 0 | 0 | 1 | 3967.7702
2025-06-13 | 5248.171 | 2.81 | 1.17 | 0 | 1 | 0 | 0 | 0 | 0 | 0 | 0 | 0 | 0 | 0 | 0 | 0 | 0 | 0 | 0 | 0 | 0 | 0 | 0 | 0 | 0 | 0 | 0 | 0 | 3614.6023
2025-06-13 | 5924.258 | 3.14 | 1.26 | 0 | 0 | 1 | 0 | 0 | 0 | 0 | 0 | 0 | 0 | 0 | 0 | 0 | 0 | 0 | 0 | 0 | 0 | 0 | 0 | 0 | 0 | 0 | 0 | 0 | 3470.9774
2025-06-13 | 6815.343 | 3.4 | 1.22 | 0 | 0 | 0 | 1 | 0 | 0 | 0 | 0 | 0 | 0 | 0 | 0 | 0 | 0 | 0 | 0 | 0 | 0 | 0 | 0 | 0 | 0 | 0 | 0 | 0 | 3367.1832
2025-06-13 | 7035.121 | 3.72 | 1.05 | 0 | 0 | 0 | 0 | 1 | 0 | 0 | 0 | 0 | 0 | 0 | 0 | 0 | 0 | 0 | 0 | 0 | 0 | 0 | 0 | 0 | 0 | 0 | 0 | 0 | 3312.8927
2025-06-13 | 6936.469 | 3.78 | 0.96 | 0 | 0 | 0 | 0 | 0 | 1 | 0 | 0 | 0 | 0 | 0 | 0 | 0 | 0 | 0 | 0 | 0 | 0 | 0 | 0 | 0 | 0 | 0 | 0 | 0 | 3432.5043
2025-06-13 | 7064.709 | 3.62 | 0.84 | 0 | 0 | 0 | 0 | 0 | 0 | 1 | 0 | 0 | 0 | 0 | 0 | 0 | 0 | 0 | 0 | 0 | 0 | 0 | 0 | 0 | 0 | 0 | 0 | 0 | 3700.6091
2025-06-13 | 7249.224 | 3.29 | 0.81 | 0 | 0 | 0 | 0 | 0 | 0 | 0 | 1 | 0 | 0 | 0 | 0 | 0 | 0 | 0 | 0 | 0 | 0 | 0 | 0 | 0 | 0 | 0 | 0 | 0 | 4059.1416
2025-06-13 | 7583.961 | 2.73 | 0.94 | 0 | 0 | 0 | 0 | 0 | 0 | 0 | 0 | 1 | 0 | 0 | 0 | 0 | 0 | 0 | 0 | 0 | 0 | 0 | 0 | 0 | 0 | 0 | 0 | 0 | 4429.2951
2025-06-13 | 7679.473 | 1.94 | 1.45 | 0 | 0 | 0 | 0 | 0 | 0 | 0 | 0 | 0 | 1 | 0 | 0 | 0 | 0 | 0 | 0 | 0 | 0 | 0 | 0 | 0 | 0 | 0 | 0 | 0 | 4741.9095
2025-06-13 | 7854.403 | 1.43 | 2.2 | 0 | 0 | 0 | 0 | 0 | 0 | 0 | 0 | 0 | 0 | 1 | 0 | 0 | 0 | 0 | 0 | 0 | 0 | 0 | 0 | 0 | 0 | 0 | 0 | 0 | 5014.2771
2025-06-13 | 8406.998 | 1.06 | 2.86 | 0 | 0 | 0 | 0 | 0 | 0 | 0 | 0 | 0 | 0 | 0 | 1 | 0 | 0 | 0 | 0 | 0 | 0 | 0 | 0 | 0 | 0 | 0 | 0 | 0 | 5223.2292
2025-06-13 | 9793.866 | 0.81 | 3.43 | 0 | 0 | 0 | 0 | 0 | 0 | 0 | 0 | 0 | 0 | 0 | 0 | 1 | 0 | 0 | 0 | 0 | 0 | 0 | 0 | 0 | 0 | 0 | 0 | 0 | 5404.8365
2025-06-13 | 10826.826 | 0.62 | 3.58 | 0 | 0 | 0 | 0 | 0 | 0 | 0 | 0 | 0 | 0 | 0 | 0 | 0 | 1 | 0 | 0 | 0 | 0 | 0 | 0 | 0 | 0 | 0 | 0 | 0 | 5337.3885
2025-06-13 | 10509.787 | 0.5 | 3.37 | 0 | 0 | 0 | 0 | 0 | 0 | 0 | 0 | 0 | 0 | 0 | 0 | 0 | 0 | 1 | 0 | 0 | 0 | 0 | 0 | 0 | 0 | 0 | 0 | 0 | 5184.7448
2025-06-13 | 10348.944 | 0.48 | 3.69 | 0 | 0 | 0 | 0 | 0 | 0 | 0 | 0 | 0 | 0 | 0 | 0 | 0 | 0 | 0 | 1 | 0 | 0 | 0 | 0 | 0 | 0 | 0 | 0 | 0 | 5386.3182
2025-06-13 | 10138.543 | 0.5 | 3.78 | 0 | 0 | 0 | 0 | 0 | 0 | 0 | 0 | 0 | 0 | 0 | 0 | 0 | 0 | 0 | 0 | 1 | 0 | 0 | 0 | 0 | 0 | 0 | 0 | 0 | 5808.2309
2025-06-13 | 9299.356 | 0.41 | 3.4 | 0 | 0 | 0 | 0 | 0 | 0 | 0 | 0 | 0 | 0 | 0 | 0 | 0 | 0 | 0 | 0 | 0 | 1 | 0 | 0 | 0 | 0 | 0 | 0 | 0 | 6219.5368
2025-06-13 | 8101.113 | 0.83 | 3.32 | 0 | 0 | 0 | 0 | 0 | 0 | 0 | 0 | 0 | 0 | 0 | 0 | 0 | 0 | 0 | 0 | 0 | 0 | 1 | 0 | 0 | 0 | 0 | 0 | 0 | 6459.8208
2025-06-13 | 6819.365 | 0.98 | 3.09 | 0 | 0 | 0 | 0 | 0 | 0 | 0 | 0 | 0 | 0 | 0 | 0 | 0 | 0 | 0 | 0 | 0 | 0 | 0 | 1 | 0 | 0 | 0 | 0 | 0 | 6403.5861
2025-06-13 | 6008.245 | 1.2 | 2.78 | 0 | 0 | 0 | 0 | 0 | 0 | 0 | 0 | 0 | 0 | 0 | 0 | 0 | 0 | 0 | 0 | 0 | 0 | 0 | 0 | 1 | 0 | 0 | 0 | 0 | 6284.3446
2025-06-13 | 5461.855 | 1.62 | 2.15 | 0 | 0 | 0 | 0 | 0 | 0 | 0 | 0 | 0 | 0 | 0 | 0 | 0 | 0 | 0 | 0 | 0 | 0 | 0 | 0 | 0 | 1 | 0 | 0 | 0 | 5864.3428
2025-06-13 | 5105.456 | 1.91 | 1.64 | 0 | 0 | 0 | 0 | 0 | 0 | 0 | 0 | 0 | 0 | 0 | 0 | 0 | 0 | 0 | 0 | 0 | 0 | 0 | 0 | 0 | 0 | 1 | 0 | 0 | 5173.5665
2025-06-13 | 4901.046 | 2.18 | 1.36 | 0 | 0 | 0 | 0 | 0 | 0 | 0 | 0 | 0 | 0 | 0 | 0 | 0 | 0 | 0 | 0 | 0 | 0 | 0 | 0 | 0 | 0 | 0 | 1 | 0 | 4476.2709
2025-06-13 | 4911.943 | 2.33 | 0.8 | 0 | 0 | 0 | 0 | 0 | 0 | 0 | 0 | 0 | 0 | 0 | 0 | 0 | 0 | 0 | 0 | 0 | 0 | 0 | 0 | 0 | 0 | 0 | 0 | 1 | 3778.7154
2025-06-14 | 5169.832 | 2.62 | 0.47 | 1 | 1 | 0 | 0 | 0 | 0 | 0 | 0 | 0 | 0 | 0 | 0 | 0 | 0 | 0 | 0 | 0 | 0 | 0 | 0 | 0 | 0 | 0 | 0 | 0 | 3615.1803
2025-06-14 | 5938.241 | 3.1 | 0.31 | 1 | 0 | 1 | 0 | 0 | 0 | 0 | 0 | 0 | 0 | 0 | 0 | 0 | 0 | 0 | 0 | 0 | 0 | 0 | 0 | 0 | 0 | 0 | 0 | 0 | 3396.2718
2025-06-14 | 6896.488 | 3.43 | 0.23 | 1 | 0 | 0 | 1 | 0 | 0 | 0 | 0 | 0 | 0 | 0 | 0 | 0 | 0 | 0 | 0 | 0 | 0 | 0 | 0 | 0 | 0 | 0 | 0 | 0 | 3285.4923
2025-06-14 | 6981.701 | 3.66 | 0.06 | 1 | 0 | 0 | 0 | 1 | 0 | 0 | 0 | 0 | 0 | 0 | 0 | 0 | 0 | 0 | 0 | 0 | 0 | 0 | 0 | 0 | 0 | 0 | 0 | 0 | 3221.3016
2025-06-14 | 6919.059 | 3.95 | 0 | 1 | 0 | 0 | 0 | 0 | 1 | 0 | 0 | 0 | 0 | 0 | 0 | 0 | 0 | 0 | 0 | 0 | 0 | 0 | 0 | 0 | 0 | 0 | 0 | 0 | 3377.2279
2025-06-14 | 6836.488 | 4.14 | 0.06 | 1 | 0 | 0 | 0 | 0 | 0 | 1 | 0 | 0 | 0 | 0 | 0 | 0 | 0 | 0 | 0 | 0 | 0 | 0 | 0 | 0 | 0 | 0 | 0 | 0 | 3749.9185
2025-06-14 | 6787.158 | 3.15 | 0.11 | 1 | 0 | 0 | 0 | 0 | 0 | 0 | 1 | 0 | 0 | 0 | 0 | 0 | 0 | 0 | 0 | 0 | 0 | 0 | 0 | 0 | 0 | 0 | 0 | 0 | 4065.2198
2025-06-14 | 7038.576 | 2.16 | 0.3 | 1 | 0 | 0 | 0 | 0 | 0 | 0 | 0 | 1 | 0 | 0 | 0 | 0 | 0 | 0 | 0 | 0 | 0 | 0 | 0 | 0 | 0 | 0 | 0 | 0 | 4410.1002
2025-06-14 | 6943.361 | 1.62 | 0.76 | 1 | 0 | 0 | 0 | 0 | 0 | 0 | 0 | 0 | 1 | 0 | 0 | 0 | 0 | 0 | 0 | 0 | 0 | 0 | 0 | 0 | 0 | 0 | 0 | 0 | 4731.8585
2025-06-14 | 6865.577 | 1.12 | 1.17 | 1 | 0 | 0 | 0 | 0 | 0 | 0 | 0 | 0 | 0 | 1 | 0 | 0 | 0 | 0 | 0 | 0 | 0 | 0 | 0 | 0 | 0 | 0 | 0 | 0 | 4880.4996
2025-06-14 | 7223.135 | 0.39 | 1.73 | 1 | 0 | 0 | 0 | 0 | 0 | 0 | 0 | 0 | 0 | 0 | 1 | 0 | 0 | 0 | 0 | 0 | 0 | 0 | 0 | 0 | 0 | 0 | 0 | 0 | 5013.137
2025-06-14 | 8343.083 | 0.18 | 2.43 | 1 | 0 | 0 | 0 | 0 | 0 | 0 | 0 | 0 | 0 | 0 | 0 | 1 | 0 | 0 | 0 | 0 | 0 | 0 | 0 | 0 | 0 | 0 | 0 | 0 | 5246.8722
2025-06-14 | 9507.922 | 0.12 | 3.28 | 1 | 0 | 0 | 0 | 0 | 0 | 0 | 0 | 0 | 0 | 0 | 0 | 0 | 1 | 0 | 0 | 0 | 0 | 0 | 0 | 0 | 0 | 0 | 0 | 0 | 5450.7204
2025-06-14 | 9407.448 | 0.16 | 3.44 | 1 | 0 | 0 | 0 | 0 | 0 | 0 | 0 | 0 | 0 | 0 | 0 | 0 | 0 | 1 | 0 | 0 | 0 | 0 | 0 | 0 | 0 | 0 | 0 | 0 | 5451.5177
2025-06-14 | 9711.873 | 0.1 | 3.53 | 1 | 0 | 0 | 0 | 0 | 0 | 0 | 0 | 0 | 0 | 0 | 0 | 0 | 0 | 0 | 1 | 0 | 0 | 0 | 0 | 0 | 0 | 0 | 0 | 0 | 5564.2496
2025-06-14 | 9618.626 | 0.08 | 3.52 | 1 | 0 | 0 | 0 | 0 | 0 | 0 | 0 | 0 | 0 | 0 | 0 | 0 | 0 | 0 | 0 | 1 | 0 | 0 | 0 | 0 | 0 | 0 | 0 | 0 | 5945.0484
2025-06-14 | 8896.366 | 0.09 | 3.61 | 1 | 0 | 0 | 0 | 0 | 0 | 0 | 0 | 0 | 0 | 0 | 0 | 0 | 0 | 0 | 0 | 0 | 1 | 0 | 0 | 0 | 0 | 0 | 0 | 0 | 6539.909
2025-06-14 | 7617.739 | 0.09 | 3.42 | 1 | 0 | 0 | 0 | 0 | 0 | 0 | 0 | 0 | 0 | 0 | 0 | 0 | 0 | 0 | 0 | 0 | 0 | 1 | 0 | 0 | 0 | 0 | 0 | 0 | 6693.6066
2025-06-14 | 6622.782 | 0.12 | 2.9 | 1 | 0 | 0 | 0 | 0 | 0 | 0 | 0 | 0 | 0 | 0 | 0 | 0 | 0 | 0 | 0 | 0 | 0 | 0 | 1 | 0 | 0 | 0 | 0 | 0 | 6517.7019
2025-06-14 | 5866.192 | 0.2 | 1.83 | 1 | 0 | 0 | 0 | 0 | 0 | 0 | 0 | 0 | 0 | 0 | 0 | 0 | 0 | 0 | 0 | 0 | 0 | 0 | 0 | 1 | 0 | 0 | 0 | 0 | 6104.0359
2025-06-14 | 5343.356 | 0.33 | 1.08 | 1 | 0 | 0 | 0 | 0 | 0 | 0 | 0 | 0 | 0 | 0 | 0 | 0 | 0 | 0 | 0 | 0 | 0 | 0 | 0 | 0 | 1 | 0 | 0 | 0 | 5608.0768
2025-06-14 | 5050.306 | 0.45 | 0.55 | 1 | 0 | 0 | 0 | 0 | 0 | 0 | 0 | 0 | 0 | 0 | 0 | 0 | 0 | 0 | 0 | 0 | 0 | 0 | 0 | 0 | 0 | 1 | 0 | 0 | 4891.2573
2025-06-14 | 4989.63 | 0.86 | 0.38 | 1 | 0 | 0 | 0 | 0 | 0 | 0 | 0 | 0 | 0 | 0 | 0 | 0 | 0 | 0 | 0 | 0 | 0 | 0 | 0 | 0 | 0 | 0 | 1 | 0 | 4249.7472
2025-06-14 | 4992.546 | 1.41 | 0.26 | 1 | 0 | 0 | 0 | 0 | 0 | 0 | 0 | 0 | 0 | 0 | 0 | 0 | 0 | 0 | 0 | 0 | 0 | 0 | 0 | 0 | 0 | 0 | 0 | 1 | 3757.7331
2025-06-15 | 5294.469 | 1.58 | 0.2 | 1 | 1 | 0 | 0 | 0 | 0 | 0 | 0 | 0 | 0 | 0 | 0 | 0 | 0 | 0 | 0 | 0 | 0 | 0 | 0 | 0 | 0 | 0 | 0 | 0 | 3401.6502
2025-06-15 | 6026.148 | 2.69 | 0.11 | 1 | 0 | 1 | 0 | 0 | 0 | 0 | 0 | 0 | 0 | 0 | 0 | 0 | 0 | 0 | 0 | 0 | 0 | 0 | 0 | 0 | 0 | 0 | 0 | 0 | 3277.7431
2025-06-15 | 6880.571 | 3.1 | 0.1 | 1 | 0 | 0 | 1 | 0 | 0 | 0 | 0 | 0 | 0 | 0 | 0 | 0 | 0 | 0 | 0 | 0 | 0 | 0 | 0 | 0 | 0 | 0 | 0 | 0 | 3201.4635
2025-06-15 | 7106.387 | 3.14 | 0 | 1 | 0 | 0 | 0 | 1 | 0 | 0 | 0 | 0 | 0 | 0 | 0 | 0 | 0 | 0 | 0 | 0 | 0 | 0 | 0 | 0 | 0 | 0 | 0 | 0 | 3142.0717
2025-06-15 | 6885.814 | 3.46 | 0.02 | 1 | 0 | 0 | 0 | 0 | 1 | 0 | 0 | 0 | 0 | 0 | 0 | 0 | 0 | 0 | 0 | 0 | 0 | 0 | 0 | 0 | 0 | 0 | 0 | 0 | 3330.6691
2025-06-15 | 6724.049 | 3.71 | 0 | 1 | 0 | 0 | 0 | 0 | 0 | 1 | 0 | 0 | 0 | 0 | 0 | 0 | 0 | 0 | 0 | 0 | 0 | 0 | 0 | 0 | 0 | 0 | 0 | 0 | 3680.5889
2025-06-15 | 6808.804 | 2.68 | 0.14 | 1 | 0 | 0 | 0 | 0 | 0 | 0 | 1 | 0 | 0 | 0 | 0 | 0 | 0 | 0 | 0 | 0 | 0 | 0 | 0 | 0 | 0 | 0 | 0 | 0 | 4024.5325
2025-06-15 | 6922.535 | 1.3 | 0.21 | 1 | 0 | 0 | 0 | 0 | 0 | 0 | 0 | 1 | 0 | 0 | 0 | 0 | 0 | 0 | 0 | 0 | 0 | 0 | 0 | 0 | 0 | 0 | 0 | 0 | 4282.4552
2025-06-15 | 6774.642 | 0.54 | 0.9 | 1 | 0 | 0 | 0 | 0 | 0 | 0 | 0 | 0 | 1 | 0 | 0 | 0 | 0 | 0 | 0 | 0 | 0 | 0 | 0 | 0 | 0 | 0 | 0 | 0 | 4664.4543
2025-06-15 | 6711.498 | 0.15 | 1.58 | 1 | 0 | 0 | 0 | 0 | 0 | 0 | 0 | 0 | 0 | 1 | 0 | 0 | 0 | 0 | 0 | 0 | 0 | 0 | 0 | 0 | 0 | 0 | 0 | 0 | 4924.3227
2025-06-15 | 6975.261 | 0.03 | 2.1 | 1 | 0 | 0 | 0 | 0 | 0 | 0 | 0 | 0 | 0 | 0 | 1 | 0 | 0 | 0 | 0 | 0 | 0 | 0 | 0 | 0 | 0 | 0 | 0 | 0 | 5109.3765
2025-06-15 | 7953.013 | 0 | 2.86 | 1 | 0 | 0 | 0 | 0 | 0 | 0 | 0 | 0 | 0 | 0 | 0 | 1 | 0 | 0 | 0 | 0 | 0 | 0 | 0 | 0 | 0 | 0 | 0 | 0 | 5384.9404
2025-06-15 | 9081.061 | 0 | 3.38 | 1 | 0 | 0 | 0 | 0 | 0 | 0 | 0 | 0 | 0 | 0 | 0 | 0 | 1 | 0 | 0 | 0 | 0 | 0 | 0 | 0 | 0 | 0 | 0 | 0 | 5474.2337
2025-06-15 | 9123.783 | 0.14 | 3.36 | 1 | 0 | 0 | 0 | 0 | 0 | 0 | 0 | 0 | 0 | 0 | 0 | 0 | 0 | 1 | 0 | 0 | 0 | 0 | 0 | 0 | 0 | 0 | 0 | 0 | 5419.9467
2025-06-15 | 9572.514 | 0 | 3.69 | 1 | 0 | 0 | 0 | 0 | 0 | 0 | 0 | 0 | 0 | 0 | 0 | 0 | 0 | 0 | 1 | 0 | 0 | 0 | 0 | 0 | 0 | 0 | 0 | 0 | 5611.9911
2025-06-15 | 9547.557 | 0 | 3.68 | 1 | 0 | 0 | 0 | 0 | 0 | 0 | 0 | 0 | 0 | 0 | 0 | 0 | 0 | 0 | 0 | 1 | 0 | 0 | 0 | 0 | 0 | 0 | 0 | 0 | 5994.9901
2025-06-15 | 8891.828 | 0 | 3.81 | 1 | 0 | 0 | 0 | 0 | 0 | 0 | 0 | 0 | 0 | 0 | 0 | 0 | 0 | 0 | 0 | 0 | 1 | 0 | 0 | 0 | 0 | 0 | 0 | 0 | 6603.4361
2025-06-15 | 7837.273 | 0 | 3.5 | 1 | 0 | 0 | 0 | 0 | 0 | 0 | 0 | 0 | 0 | 0 | 0 | 0 | 0 | 0 | 0 | 0 | 0 | 1 | 0 | 0 | 0 | 0 | 0 | 0 | 6713.0773
2025-06-15 | 6707.305 | 0.1 | 2.72 | 1 | 0 | 0 | 0 | 0 | 0 | 0 | 0 | 0 | 0 | 0 | 0 | 0 | 0 | 0 | 0 | 0 | 0 | 0 | 1 | 0 | 0 | 0 | 0 | 0 | 6449.4172
2025-06-15 | 5816.752 | 0.1 | 1.87 | 1 | 0 | 0 | 0 | 0 | 0 | 0 | 0 | 0 | 0 | 0 | 0 | 0 | 0 | 0 | 0 | 0 | 0 | 0 | 0 | 1 | 0 | 0 | 0 | 0 | 6107.7211
2025-06-15 | 5342.33 | 0.2 | 1.11 | 1 | 0 | 0 | 0 | 0 | 0 | 0 | 0 | 0 | 0 | 0 | 0 | 0 | 0 | 0 | 0 | 0 | 0 | 0 | 0 | 0 | 1 | 0 | 0 | 0 | 5604.7905
2025-06-15 | 5053.033 | 0.66 | 0.87 | 1 | 0 | 0 | 0 | 0 | 0 | 0 | 0 | 0 | 0 | 0 | 0 | 0 | 0 | 0 | 0 | 0 | 0 | 0 | 0 | 0 | 0 | 1 | 0 | 0 | 5031.8417
2025-06-15 | 4908.499 | 0.89 | 0.72 | 1 | 0 | 0 | 0 | 0 | 0 | 0 | 0 | 0 | 0 | 0 | 0 | 0 | 0 | 0 | 0 | 0 | 0 | 0 | 0 | 0 | 0 | 0 | 1 | 0 | 4377.8738
2025-06-15 | 4885.119 | 1.17 | 0.41 | 1 | 0 | 0 | 0 | 0 | 0 | 0 | 0 | 0 | 0 | 0 | 0 | 0 | 0 | 0 | 0 | 0 | 0 | 0 | 0 | 0 | 0 | 0 | 0 | 1 | 3786.4029
2025-06-16 | 5226.843 | 1.93 | 0.29 | 0 | 1 | 0 | 0 | 0 | 0 | 0 | 0 | 0 | 0 | 0 | 0 | 0 | 0 | 0 | 0 | 0 | 0 | 0 | 0 | 0 | 0 | 0 | 0 | 0 | 3194.7191
2025-06-16 | 5991.065 | 2.25 | 0.27 | 0 | 0 | 1 | 0 | 0 | 0 | 0 | 0 | 0 | 0 | 0 | 0 | 0 | 0 | 0 | 0 | 0 | 0 | 0 | 0 | 0 | 0 | 0 | 0 | 0 | 3009.6092
2025-06-16 | 6909.446 | 2.98 | 0.17 | 0 | 0 | 0 | 1 | 0 | 0 | 0 | 0 | 0 | 0 | 0 | 0 | 0 | 0 | 0 | 0 | 0 | 0 | 0 | 0 | 0 | 0 | 0 | 0 | 0 | 2935.4883
2025-06-16 | 7250.143 | 3.31 | 0.16 | 0 | 0 | 0 | 0 | 1 | 0 | 0 | 0 | 0 | 0 | 0 | 0 | 0 | 0 | 0 | 0 | 0 | 0 | 0 | 0 | 0 | 0 | 0 | 0 | 0 | 2941.0397
2025-06-16 | 7008.704 | 3.87 | 0.14 | 0 | 0 | 0 | 0 | 0 | 1 | 0 | 0 | 0 | 0 | 0 | 0 | 0 | 0 | 0 | 0 | 0 | 0 | 0 | 0 | 0 | 0 | 0 | 0 | 0 | 3141.3524
2025-06-16 | 7055.567 | 3.96 | 0.1 | 0 | 0 | 0 | 0 | 0 | 0 | 1 | 0 | 0 | 0 | 0 | 0 | 0 | 0 | 0 | 0 | 0 | 0 | 0 | 0 | 0 | 0 | 0 | 0 | 0 | 3466.3289
2025-06-16 | 7152.832 | 2.97 | 0.23 | 0 | 0 | 0 | 0 | 0 | 0 | 0 | 1 | 0 | 0 | 0 | 0 | 0 | 0 | 0 | 0 | 0 | 0 | 0 | 0 | 0 | 0 | 0 | 0 | 0 | 3811.0012
2025-06-16 | 7279.307 | 1.51 | 0.67 | 0 | 0 | 0 | 0 | 0 | 0 | 0 | 0 | 1 | 0 | 0 | 0 | 0 | 0 | 0 | 0 | 0 | 0 | 0 | 0 | 0 | 0 | 0 | 0 | 0 | 4195.9644
2025-06-16 | 7312.188 | 0.69 | 2.16 | 0 | 0 | 0 | 0 | 0 | 0 | 0 | 0 | 0 | 1 | 0 | 0 | 0 | 0 | 0 | 0 | 0 | 0 | 0 | 0 | 0 | 0 | 0 | 0 | 0 | 4865.0727
2025-06-16 | 7318.797 | 0.35 | 3.39 | 0 | 0 | 0 | 0 | 0 | 0 | 0 | 0 | 0 | 0 | 1 | 0 | 0 | 0 | 0 | 0 | 0 | 0 | 0 | 0 | 0 | 0 | 0 | 0 | 0 | 5332.3664
2025-06-16 | 7757.731 | 0 | 4.27 | 0 | 0 | 0 | 0 | 0 | 0 | 0 | 0 | 0 | 0 | 0 | 1 | 0 | 0 | 0 | 0 | 0 | 0 | 0 | 0 | 0 | 0 | 0 | 0 | 0 | 5624.2888
2025-06-16 | 8603.761 | 0 | 5.18 | 0 | 0 | 0 | 0 | 0 | 0 | 0 | 0 | 0 | 0 | 0 | 0 | 1 | 0 | 0 | 0 | 0 | 0 | 0 | 0 | 0 | 0 | 0 | 0 | 0 | 5958.2233
2025-06-16 | 9368.2 | 0 | 5.65 | 0 | 0 | 0 | 0 | 0 | 0 | 0 | 0 | 0 | 0 | 0 | 0 | 0 | 1 | 0 | 0 | 0 | 0 | 0 | 0 | 0 | 0 | 0 | 0 | 0 | 6029.1597
2025-06-16 | 9462.932 | 0.12 | 6.13 | 0 | 0 | 0 | 0 | 0 | 0 | 0 | 0 | 0 | 0 | 0 | 0 | 0 | 0 | 1 | 0 | 0 | 0 | 0 | 0 | 0 | 0 | 0 | 0 | 0 | 6156.2411
2025-06-16 | 9635.046 | 0.19 | 6.5 | 0 | 0 | 0 | 0 | 0 | 0 | 0 | 0 | 0 | 0 | 0 | 0 | 0 | 0 | 0 | 1 | 0 | 0 | 0 | 0 | 0 | 0 | 0 | 0 | 0 | 6386.0717
2025-06-16 | 9383.637 | 0.19 | 6.86 | 0 | 0 | 0 | 0 | 0 | 0 | 0 | 0 | 0 | 0 | 0 | 0 | 0 | 0 | 0 | 0 | 1 | 0 | 0 | 0 | 0 | 0 | 0 | 0 | 0 | 6904.9112
2025-06-16 | 8760.182 | 0.11 | 6.65 | 0 | 0 | 0 | 0 | 0 | 0 | 0 | 0 | 0 | 0 | 0 | 0 | 0 | 0 | 0 | 0 | 0 | 1 | 0 | 0 | 0 | 0 | 0 | 0 | 0 | 7379.7305
2025-06-16 | 7880.789 | 0 | 6.5 | 0 | 0 | 0 | 0 | 0 | 0 | 0 | 0 | 0 | 0 | 0 | 0 | 0 | 0 | 0 | 0 | 0 | 0 | 1 | 0 | 0 | 0 | 0 | 0 | 0 | 7536.0132
2025-06-16 | 7013.106 | 0 | 5.58 | 0 | 0 | 0 | 0 | 0 | 0 | 0 | 0 | 0 | 0 | 0 | 0 | 0 | 0 | 0 | 0 | 0 | 0 | 0 | 1 | 0 | 0 | 0 | 0 | 0 | 7209.9536
2025-06-16 | 6333.227 | 0 | 4.48 | 0 | 0 | 0 | 0 | 0 | 0 | 0 | 0 | 0 | 0 | 0 | 0 | 0 | 0 | 0 | 0 | 0 | 0 | 0 | 0 | 1 | 0 | 0 | 0 | 0 | 6776.4734
2025-06-16 | 5650.802 | 0.24 | 3.28 | 0 | 0 | 0 | 0 | 0 | 0 | 0 | 0 | 0 | 0 | 0 | 0 | 0 | 0 | 0 | 0 | 0 | 0 | 0 | 0 | 0 | 1 | 0 | 0 | 0 | 6127.403
2025-06-16 | 5306.631 | 0.5 | 2.53 | 0 | 0 | 0 | 0 | 0 | 0 | 0 | 0 | 0 | 0 | 0 | 0 | 0 | 0 | 0 | 0 | 0 | 0 | 0 | 0 | 0 | 0 | 1 | 0 | 0 | 5345.2138
2025-06-16 | 5046.295 | 0.7 | 2.08 | 0 | 0 | 0 | 0 | 0 | 0 | 0 | 0 | 0 | 0 | 0 | 0 | 0 | 0 | 0 | 0 | 0 | 0 | 0 | 0 | 0 | 0 | 0 | 1 | 0 | 4577.8048
2025-06-16 | 4925.075 | 1.01 | 2 | 0 | 0 | 0 | 0 | 0 | 0 | 0 | 0 | 0 | 0 | 0 | 0 | 0 | 0 | 0 | 0 | 0 | 0 | 0 | 0 | 0 | 0 | 0 | 0 | 1 | 4074.0755
2025-06-17 | 4989.017 | 1.26 | 1.46 | 0 | 1 | 0 | 0 | 0 | 0 | 0 | 0 | 0 | 0 | 0 | 0 | 0 | 0 | 0 | 0 | 0 | 0 | 0 | 0 | 0 | 0 | 0 | 0 | 0 | 3550.5671
2025-06-17 | 5364.739 | 1.52 | 1.29 | 0 | 0 | 1 | 0 | 0 | 0 | 0 | 0 | 0 | 0 | 0 | 0 | 0 | 0 | 0 | 0 | 0 | 0 | 0 | 0 | 0 | 0 | 0 | 0 | 0 | 3303.7864
2025-06-17 | 6270.345 | 2.18 | 1.05 | 0 | 0 | 0 | 1 | 0 | 0 | 0 | 0 | 0 | 0 | 0 | 0 | 0 | 0 | 0 | 0 | 0 | 0 | 0 | 0 | 0 | 0 | 0 | 0 | 0 | 3170.5661
2025-06-17 | 7503.66 | 2.46 | 0.75 | 0 | 0 | 0 | 0 | 1 | 0 | 0 | 0 | 0 | 0 | 0 | 0 | 0 | 0 | 0 | 0 | 0 | 0 | 0 | 0 | 0 | 0 | 0 | 0 | 0 | 3064.1478
2025-06-17 | 8280.332 | 2.68 | 0.52 | 0 | 0 | 0 | 0 | 0 | 1 | 0 | 0 | 0 | 0 | 0 | 0 | 0 | 0 | 0 | 0 | 0 | 0 | 0 | 0 | 0 | 0 | 0 | 0 | 0 | 3149.9607
2025-06-17 | 8704.913 | 2.55 | 0.38 | 0 | 0 | 0 | 0 | 0 | 0 | 1 | 0 | 0 | 0 | 0 | 0 | 0 | 0 | 0 | 0 | 0 | 0 | 0 | 0 | 0 | 0 | 0 | 0 | 0 | 3414.0228
2025-06-17 | 9073.331 | 1.61 | 0.72 | 0 | 0 | 0 | 0 | 0 | 0 | 0 | 1 | 0 | 0 | 0 | 0 | 0 | 0 | 0 | 0 | 0 | 0 | 0 | 0 | 0 | 0 | 0 | 0 | 0 | 3841.294
2025-06-17 | 9448.719 | 0.58 | 1.45 | 0 | 0 | 0 | 0 | 0 | 0 | 0 | 0 | 1 | 0 | 0 | 0 | 0 | 0 | 0 | 0 | 0 | 0 | 0 | 0 | 0 | 0 | 0 | 0 | 0 | 4380.0281
2025-06-17 | 9437.992 | 0.17 | 3.12 | 0 | 0 | 0 | 0 | 0 | 0 | 0 | 0 | 0 | 1 | 0 | 0 | 0 | 0 | 0 | 0 | 0 | 0 | 0 | 0 | 0 | 0 | 0 | 0 | 0 | 5160.3223
2025-06-17 | 9672.666 | 0.02 | 4.17 | 0 | 0 | 0 | 0 | 0 | 0 | 0 | 0 | 0 | 0 | 1 | 0 | 0 | 0 | 0 | 0 | 0 | 0 | 0 | 0 | 0 | 0 | 0 | 0 | 0 | 5582.4321
2025-06-17 | 10031.317 | 0 | 5.45 | 0 | 0 | 0 | 0 | 0 | 0 | 0 | 0 | 0 | 0 | 0 | 1 | 0 | 0 | 0 | 0 | 0 | 0 | 0 | 0 | 0 | 0 | 0 | 0 | 0 | 6057.5102
2025-06-17 | 10722.498 | 0 | 6.35 | 0 | 0 | 0 | 0 | 0 | 0 | 0 | 0 | 0 | 0 | 0 | 0 | 1 | 0 | 0 | 0 | 0 | 0 | 0 | 0 | 0 | 0 | 0 | 0 | 0 | 6387.7734
2025-06-17 | 11154.602 | 0 | 7.58 | 0 | 0 | 0 | 0 | 0 | 0 | 0 | 0 | 0 | 0 | 0 | 0 | 0 | 1 | 0 | 0 | 0 | 0 | 0 | 0 | 0 | 0 | 0 | 0 | 0 | 6737.7337
2025-06-17 | 10851.276 | 0 | 7.94 | 0 | 0 | 0 | 0 | 0 | 0 | 0 | 0 | 0 | 0 | 0 | 0 | 0 | 0 | 1 | 0 | 0 | 0 | 0 | 0 | 0 | 0 | 0 | 0 | 0 | 6807.5583
2025-06-17 | 10607.847 | 0 | 8.08 | 0 | 0 | 0 | 0 | 0 | 0 | 0 | 0 | 0 | 0 | 0 | 0 | 0 | 0 | 0 | 1 | 0 | 0 | 0 | 0 | 0 | 0 | 0 | 0 | 0 | 6945.2472
2025-06-17 | 10031.863 | 0 | 7.68 | 0 | 0 | 0 | 0 | 0 | 0 | 0 | 0 | 0 | 0 | 0 | 0 | 0 | 0 | 0 | 0 | 1 | 0 | 0 | 0 | 0 | 0 | 0 | 0 | 0 | 7185.0628
2025-06-17 | 9233.244 | 0 | 7.93 | 0 | 0 | 0 | 0 | 0 | 0 | 0 | 0 | 0 | 0 | 0 | 0 | 0 | 0 | 0 | 0 | 0 | 1 | 0 | 0 | 0 | 0 | 0 | 0 | 0 | 7837.5652
2025-06-17 | 8218.692 | 0 | 7.7 | 0 | 0 | 0 | 0 | 0 | 0 | 0 | 0 | 0 | 0 | 0 | 0 | 0 | 0 | 0 | 0 | 0 | 0 | 1 | 0 | 0 | 0 | 0 | 0 | 0 | 7976.5774
2025-06-17 | 7279.812 | 0 | 6.79 | 0 | 0 | 0 | 0 | 0 | 0 | 0 | 0 | 0 | 0 | 0 | 0 | 0 | 0 | 0 | 0 | 0 | 0 | 0 | 1 | 0 | 0 | 0 | 0 | 0 | 7654.1892
2025-06-17 | 6437.568 | 0 | 5.79 | 0 | 0 | 0 | 0 | 0 | 0 | 0 | 0 | 0 | 0 | 0 | 0 | 0 | 0 | 0 | 0 | 0 | 0 | 0 | 0 | 1 | 0 | 0 | 0 | 0 | 7257.4226
2025-06-17 | 5716.775 | 0.15 | 4.61 | 0 | 0 | 0 | 0 | 0 | 0 | 0 | 0 | 0 | 0 | 0 | 0 | 0 | 0 | 0 | 0 | 0 | 0 | 0 | 0 | 0 | 1 | 0 | 0 | 0 | 6605.7946
2025-06-17 | 5269.886 | 0.25 | 3.8 | 0 | 0 | 0 | 0 | 0 | 0 | 0 | 0 | 0 | 0 | 0 | 0 | 0 | 0 | 0 | 0 | 0 | 0 | 0 | 0 | 0 | 0 | 1 | 0 | 0 | 5783.9768
2025-06-17 | 5012.884 | 0.4 | 3.25 | 0 | 0 | 0 | 0 | 0 | 0 | 0 | 0 | 0 | 0 | 0 | 0 | 0 | 0 | 0 | 0 | 0 | 0 | 0 | 0 | 0 | 0 | 0 | 1 | 0 | 4974.3539
2025-06-17 | 4912.436 | 0.54 | 3.08 | 0 | 0 | 0 | 0 | 0 | 0 | 0 | 0 | 0 | 0 | 0 | 0 | 0 | 0 | 0 | 0 | 0 | 0 | 0 | 0 | 0 | 0 | 0 | 0 | 1 | 4418.8817
2025-06-18 | 4971.516 | 0.8 | 2.68 | 0 | 1 | 0 | 0 | 0 | 0 | 0 | 0 | 0 | 0 | 0 | 0 | 0 | 0 | 0 | 0 | 0 | 0 | 0 | 0 | 0 | 0 | 0 | 0 | 0 | 3947.8725
2025-06-18 | 5243.885 | 1.02 | 2.25 | 0 | 0 | 1 | 0 | 0 | 0 | 0 | 0 | 0 | 0 | 0 | 0 | 0 | 0 | 0 | 0 | 0 | 0 | 0 | 0 | 0 | 0 | 0 | 0 | 0 | 3601.2362
2025-06-18 | 6099.947 | 1.21 | 2.01 | 0 | 0 | 0 | 1 | 0 | 0 | 0 | 0 | 0 | 0 | 0 | 0 | 0 | 0 | 0 | 0 | 0 | 0 | 0 | 0 | 0 | 0 | 0 | 0 | 0 | 3416.3144
2025-06-18 | 7406.087 | 1.22 | 1.9 | 0 | 0 | 0 | 0 | 1 | 0 | 0 | 0 | 0 | 0 | 0 | 0 | 0 | 0 | 0 | 0 | 0 | 0 | 0 | 0 | 0 | 0 | 0 | 0 | 0 | 3349.9512
2025-06-18 | 8371.571 | 1.3 | 1.85 | 0 | 0 | 0 | 0 | 0 | 1 | 0 | 0 | 0 | 0 | 0 | 0 | 0 | 0 | 0 | 0 | 0 | 0 | 0 | 0 | 0 | 0 | 0 | 0 | 0 | 3486.4483
2025-06-18 | 9126.02 | 1.42 | 2.16 | 0 | 0 | 0 | 0 | 0 | 0 | 1 | 0 | 0 | 0 | 0 | 0 | 0 | 0 | 0 | 0 | 0 | 0 | 0 | 0 | 0 | 0 | 0 | 0 | 0 | 3943.2228
2025-06-18 | 9765.274 | 1.07 | 2.51 | 0 | 0 | 0 | 0 | 0 | 0 | 0 | 1 | 0 | 0 | 0 | 0 | 0 | 0 | 0 | 0 | 0 | 0 | 0 | 0 | 0 | 0 | 0 | 0 | 0 | 4439.0672
2025-06-18 | 10418.863 | 0.58 | 3.46 | 0 | 0 | 0 | 0 | 0 | 0 | 0 | 0 | 1 | 0 | 0 | 0 | 0 | 0 | 0 | 0 | 0 | 0 | 0 | 0 | 0 | 0 | 0 | 0 | 0 | 5117.9731
2025-06-18 | 10701.404 | 0.48 | 4.23 | 0 | 0 | 0 | 0 | 0 | 0 | 0 | 0 | 0 | 1 | 0 | 0 | 0 | 0 | 0 | 0 | 0 | 0 | 0 | 0 | 0 | 0 | 0 | 0 | 0 | 5601.9452
2025-06-18 | 11062.022 | 0.4 | 5.76 | 0 | 0 | 0 | 0 | 0 | 0 | 0 | 0 | 0 | 0 | 1 | 0 | 0 | 0 | 0 | 0 | 0 | 0 | 0 | 0 | 0 | 0 | 0 | 0 | 0 | 6207.9808
2025-06-18 | 11596.222 | 0.31 | 7.02 | 0 | 0 | 0 | 0 | 0 | 0 | 0 | 0 | 0 | 0 | 0 | 1 | 0 | 0 | 0 | 0 | 0 | 0 | 0 | 0 | 0 | 0 | 0 | 0 | 0 | 6668.0159
2025-06-18 | 12655.122 | 0.27 | 7.25 | 0 | 0 | 0 | 0 | 0 | 0 | 0 | 0 | 0 | 0 | 0 | 0 | 1 | 0 | 0 | 0 | 0 | 0 | 0 | 0 | 0 | 0 | 0 | 0 | 0 | 6747.8973
2025-06-18 | 13138.039 | 0.15 | 7.56 | 0 | 0 | 0 | 0 | 0 | 0 | 0 | 0 | 0 | 0 | 0 | 0 | 0 | 1 | 0 | 0 | 0 | 0 | 0 | 0 | 0 | 0 | 0 | 0 | 0 | 6746.8915
2025-06-18 | 12575.373 | 0.08 | 7.99 | 0 | 0 | 0 | 0 | 0 | 0 | 0 | 0 | 0 | 0 | 0 | 0 | 0 | 0 | 1 | 0 | 0 | 0 | 0 | 0 | 0 | 0 | 0 | 0 | 0 | 6834.7154
2025-06-18 | 12152.982 | 0.05 | 8 | 0 | 0 | 0 | 0 | 0 | 0 | 0 | 0 | 0 | 0 | 0 | 0 | 0 | 0 | 0 | 1 | 0 | 0 | 0 | 0 | 0 | 0 | 0 | 0 | 0 | 6921.3764
2025-06-18 | 11379.911 | 0 | 7.55 | 0 | 0 | 0 | 0 | 0 | 0 | 0 | 0 | 0 | 0 | 0 | 0 | 0 | 0 | 0 | 0 | 1 | 0 | 0 | 0 | 0 | 0 | 0 | 0 | 0 | 7137.335
2025-06-18 | 10170.701 | 0 | 7.45 | 0 | 0 | 0 | 0 | 0 | 0 | 0 | 0 | 0 | 0 | 0 | 0 | 0 | 0 | 0 | 0 | 0 | 1 | 0 | 0 | 0 | 0 | 0 | 0 | 0 | 7661.3396
2025-06-18 | 8738.567 | 0 | 7.13 | 0 | 0 | 0 | 0 | 0 | 0 | 0 | 0 | 0 | 0 | 0 | 0 | 0 | 0 | 0 | 0 | 0 | 0 | 1 | 0 | 0 | 0 | 0 | 0 | 0 | 7767.3094
2025-06-18 | 7367.992 | 0 | 6.63 | 0 | 0 | 0 | 0 | 0 | 0 | 0 | 0 | 0 | 0 | 0 | 0 | 0 | 0 | 0 | 0 | 0 | 0 | 0 | 1 | 0 | 0 | 0 | 0 | 0 | 7595.4473
2025-06-18 | 6376.137 | 0 | 5.87 | 0 | 0 | 0 | 0 | 0 | 0 | 0 | 0 | 0 | 0 | 0 | 0 | 0 | 0 | 0 | 0 | 0 | 0 | 0 | 0 | 1 | 0 | 0 | 0 | 0 | 7286.7935
2025-06-18 | 5703.145 | 0 | 4.69 | 0 | 0 | 0 | 0 | 0 | 0 | 0 | 0 | 0 | 0 | 0 | 0 | 0 | 0 | 0 | 0 | 0 | 0 | 0 | 0 | 0 | 1 | 0 | 0 | 0 | 6618.6651
2025-06-18 | 5288.874 | 0.13 | 3.69 | 0 | 0 | 0 | 0 | 0 | 0 | 0 | 0 | 0 | 0 | 0 | 0 | 0 | 0 | 0 | 0 | 0 | 0 | 0 | 0 | 0 | 0 | 1 | 0 | 0 | 5730.3913
2025-06-18 | 5071.567 | 0.31 | 3.35 | 0 | 0 | 0 | 0 | 0 | 0 | 0 | 0 | 0 | 0 | 0 | 0 | 0 | 0 | 0 | 0 | 0 | 0 | 0 | 0 | 0 | 0 | 0 | 1 | 0 | 5001.1673
2025-06-18 | 5061.413 | 0.45 | 2.64 | 0 | 0 | 0 | 0 | 0 | 0 | 0 | 0 | 0 | 0 | 0 | 0 | 0 | 0 | 0 | 0 | 0 | 0 | 0 | 0 | 0 | 0 | 0 | 0 | 1 | 4247.4413
2025-06-19 | 5342.702 | 0.57 | 2.21 | 0 | 1 | 0 | 0 | 0 | 0 | 0 | 0 | 0 | 0 | 0 | 0 | 0 | 0 | 0 | 0 | 0 | 0 | 0 | 0 | 0 | 0 | 0 | 0 | 0 | 3750.0175
2025-06-19 | 6104.336 | 0.72 | 1.65 | 0 | 0 | 1 | 0 | 0 | 0 | 0 | 0 | 0 | 0 | 0 | 0 | 0 | 0 | 0 | 0 | 0 | 0 | 0 | 0 | 0 | 0 | 0 | 0 | 0 | 3347.9532
2025-06-19 | 6903.628 | 0.92 | 1.49 | 0 | 0 | 0 | 1 | 0 | 0 | 0 | 0 | 0 | 0 | 0 | 0 | 0 | 0 | 0 | 0 | 0 | 0 | 0 | 0 | 0 | 0 | 0 | 0 | 0 | 3193.5024
2025-06-19 | 7145.722 | 1.15 | 1.17 | 0 | 0 | 0 | 0 | 1 | 0 | 0 | 0 | 0 | 0 | 0 | 0 | 0 | 0 | 0 | 0 | 0 | 0 | 0 | 0 | 0 | 0 | 0 | 0 | 0 | 3074.2411
2025-06-19 | 7129.766 | 1.49 | 0.96 | 0 | 0 | 0 | 0 | 0 | 1 | 0 | 0 | 0 | 0 | 0 | 0 | 0 | 0 | 0 | 0 | 0 | 0 | 0 | 0 | 0 | 0 | 0 | 0 | 0 | 3180.5971
2025-06-19 | 7364.488 | 1.49 | 0.74 | 0 | 0 | 0 | 0 | 0 | 0 | 1 | 0 | 0 | 0 | 0 | 0 | 0 | 0 | 0 | 0 | 0 | 0 | 0 | 0 | 0 | 0 | 0 | 0 | 0 | 3429.5887
2025-06-19 | 7707.381 | 0.99 | 1.34 | 0 | 0 | 0 | 0 | 0 | 0 | 0 | 1 | 0 | 0 | 0 | 0 | 0 | 0 | 0 | 0 | 0 | 0 | 0 | 0 | 0 | 0 | 0 | 0 | 0 | 4000.7169
2025-06-19 | 8274.537 | 0.48 | 2.31 | 0 | 0 | 0 | 0 | 0 | 0 | 0 | 0 | 1 | 0 | 0 | 0 | 0 | 0 | 0 | 0 | 0 | 0 | 0 | 0 | 0 | 0 | 0 | 0 | 0 | 4684.7655
2025-06-19 | 8436.73 | 0.31 | 3.97 | 0 | 0 | 0 | 0 | 0 | 0 | 0 | 0 | 0 | 1 | 0 | 0 | 0 | 0 | 0 | 0 | 0 | 0 | 0 | 0 | 0 | 0 | 0 | 0 | 0 | 5487.7891
2025-06-19 | 8772.443 | 0.21 | 5.32 | 0 | 0 | 0 | 0 | 0 | 0 | 0 | 0 | 0 | 0 | 1 | 0 | 0 | 0 | 0 | 0 | 0 | 0 | 0 | 0 | 0 | 0 | 0 | 0 | 0 | 6025.54
2025-06-19 | 9569.273 | 0.03 | 6.57 | 0 | 0 | 0 | 0 | 0 | 0 | 0 | 0 | 0 | 0 | 0 | 1 | 0 | 0 | 0 | 0 | 0 | 0 | 0 | 0 | 0 | 0 | 0 | 0 | 0 | 6472.0035
2025-06-19 | 10649.261 | 0 | 7.01 | 0 | 0 | 0 | 0 | 0 | 0 | 0 | 0 | 0 | 0 | 0 | 0 | 1 | 0 | 0 | 0 | 0 | 0 | 0 | 0 | 0 | 0 | 0 | 0 | 0 | 6630.0836
2025-06-19 | 11745.682 | 0 | 7.86 | 0 | 0 | 0 | 0 | 0 | 0 | 0 | 0 | 0 | 0 | 0 | 0 | 0 | 1 | 0 | 0 | 0 | 0 | 0 | 0 | 0 | 0 | 0 | 0 | 0 | 6840.532
2025-06-19 | 11453.729 | 0 | 8.47 | 0 | 0 | 0 | 0 | 0 | 0 | 0 | 0 | 0 | 0 | 0 | 0 | 0 | 0 | 1 | 0 | 0 | 0 | 0 | 0 | 0 | 0 | 0 | 0 | 0 | 7002.1408
2025-06-19 | 11589.645 | 0 | 8.24 | 0 | 0 | 0 | 0 | 0 | 0 | 0 | 0 | 0 | 0 | 0 | 0 | 0 | 0 | 0 | 1 | 0 | 0 | 0 | 0 | 0 | 0 | 0 | 0 | 0 | 7003.9891
2025-06-19 | 11292.901 | 0 | 8.25 | 0 | 0 | 0 | 0 | 0 | 0 | 0 | 0 | 0 | 0 | 0 | 0 | 0 | 0 | 0 | 0 | 1 | 0 | 0 | 0 | 0 | 0 | 0 | 0 | 0 | 7394.3307
2025-06-19 | 10348.934 | 0 | 7.85 | 0 | 0 | 0 | 0 | 0 | 0 | 0 | 0 | 0 | 0 | 0 | 0 | 0 | 0 | 0 | 0 | 0 | 1 | 0 | 0 | 0 | 0 | 0 | 0 | 0 | 7808.1943
2025-06-19 | 9071.934 | 0 | 6.91 | 0 | 0 | 0 | 0 | 0 | 0 | 0 | 0 | 0 | 0 | 0 | 0 | 0 | 0 | 0 | 0 | 0 | 0 | 1 | 0 | 0 | 0 | 0 | 0 | 0 | 7686.5393
2025-06-19 | 7801.204 | 0 | 6.39 | 0 | 0 | 0 | 0 | 0 | 0 | 0 | 0 | 0 | 0 | 0 | 0 | 0 | 0 | 0 | 0 | 0 | 0 | 0 | 1 | 0 | 0 | 0 | 0 | 0 | 7507.3344
2025-06-19 | 6703.953 | 0.03 | 5.57 | 0 | 0 | 0 | 0 | 0 | 0 | 0 | 0 | 0 | 0 | 0 | 0 | 0 | 0 | 0 | 0 | 0 | 0 | 0 | 0 | 1 | 0 | 0 | 0 | 0 | 7179.9526
2025-06-19 | 6006.42 | 0.1 | 3.72 | 0 | 0 | 0 | 0 | 0 | 0 | 0 | 0 | 0 | 0 | 0 | 0 | 0 | 0 | 0 | 0 | 0 | 0 | 0 | 0 | 0 | 1 | 0 | 0 | 0 | 6273.5427
2025-06-19 | 5528.494 | 0.13 | 3.25 | 0 | 0 | 0 | 0 | 0 | 0 | 0 | 0 | 0 | 0 | 0 | 0 | 0 | 0 | 0 | 0 | 0 | 0 | 0 | 0 | 0 | 0 | 1 | 0 | 0 | 5568.8512
2025-06-19 | 5292.166 | 0.2 | 2.76 | 0 | 0 | 0 | 0 | 0 | 0 | 0 | 0 | 0 | 0 | 0 | 0 | 0 | 0 | 0 | 0 | 0 | 0 | 0 | 0 | 0 | 0 | 0 | 1 | 0 | 4772.4562
2025-06-19 | 5205.726 | 0.25 | 2.15 | 0 | 0 | 0 | 0 | 0 | 0 | 0 | 0 | 0 | 0 | 0 | 0 | 0 | 0 | 0 | 0 | 0 | 0 | 0 | 0 | 0 | 0 | 0 | 0 | 1 | 4045.5436
2025-06-20 | 5401.463 | 0.54 | 1.77 | 0 | 1 | 0 | 0 | 0 | 0 | 0 | 0 | 0 | 0 | 0 | 0 | 0 | 0 | 0 | 0 | 0 | 0 | 0 | 0 | 0 | 0 | 0 | 0 | 0 | 3585.1772
2025-06-20 | 6065.187 | 0.94 | 1.71 | 0 | 0 | 1 | 0 | 0 | 0 | 0 | 0 | 0 | 0 | 0 | 0 | 0 | 0 | 0 | 0 | 0 | 0 | 0 | 0 | 0 | 0 | 0 | 0 | 0 | 3394.1821
2025-06-20 | 6927.694 | 1.09 | 1.57 | 0 | 0 | 0 | 1 | 0 | 0 | 0 | 0 | 0 | 0 | 0 | 0 | 0 | 0 | 0 | 0 | 0 | 0 | 0 | 0 | 0 | 0 | 0 | 0 | 0 | 3241.5738
2025-06-20 | 7369.807 | 1.27 | 1.24 | 0 | 0 | 0 | 0 | 1 | 0 | 0 | 0 | 0 | 0 | 0 | 0 | 0 | 0 | 0 | 0 | 0 | 0 | 0 | 0 | 0 | 0 | 0 | 0 | 0 | 3113.1411
2025-06-20 | 7518.466 | 1.46 | 0.95 | 0 | 0 | 0 | 0 | 0 | 1 | 0 | 0 | 0 | 0 | 0 | 0 | 0 | 0 | 0 | 0 | 0 | 0 | 0 | 0 | 0 | 0 | 0 | 0 | 0 | 3173.6257
2025-06-20 | 7449.743 | 1.32 | 1 | 0 | 0 | 0 | 0 | 0 | 0 | 1 | 0 | 0 | 0 | 0 | 0 | 0 | 0 | 0 | 0 | 0 | 0 | 0 | 0 | 0 | 0 | 0 | 0 | 0 | 3506.3438
2025-06-20 | 7692.674 | 1.03 | 1.37 | 0 | 0 | 0 | 0 | 0 | 0 | 0 | 1 | 0 | 0 | 0 | 0 | 0 | 0 | 0 | 0 | 0 | 0 | 0 | 0 | 0 | 0 | 0 | 0 | 0 | 4016.1311
2025-06-20 | 7769.32 | 0.54 | 1.89 | 0 | 0 | 0 | 0 | 0 | 0 | 0 | 0 | 1 | 0 | 0 | 0 | 0 | 0 | 0 | 0 | 0 | 0 | 0 | 0 | 0 | 0 | 0 | 0 | 0 | 4537.1682
2025-06-20 | 7680.917 | 0.1 | 3.1 | 0 | 0 | 0 | 0 | 0 | 0 | 0 | 0 | 0 | 1 | 0 | 0 | 0 | 0 | 0 | 0 | 0 | 0 | 0 | 0 | 0 | 0 | 0 | 0 | 0 | 5145.2794
2025-06-20 | 7533.935 | 0.03 | 4.33 | 0 | 0 | 0 | 0 | 0 | 0 | 0 | 0 | 0 | 0 | 1 | 0 | 0 | 0 | 0 | 0 | 0 | 0 | 0 | 0 | 0 | 0 | 0 | 0 | 0 | 5642.274
2025-06-20 | 7989.911 | 0 | 5.48 | 0 | 0 | 0 | 0 | 0 | 0 | 0 | 0 | 0 | 0 | 0 | 1 | 0 | 0 | 0 | 0 | 0 | 0 | 0 | 0 | 0 | 0 | 0 | 0 | 0 | 6068.5243
2025-06-20 | 9078.925 | 0 | 6.56 | 0 | 0 | 0 | 0 | 0 | 0 | 0 | 0 | 0 | 0 | 0 | 0 | 1 | 0 | 0 | 0 | 0 | 0 | 0 | 0 | 0 | 0 | 0 | 0 | 0 | 6464.8721
2025-06-20 | 10351.497 | 0 | 7.11 | 0 | 0 | 0 | 0 | 0 | 0 | 0 | 0 | 0 | 0 | 0 | 0 | 0 | 1 | 0 | 0 | 0 | 0 | 0 | 0 | 0 | 0 | 0 | 0 | 0 | 6565.1794
2025-06-20 | 10264.103 | 0 | 8.24 | 0 | 0 | 0 | 0 | 0 | 0 | 0 | 0 | 0 | 0 | 0 | 0 | 0 | 0 | 1 | 0 | 0 | 0 | 0 | 0 | 0 | 0 | 0 | 0 | 0 | 6917.6994
2025-06-20 | 10573.884 | 0 | 8.3 | 0 | 0 | 0 | 0 | 0 | 0 | 0 | 0 | 0 | 0 | 0 | 0 | 0 | 0 | 0 | 1 | 0 | 0 | 0 | 0 | 0 | 0 | 0 | 0 | 0 | 7026.0173
2025-06-20 | 9943.783 | 0 | 7.94 | 0 | 0 | 0 | 0 | 0 | 0 | 0 | 0 | 0 | 0 | 0 | 0 | 0 | 0 | 0 | 0 | 1 | 0 | 0 | 0 | 0 | 0 | 0 | 0 | 0 | 7280.5183
2025-06-20 | 9130.071 | 0 | 7.38 | 0 | 0 | 0 | 0 | 0 | 0 | 0 | 0 | 0 | 0 | 0 | 0 | 0 | 0 | 0 | 0 | 0 | 1 | 0 | 0 | 0 | 0 | 0 | 0 | 0 | 7635.64
2025-06-20 | 8198.439 | 0 | 6.5 | 0 | 0 | 0 | 0 | 0 | 0 | 0 | 0 | 0 | 0 | 0 | 0 | 0 | 0 | 0 | 0 | 0 | 0 | 1 | 0 | 0 | 0 | 0 | 0 | 0 | 7536.0132
2025-06-20 | 7101.625 | 0.02 | 6 | 0 | 0 | 0 | 0 | 0 | 0 | 0 | 0 | 0 | 0 | 0 | 0 | 0 | 0 | 0 | 0 | 0 | 0 | 0 | 1 | 0 | 0 | 0 | 0 | 0 | 7366.3512
2025-06-20 | 6232.044 | 0.07 | 4.86 | 0 | 0 | 0 | 0 | 0 | 0 | 0 | 0 | 0 | 0 | 0 | 0 | 0 | 0 | 0 | 0 | 0 | 0 | 0 | 0 | 1 | 0 | 0 | 0 | 0 | 6923.6856
2025-06-20 | 5569.948 | 0.39 | 4.17 | 0 | 0 | 0 | 0 | 0 | 0 | 0 | 0 | 0 | 0 | 0 | 0 | 0 | 0 | 0 | 0 | 0 | 0 | 0 | 0 | 0 | 1 | 0 | 0 | 0 | 6470.6552
2025-06-20 | 5224.088 | 0.46 | 3.36 | 0 | 0 | 0 | 0 | 0 | 0 | 0 | 0 | 0 | 0 | 0 | 0 | 0 | 0 | 0 | 0 | 0 | 0 | 0 | 0 | 0 | 0 | 1 | 0 | 0 | 5645.5372
2025-06-20 | 5015.343 | 0.49 | 2.88 | 0 | 0 | 0 | 0 | 0 | 0 | 0 | 0 | 0 | 0 | 0 | 0 | 0 | 0 | 0 | 0 | 0 | 0 | 0 | 0 | 0 | 0 | 0 | 1 | 0 | 4848.4135
2025-06-20 | 4983.767 | 0.54 | 2.43 | 0 | 0 | 0 | 0 | 0 | 0 | 0 | 0 | 0 | 0 | 0 | 0 | 0 | 0 | 0 | 0 | 0 | 0 | 0 | 0 | 0 | 0 | 0 | 0 | 1 | 4180.2428
2025-06-21 | 5323.444 | 0.64 | 1.87 | 1 | 1 | 0 | 0 | 0 | 0 | 0 | 0 | 0 | 0 | 0 | 0 | 0 | 0 | 0 | 0 | 0 | 0 | 0 | 0 | 0 | 0 | 0 | 0 | 0 | 3911.3656
2025-06-21 | 6024.065 | 0.65 | 1.51 | 1 | 0 | 1 | 0 | 0 | 0 | 0 | 0 | 0 | 0 | 0 | 0 | 0 | 0 | 0 | 0 | 0 | 0 | 0 | 0 | 0 | 0 | 0 | 0 | 0 | 3567.3282
2025-06-21 | 6911.458 | 0.86 | 1.2 | 1 | 0 | 0 | 1 | 0 | 0 | 0 | 0 | 0 | 0 | 0 | 0 | 0 | 0 | 0 | 0 | 0 | 0 | 0 | 0 | 0 | 0 | 0 | 0 | 0 | 3358.9069
2025-06-21 | 7129.312 | 1.26 | 0.9 | 1 | 0 | 0 | 0 | 1 | 0 | 0 | 0 | 0 | 0 | 0 | 0 | 0 | 0 | 0 | 0 | 0 | 0 | 0 | 0 | 0 | 0 | 0 | 0 | 0 | 3265.689
2025-06-21 | 6976.475 | 1.63 | 0.85 | 1 | 0 | 0 | 0 | 0 | 1 | 0 | 0 | 0 | 0 | 0 | 0 | 0 | 0 | 0 | 0 | 0 | 0 | 0 | 0 | 0 | 0 | 0 | 0 | 0 | 3434.0869
2025-06-21 | 6932.026 | 1.69 | 0.77 | 1 | 0 | 0 | 0 | 0 | 0 | 1 | 0 | 0 | 0 | 0 | 0 | 0 | 0 | 0 | 0 | 0 | 0 | 0 | 0 | 0 | 0 | 0 | 0 | 0 | 3741.0779
2025-06-21 | 7082.126 | 1 | 1.07 | 1 | 0 | 0 | 0 | 0 | 0 | 0 | 1 | 0 | 0 | 0 | 0 | 0 | 0 | 0 | 0 | 0 | 0 | 0 | 0 | 0 | 0 | 0 | 0 | 0 | 4181.1644
2025-06-21 | 7277.916 | 0.49 | 1.78 | 1 | 0 | 0 | 0 | 0 | 0 | 0 | 0 | 1 | 0 | 0 | 0 | 0 | 0 | 0 | 0 | 0 | 0 | 0 | 0 | 0 | 0 | 0 | 0 | 0 | 4769.7574
2025-06-21 | 6969.001 | 0.15 | 2.98 | 1 | 0 | 0 | 0 | 0 | 0 | 0 | 0 | 0 | 1 | 0 | 0 | 0 | 0 | 0 | 0 | 0 | 0 | 0 | 0 | 0 | 0 | 0 | 0 | 0 | 5385.1976
2025-06-21 | 6879.37 | 0 | 3.66 | 1 | 0 | 0 | 0 | 0 | 0 | 0 | 0 | 0 | 0 | 1 | 0 | 0 | 0 | 0 | 0 | 0 | 0 | 0 | 0 | 0 | 0 | 0 | 0 | 0 | 5671.4667
2025-06-21 | 7139.423 | 0 | 4.94 | 1 | 0 | 0 | 0 | 0 | 0 | 0 | 0 | 0 | 0 | 0 | 1 | 0 | 0 | 0 | 0 | 0 | 0 | 0 | 0 | 0 | 0 | 0 | 0 | 0 | 6148.7449
2025-06-21 | 8191.387 | 0 | 6.03 | 1 | 0 | 0 | 0 | 0 | 0 | 0 | 0 | 0 | 0 | 0 | 0 | 1 | 0 | 0 | 0 | 0 | 0 | 0 | 0 | 0 | 0 | 0 | 0 | 0 | 6548.764
2025-06-21 | 9303.638 | 0 | 6.63 | 1 | 0 | 0 | 0 | 0 | 0 | 0 | 0 | 0 | 0 | 0 | 0 | 0 | 1 | 0 | 0 | 0 | 0 | 0 | 0 | 0 | 0 | 0 | 0 | 0 | 6667.4282
2025-06-21 | 9537.734 | 0 | 7.2 | 1 | 0 | 0 | 0 | 0 | 0 | 0 | 0 | 0 | 0 | 0 | 0 | 0 | 0 | 1 | 0 | 0 | 0 | 0 | 0 | 0 | 0 | 0 | 0 | 0 | 6814.3516
2025-06-21 | 9990.877 | 0 | 6.71 | 1 | 0 | 0 | 0 | 0 | 0 | 0 | 0 | 0 | 0 | 0 | 0 | 0 | 0 | 0 | 1 | 0 | 0 | 0 | 0 | 0 | 0 | 0 | 0 | 0 | 6720.7442
2025-06-21 | 9709.526 | 0 | 7.28 | 1 | 0 | 0 | 0 | 0 | 0 | 0 | 0 | 0 | 0 | 0 | 0 | 0 | 0 | 0 | 0 | 1 | 0 | 0 | 0 | 0 | 0 | 0 | 0 | 0 | 7316.6825
2025-06-21 | 9051.615 | 0 | 7.07 | 1 | 0 | 0 | 0 | 0 | 0 | 0 | 0 | 0 | 0 | 0 | 0 | 0 | 0 | 0 | 0 | 0 | 1 | 0 | 0 | 0 | 0 | 0 | 0 | 0 | 7800.302
2025-06-21 | 7992.388 | 0 | 6.41 | 1 | 0 | 0 | 0 | 0 | 0 | 0 | 0 | 0 | 0 | 0 | 0 | 0 | 0 | 0 | 0 | 0 | 0 | 1 | 0 | 0 | 0 | 0 | 0 | 0 | 7781.4454
2025-06-21 | 7021.559 | 0 | 6.16 | 1 | 0 | 0 | 0 | 0 | 0 | 0 | 0 | 0 | 0 | 0 | 0 | 0 | 0 | 0 | 0 | 0 | 0 | 0 | 1 | 0 | 0 | 0 | 0 | 0 | 7701.3674
2025-06-21 | 6149.333 | 0 | 5.57 | 1 | 0 | 0 | 0 | 0 | 0 | 0 | 0 | 0 | 0 | 0 | 0 | 0 | 0 | 0 | 0 | 0 | 0 | 0 | 0 | 1 | 0 | 0 | 0 | 0 | 7455.1269
2025-06-21 | 5655.4 | 0.25 | 4.49 | 1 | 0 | 0 | 0 | 0 | 0 | 0 | 0 | 0 | 0 | 0 | 0 | 0 | 0 | 0 | 0 | 0 | 0 | 0 | 0 | 0 | 1 | 0 | 0 | 0 | 6851.213
2025-06-21 | 5383.528 | 0.36 | 3.99 | 1 | 0 | 0 | 0 | 0 | 0 | 0 | 0 | 0 | 0 | 0 | 0 | 0 | 0 | 0 | 0 | 0 | 0 | 0 | 0 | 0 | 0 | 1 | 0 | 0 | 6144.3075
2025-06-21 | 5183.688 | 0.69 | 3.46 | 1 | 0 | 0 | 0 | 0 | 0 | 0 | 0 | 0 | 0 | 0 | 0 | 0 | 0 | 0 | 0 | 0 | 0 | 0 | 0 | 0 | 0 | 0 | 1 | 0 | 5361.828
2025-06-21 | 5228.451 | 0.88 | 2.96 | 1 | 0 | 0 | 0 | 0 | 0 | 0 | 0 | 0 | 0 | 0 | 0 | 0 | 0 | 0 | 0 | 0 | 0 | 0 | 0 | 0 | 0 | 0 | 0 | 1 | 4690.7008
2025-06-22 | 5553.226 | 1.17 | 2.53 | 1 | 1 | 0 | 0 | 0 | 0 | 0 | 0 | 0 | 0 | 0 | 0 | 0 | 0 | 0 | 0 | 0 | 0 | 0 | 0 | 0 | 0 | 0 | 0 | 0 | 4211.9776
2025-06-22 | 6327.325 | 1.53 | 2.38 | 1 | 0 | 1 | 0 | 0 | 0 | 0 | 0 | 0 | 0 | 0 | 0 | 0 | 0 | 0 | 0 | 0 | 0 | 0 | 0 | 0 | 0 | 0 | 0 | 0 | 3983.54
2025-06-22 | 7417.333 | 1.74 | 2.13 | 1 | 0 | 0 | 1 | 0 | 0 | 0 | 0 | 0 | 0 | 0 | 0 | 0 | 0 | 0 | 0 | 0 | 0 | 0 | 0 | 0 | 0 | 0 | 0 | 0 | 3797.1469
2025-06-22 | 7641.177 | 2 | 2.02 | 1 | 0 | 0 | 0 | 1 | 0 | 0 | 0 | 0 | 0 | 0 | 0 | 0 | 0 | 0 | 0 | 0 | 0 | 0 | 0 | 0 | 0 | 0 | 0 | 0 | 3758.2845
2025-06-22 | 7315.495 | 2.15 | 1.88 | 1 | 0 | 0 | 0 | 0 | 1 | 0 | 0 | 0 | 0 | 0 | 0 | 0 | 0 | 0 | 0 | 0 | 0 | 0 | 0 | 0 | 0 | 0 | 0 | 0 | 3869.4395
2025-06-22 | 7293.192 | 2.21 | 1.76 | 1 | 0 | 0 | 0 | 0 | 0 | 1 | 0 | 0 | 0 | 0 | 0 | 0 | 0 | 0 | 0 | 0 | 0 | 0 | 0 | 0 | 0 | 0 | 0 | 0 | 4161.745
2025-06-22 | 7299.439 | 1.65 | 2.48 | 1 | 0 | 0 | 0 | 0 | 0 | 0 | 1 | 0 | 0 | 0 | 0 | 0 | 0 | 0 | 0 | 0 | 0 | 0 | 0 | 0 | 0 | 0 | 0 | 0 | 4770.3293
2025-06-22 | 7247.035 | 0.92 | 2.94 | 1 | 0 | 0 | 0 | 0 | 0 | 0 | 0 | 1 | 0 | 0 | 0 | 0 | 0 | 0 | 0 | 0 | 0 | 0 | 0 | 0 | 0 | 0 | 0 | 0 | 5242.9375
2025-06-22 | 7035.448 | 0.52 | 3.98 | 1 | 0 | 0 | 0 | 0 | 0 | 0 | 0 | 0 | 1 | 0 | 0 | 0 | 0 | 0 | 0 | 0 | 0 | 0 | 0 | 0 | 0 | 0 | 0 | 0 | 5793.0355
2025-06-22 | 6760.853 | 0.4 | 4.75 | 1 | 0 | 0 | 0 | 0 | 0 | 0 | 0 | 0 | 0 | 1 | 0 | 0 | 0 | 0 | 0 | 0 | 0 | 0 | 0 | 0 | 0 | 0 | 0 | 0 | 6115.6471
2025-06-22 | 7000.566 | 0.36 | 5.9 | 1 | 0 | 0 | 0 | 0 | 0 | 0 | 0 | 0 | 0 | 0 | 1 | 0 | 0 | 0 | 0 | 0 | 0 | 0 | 0 | 0 | 0 | 0 | 0 | 0 | 6540.7973
2025-06-22 | 7852.239 | 0.19 | 6.28 | 1 | 0 | 0 | 0 | 0 | 0 | 0 | 0 | 0 | 0 | 0 | 0 | 1 | 0 | 0 | 0 | 0 | 0 | 0 | 0 | 0 | 0 | 0 | 0 | 0 | 6661.4488
2025-06-22 | 9218.289 | 0.09 | 6.73 | 1 | 0 | 0 | 0 | 0 | 0 | 0 | 0 | 0 | 0 | 0 | 0 | 0 | 1 | 0 | 0 | 0 | 0 | 0 | 0 | 0 | 0 | 0 | 0 | 0 | 6714.0422
2025-06-22 | 9566.338 | 0.05 | 7.03 | 1 | 0 | 0 | 0 | 0 | 0 | 0 | 0 | 0 | 0 | 0 | 0 | 0 | 0 | 1 | 0 | 0 | 0 | 0 | 0 | 0 | 0 | 0 | 0 | 0 | 6757.4385
2025-06-22 | 10423.27 | 0.03 | 7.6 | 1 | 0 | 0 | 0 | 0 | 0 | 0 | 0 | 0 | 0 | 0 | 0 | 0 | 0 | 0 | 1 | 0 | 0 | 0 | 0 | 0 | 0 | 0 | 0 | 0 | 7050.7961
2025-06-22 | 10141.232 | 0.04 | 7.7 | 1 | 0 | 0 | 0 | 0 | 0 | 0 | 0 | 0 | 0 | 0 | 0 | 0 | 0 | 0 | 0 | 1 | 0 | 0 | 0 | 0 | 0 | 0 | 0 | 0 | 7475.2801
2025-06-22 | 9372.997 | 0.01 | 7.16 | 1 | 0 | 0 | 0 | 0 | 0 | 0 | 0 | 0 | 0 | 0 | 0 | 0 | 0 | 0 | 0 | 0 | 1 | 0 | 0 | 0 | 0 | 0 | 0 | 0 | 7834.4444
2025-06-22 | 8350.166 | 0.01 | 6.61 | 1 | 0 | 0 | 0 | 0 | 0 | 0 | 0 | 0 | 0 | 0 | 0 | 0 | 0 | 0 | 0 | 0 | 0 | 1 | 0 | 0 | 0 | 0 | 0 | 0 | 7855.9728
2025-06-22 | 7255.524 | 0.02 | 6.09 | 1 | 0 | 0 | 0 | 0 | 0 | 0 | 0 | 0 | 0 | 0 | 0 | 0 | 0 | 0 | 0 | 0 | 0 | 0 | 1 | 0 | 0 | 0 | 0 | 0 | 7677.8679
2025-06-22 | 6538.474 | 0.06 | 5.1 | 1 | 0 | 0 | 0 | 0 | 0 | 0 | 0 | 0 | 0 | 0 | 0 | 0 | 0 | 0 | 0 | 0 | 0 | 0 | 0 | 1 | 0 | 0 | 0 | 0 | 7289.1728
2025-06-22 | 6034.653 | 0.24 | 4.28 | 1 | 0 | 0 | 0 | 0 | 0 | 0 | 0 | 0 | 0 | 0 | 0 | 0 | 0 | 0 | 0 | 0 | 0 | 0 | 0 | 0 | 1 | 0 | 0 | 0 | 6773.0142
2025-06-22 | 5756.311 | 0.21 | 3.41 | 1 | 0 | 0 | 0 | 0 | 0 | 0 | 0 | 0 | 0 | 0 | 0 | 0 | 0 | 0 | 0 | 0 | 0 | 0 | 0 | 0 | 0 | 1 | 0 | 0 | 5914.8677
2025-06-22 | 5589.144 | 0.42 | 2.9 | 1 | 0 | 0 | 0 | 0 | 0 | 0 | 0 | 0 | 0 | 0 | 0 | 0 | 0 | 0 | 0 | 0 | 0 | 0 | 0 | 0 | 0 | 0 | 1 | 0 | 5126.5305
2025-06-22 | 5519.399 | 0.66 | 2.64 | 1 | 0 | 0 | 0 | 0 | 0 | 0 | 0 | 0 | 0 | 0 | 0 | 0 | 0 | 0 | 0 | 0 | 0 | 0 | 0 | 0 | 0 | 0 | 0 | 1 | 4549.0164
2025-06-23 | 5859.664 | 1.02 | 2.3 | 0 | 1 | 0 | 0 | 0 | 0 | 0 | 0 | 0 | 0 | 0 | 0 | 0 | 0 | 0 | 0 | 0 | 0 | 0 | 0 | 0 | 0 | 0 | 0 | 0 | 3832.5612
2025-06-23 | 6588.305 | 1.36 | 2.04 | 0 | 0 | 1 | 0 | 0 | 0 | 0 | 0 | 0 | 0 | 0 | 0 | 0 | 0 | 0 | 0 | 0 | 0 | 0 | 0 | 0 | 0 | 0 | 0 | 0 | 3561.5385
2025-06-23 | 7728.293 | 1.48 | 1.73 | 0 | 0 | 0 | 1 | 0 | 0 | 0 | 0 | 0 | 0 | 0 | 0 | 0 | 0 | 0 | 0 | 0 | 0 | 0 | 0 | 0 | 0 | 0 | 0 | 0 | 3343.2169
2025-06-23 | 7949.901 | 1.85 | 1.41 | 0 | 0 | 0 | 0 | 1 | 0 | 0 | 0 | 0 | 0 | 0 | 0 | 0 | 0 | 0 | 0 | 0 | 0 | 0 | 0 | 0 | 0 | 0 | 0 | 0 | 3239.3561
2025-06-23 | 7661.468 | 1.95 | 1.43 | 0 | 0 | 0 | 0 | 0 | 1 | 0 | 0 | 0 | 0 | 0 | 0 | 0 | 0 | 0 | 0 | 0 | 0 | 0 | 0 | 0 | 0 | 0 | 0 | 0 | 3403.7529
2025-06-23 | 7612.663 | 2.1 | 1.49 | 0 | 0 | 0 | 0 | 0 | 0 | 1 | 0 | 0 | 0 | 0 | 0 | 0 | 0 | 0 | 0 | 0 | 0 | 0 | 0 | 0 | 0 | 0 | 0 | 0 | 3772.0432
2025-06-23 | 7550.7 | 1.43 | 1.83 | 0 | 0 | 0 | 0 | 0 | 0 | 0 | 1 | 0 | 0 | 0 | 0 | 0 | 0 | 0 | 0 | 0 | 0 | 0 | 0 | 0 | 0 | 0 | 0 | 0 | 4229.0153
2025-06-23 | 7528.203 | 0.62 | 2.45 | 0 | 0 | 0 | 0 | 0 | 0 | 0 | 0 | 1 | 0 | 0 | 0 | 0 | 0 | 0 | 0 | 0 | 0 | 0 | 0 | 0 | 0 | 0 | 0 | 0 | 4751.5651
2025-06-23 | 7379.978 | 0.29 | 3.18 | 0 | 0 | 0 | 0 | 0 | 0 | 0 | 0 | 0 | 1 | 0 | 0 | 0 | 0 | 0 | 0 | 0 | 0 | 0 | 0 | 0 | 0 | 0 | 0 | 0 | 5195.5509
2025-06-23 | 7274.437 | 0.13 | 4.39 | 0 | 0 | 0 | 0 | 0 | 0 | 0 | 0 | 0 | 0 | 1 | 0 | 0 | 0 | 0 | 0 | 0 | 0 | 0 | 0 | 0 | 0 | 0 | 0 | 0 | 5675.3025
2025-06-23 | 7499.857 | 0.14 | 5.38 | 0 | 0 | 0 | 0 | 0 | 0 | 0 | 0 | 0 | 0 | 0 | 1 | 0 | 0 | 0 | 0 | 0 | 0 | 0 | 0 | 0 | 0 | 0 | 0 | 0 | 6047.2111
2025-06-23 | 7993.413 | 0.13 | 5.22 | 0 | 0 | 0 | 0 | 0 | 0 | 0 | 0 | 0 | 0 | 0 | 0 | 1 | 0 | 0 | 0 | 0 | 0 | 0 | 0 | 0 | 0 | 0 | 0 | 0 | 5987.2092
2025-06-23 | 8940.152 | 0.07 | 5.87 | 0 | 0 | 0 | 0 | 0 | 0 | 0 | 0 | 0 | 0 | 0 | 0 | 0 | 1 | 0 | 0 | 0 | 0 | 0 | 0 | 0 | 0 | 0 | 0 | 0 | 6117.63
2025-06-23 | 9233.218 | 0.03 | 5.94 | 0 | 0 | 0 | 0 | 0 | 0 | 0 | 0 | 0 | 0 | 0 | 0 | 0 | 0 | 1 | 0 | 0 | 0 | 0 | 0 | 0 | 0 | 0 | 0 | 0 | 6076.5849
2025-06-23 | 9711.912 | 0.02 | 6.07 | 0 | 0 | 0 | 0 | 0 | 0 | 0 | 0 | 0 | 0 | 0 | 0 | 0 | 0 | 0 | 1 | 0 | 0 | 0 | 0 | 0 | 0 | 0 | 0 | 0 | 6209.5023
2025-06-23 | 9455.218 | 0 | 6.35 | 0 | 0 | 0 | 0 | 0 | 0 | 0 | 0 | 0 | 0 | 0 | 0 | 0 | 0 | 0 | 0 | 1 | 0 | 0 | 0 | 0 | 0 | 0 | 0 | 0 | 6696.7708
2025-06-23 | 8814.317 | 0 | 6.29 | 0 | 0 | 0 | 0 | 0 | 0 | 0 | 0 | 0 | 0 | 0 | 0 | 0 | 0 | 0 | 0 | 0 | 1 | 0 | 0 | 0 | 0 | 0 | 0 | 0 | 7235.4609
2025-06-23 | 7934.209 | 0 | 6.29 | 0 | 0 | 0 | 0 | 0 | 0 | 0 | 0 | 0 | 0 | 0 | 0 | 0 | 0 | 0 | 0 | 0 | 0 | 1 | 0 | 0 | 0 | 0 | 0 | 0 | 7458.9145
2025-06-23 | 7068.116 | 0 | 5.93 | 0 | 0 | 0 | 0 | 0 | 0 | 0 | 0 | 0 | 0 | 0 | 0 | 0 | 0 | 0 | 0 | 0 | 0 | 0 | 1 | 0 | 0 | 0 | 0 | 0 | 7338.4515
2025-06-23 | 6315.667 | 0 | 5.06 | 0 | 0 | 0 | 0 | 0 | 0 | 0 | 0 | 0 | 0 | 0 | 0 | 0 | 0 | 0 | 0 | 0 | 0 | 0 | 0 | 1 | 0 | 0 | 0 | 0 | 6989.4127
2025-06-23 | 5679.547 | 0 | 4.09 | 0 | 0 | 0 | 0 | 0 | 0 | 0 | 0 | 0 | 0 | 0 | 0 | 0 | 0 | 0 | 0 | 0 | 0 | 0 | 0 | 0 | 1 | 0 | 0 | 0 | 6398.383
2025-06-23 | 5336.016 | 0.03 | 3.09 | 0 | 0 | 0 | 0 | 0 | 0 | 0 | 0 | 0 | 0 | 0 | 0 | 0 | 0 | 0 | 0 | 0 | 0 | 0 | 0 | 0 | 0 | 1 | 0 | 0 | 5499.109
2025-06-23 | 5124.791 | 0.07 | 2.44 | 0 | 0 | 0 | 0 | 0 | 0 | 0 | 0 | 0 | 0 | 0 | 0 | 0 | 0 | 0 | 0 | 0 | 0 | 0 | 0 | 0 | 0 | 0 | 1 | 0 | 4640.672
2025-06-23 | 5050.092 | 0.1 | 1.83 | 0 | 0 | 0 | 0 | 0 | 0 | 0 | 0 | 0 | 0 | 0 | 0 | 0 | 0 | 0 | 0 | 0 | 0 | 0 | 0 | 0 | 0 | 0 | 0 | 1 | 3911.5594
2025-06-24 | 5167.748 | 0.23 | 1.41 | 0 | 1 | 0 | 0 | 0 | 0 | 0 | 0 | 0 | 0 | 0 | 0 | 0 | 0 | 0 | 0 | 0 | 0 | 0 | 0 | 0 | 0 | 0 | 0 | 0 | 3418.907
2025-06-24 | 5616.511 | 0.61 | 1.07 | 0 | 0 | 1 | 0 | 0 | 0 | 0 | 0 | 0 | 0 | 0 | 0 | 0 | 0 | 0 | 0 | 0 | 0 | 0 | 0 | 0 | 0 | 0 | 0 | 0 | 3122.9135
2025-06-24 | 6560.838 | 0.98 | 0.9 | 0 | 0 | 0 | 1 | 0 | 0 | 0 | 0 | 0 | 0 | 0 | 0 | 0 | 0 | 0 | 0 | 0 | 0 | 0 | 0 | 0 | 0 | 0 | 0 | 0 | 2983.4918
2025-06-24 | 7925.672 | 1.05 | 0.97 | 0 | 0 | 0 | 0 | 1 | 0 | 0 | 0 | 0 | 0 | 0 | 0 | 0 | 0 | 0 | 0 | 0 | 0 | 0 | 0 | 0 | 0 | 0 | 0 | 0 | 2989.8134
2025-06-24 | 8839.293 | 1.37 | 0.91 | 0 | 0 | 0 | 0 | 0 | 1 | 0 | 0 | 0 | 0 | 0 | 0 | 0 | 0 | 0 | 0 | 0 | 0 | 0 | 0 | 0 | 0 | 0 | 0 | 0 | 3149.0399
2025-06-24 | 9532.502 | 1.44 | 0.91 | 0 | 0 | 0 | 0 | 0 | 0 | 1 | 0 | 0 | 0 | 0 | 0 | 0 | 0 | 0 | 0 | 0 | 0 | 0 | 0 | 0 | 0 | 0 | 0 | 0 | 3486.5018
2025-06-24 | 9980.331 | 0.74 | 1.11 | 0 | 0 | 0 | 0 | 0 | 0 | 0 | 1 | 0 | 0 | 0 | 0 | 0 | 0 | 0 | 0 | 0 | 0 | 0 | 0 | 0 | 0 | 0 | 0 | 0 | 3888.7746
2025-06-24 | 10134.473 | 0.2 | 1.77 | 0 | 0 | 0 | 0 | 0 | 0 | 0 | 0 | 1 | 0 | 0 | 0 | 0 | 0 | 0 | 0 | 0 | 0 | 0 | 0 | 0 | 0 | 0 | 0 | 0 | 4455.7107
2025-06-24 | 10160.712 | 0.15 | 3.07 | 0 | 0 | 0 | 0 | 0 | 0 | 0 | 0 | 0 | 1 | 0 | 0 | 0 | 0 | 0 | 0 | 0 | 0 | 0 | 0 | 0 | 0 | 0 | 0 | 0 | 5139.7654
2025-06-24 | 9764.429 | 0.08 | 4.38 | 0 | 0 | 0 | 0 | 0 | 0 | 0 | 0 | 0 | 0 | 1 | 0 | 0 | 0 | 0 | 0 | 0 | 0 | 0 | 0 | 0 | 0 | 0 | 0 | 0 | 5666.131
2025-06-24 | 9582.579 | 0.09 | 5.17 | 0 | 0 | 0 | 0 | 0 | 0 | 0 | 0 | 0 | 0 | 0 | 1 | 0 | 0 | 0 | 0 | 0 | 0 | 0 | 0 | 0 | 0 | 0 | 0 | 0 | 5964.6122
2025-06-24 | 9991.156 | 0.06 | 5.72 | 0 | 0 | 0 | 0 | 0 | 0 | 0 | 0 | 0 | 0 | 0 | 0 | 1 | 0 | 0 | 0 | 0 | 0 | 0 | 0 | 0 | 0 | 0 | 0 | 0 | 6163.0774
2025-06-24 | 10287.814 | 0.01 | 6.73 | 0 | 0 | 0 | 0 | 0 | 0 | 0 | 0 | 0 | 0 | 0 | 0 | 0 | 1 | 0 | 0 | 0 | 0 | 0 | 0 | 0 | 0 | 0 | 0 | 0 | 6426.7675
2025-06-24 | 9921.23 | 0 | 7.26 | 0 | 0 | 0 | 0 | 0 | 0 | 0 | 0 | 0 | 0 | 0 | 0 | 0 | 0 | 1 | 0 | 0 | 0 | 0 | 0 | 0 | 0 | 0 | 0 | 0 | 6557.9053
2025-06-24 | 9802.01 | 0 | 7.47 | 0 | 0 | 0 | 0 | 0 | 0 | 0 | 0 | 0 | 0 | 0 | 0 | 0 | 0 | 0 | 1 | 0 | 0 | 0 | 0 | 0 | 0 | 0 | 0 | 0 | 6721.2938
2025-06-24 | 9249.876 | 0 | 8.01 | 0 | 0 | 0 | 0 | 0 | 0 | 0 | 0 | 0 | 0 | 0 | 0 | 0 | 0 | 0 | 0 | 1 | 0 | 0 | 0 | 0 | 0 | 0 | 0 | 0 | 7306.2179
2025-06-24 | 8695.802 | 0 | 8.33 | 0 | 0 | 0 | 0 | 0 | 0 | 0 | 0 | 0 | 0 | 0 | 0 | 0 | 0 | 0 | 0 | 0 | 1 | 0 | 0 | 0 | 0 | 0 | 0 | 0 | 7984.4199
2025-06-24 | 7915.013 | 0 | 7.8 | 0 | 0 | 0 | 0 | 0 | 0 | 0 | 0 | 0 | 0 | 0 | 0 | 0 | 0 | 0 | 0 | 0 | 0 | 1 | 0 | 0 | 0 | 0 | 0 | 0 | 8013.2911
2025-06-24 | 7038.119 | 0 | 6.96 | 0 | 0 | 0 | 0 | 0 | 0 | 0 | 0 | 0 | 0 | 0 | 0 | 0 | 0 | 0 | 0 | 0 | 0 | 0 | 1 | 0 | 0 | 0 | 0 | 0 | 7716.6024
2025-06-24 | 6204.428 | 0 | 6.1 | 0 | 0 | 0 | 0 | 0 | 0 | 0 | 0 | 0 | 0 | 0 | 0 | 0 | 0 | 0 | 0 | 0 | 0 | 0 | 0 | 1 | 0 | 0 | 0 | 0 | 7371.235
2025-06-24 | 5661.198 | 0 | 4.62 | 0 | 0 | 0 | 0 | 0 | 0 | 0 | 0 | 0 | 0 | 0 | 0 | 0 | 0 | 0 | 0 | 0 | 0 | 0 | 0 | 0 | 1 | 0 | 0 | 0 | 6592.9655
2025-06-24 | 5337.089 | 0.04 | 3.52 | 0 | 0 | 0 | 0 | 0 | 0 | 0 | 0 | 0 | 0 | 0 | 0 | 0 | 0 | 0 | 0 | 0 | 0 | 0 | 0 | 0 | 0 | 1 | 0 | 0 | 5658.0778
2025-06-24 | 5168.387 | 0.29 | 3.02 | 0 | 0 | 0 | 0 | 0 | 0 | 0 | 0 | 0 | 0 | 0 | 0 | 0 | 0 | 0 | 0 | 0 | 0 | 0 | 0 | 0 | 0 | 0 | 1 | 0 | 4877.8121
2025-06-24 | 5093.032 | 0.66 | 2.58 | 0 | 0 | 0 | 0 | 0 | 0 | 0 | 0 | 0 | 0 | 0 | 0 | 0 | 0 | 0 | 0 | 0 | 0 | 0 | 0 | 0 | 0 | 0 | 0 | 1 | 4248.5137
2025-06-25 | 5220.38 | 0.69 | 2.21 | 0 | 1 | 0 | 0 | 0 | 0 | 0 | 0 | 0 | 0 | 0 | 0 | 0 | 0 | 0 | 0 | 0 | 0 | 0 | 0 | 0 | 0 | 0 | 0 | 0 | 3763.2179
2025-06-25 | 5614.494 | 0.83 | 1.93 | 0 | 0 | 1 | 0 | 0 | 0 | 0 | 0 | 0 | 0 | 0 | 0 | 0 | 0 | 0 | 0 | 0 | 0 | 0 | 0 | 0 | 0 | 0 | 0 | 0 | 3462.8518
2025-06-25 | 6607.242 | 1 | 1.59 | 0 | 0 | 0 | 1 | 0 | 0 | 0 | 0 | 0 | 0 | 0 | 0 | 0 | 0 | 0 | 0 | 0 | 0 | 0 | 0 | 0 | 0 | 0 | 0 | 0 | 3239.0163
2025-06-25 | 7888.708 | 1.3 | 1.41 | 0 | 0 | 0 | 0 | 1 | 0 | 0 | 0 | 0 | 0 | 0 | 0 | 0 | 0 | 0 | 0 | 0 | 0 | 0 | 0 | 0 | 0 | 0 | 0 | 0 | 3178.8544
2025-06-25 | 8830.857 | 1.56 | 1.22 | 0 | 0 | 0 | 0 | 0 | 1 | 0 | 0 | 0 | 0 | 0 | 0 | 0 | 0 | 0 | 0 | 0 | 0 | 0 | 0 | 0 | 0 | 0 | 0 | 0 | 3283.7529
2025-06-25 | 9449.088 | 1.64 | 1.08 | 0 | 0 | 0 | 0 | 0 | 0 | 1 | 0 | 0 | 0 | 0 | 0 | 0 | 0 | 0 | 0 | 0 | 0 | 0 | 0 | 0 | 0 | 0 | 0 | 0 | 3570.9157
2025-06-25 | 9852.828 | 0.92 | 1.7 | 0 | 0 | 0 | 0 | 0 | 0 | 0 | 1 | 0 | 0 | 0 | 0 | 0 | 0 | 0 | 0 | 0 | 0 | 0 | 0 | 0 | 0 | 0 | 0 | 0 | 4125.1859
2025-06-25 | 10042.847 | 0.35 | 2.31 | 0 | 0 | 0 | 0 | 0 | 0 | 0 | 0 | 1 | 0 | 0 | 0 | 0 | 0 | 0 | 0 | 0 | 0 | 0 | 0 | 0 | 0 | 0 | 0 | 0 | 4670.4651
2025-06-25 | 9892.605 | 0.12 | 3.47 | 0 | 0 | 0 | 0 | 0 | 0 | 0 | 0 | 0 | 1 | 0 | 0 | 0 | 0 | 0 | 0 | 0 | 0 | 0 | 0 | 0 | 0 | 0 | 0 | 0 | 5283.3201
2025-06-25 | 9686.684 | 0 | 4.67 | 0 | 0 | 0 | 0 | 0 | 0 | 0 | 0 | 0 | 0 | 1 | 0 | 0 | 0 | 0 | 0 | 0 | 0 | 0 | 0 | 0 | 0 | 0 | 0 | 0 | 5763.8004
2025-06-25 | 9803.994 | 0 | 5.61 | 0 | 0 | 0 | 0 | 0 | 0 | 0 | 0 | 0 | 0 | 0 | 1 | 0 | 0 | 0 | 0 | 0 | 0 | 0 | 0 | 0 | 0 | 0 | 0 | 0 | 6116.2521
2025-06-25 | 10060.635 | 0.11 | 6 | 0 | 0 | 0 | 0 | 0 | 0 | 0 | 0 | 0 | 0 | 0 | 0 | 1 | 0 | 0 | 0 | 0 | 0 | 0 | 0 | 0 | 0 | 0 | 0 | 0 | 6271.3758
2025-06-25 | 10078.942 | 0.09 | 6.29 | 0 | 0 | 0 | 0 | 0 | 0 | 0 | 0 | 0 | 0 | 0 | 0 | 0 | 1 | 0 | 0 | 0 | 0 | 0 | 0 | 0 | 0 | 0 | 0 | 0 | 6274.0276
2025-06-25 | 9549.094 | 0 | 6.9 | 0 | 0 | 0 | 0 | 0 | 0 | 0 | 0 | 0 | 0 | 0 | 0 | 0 | 0 | 1 | 0 | 0 | 0 | 0 | 0 | 0 | 0 | 0 | 0 | 0 | 6425.7361
2025-06-25 | 9600.127 | 0 | 7.24 | 0 | 0 | 0 | 0 | 0 | 0 | 0 | 0 | 0 | 0 | 0 | 0 | 0 | 0 | 0 | 1 | 0 | 0 | 0 | 0 | 0 | 0 | 0 | 0 | 0 | 6636.8523
2025-06-25 | 9166.828 | 0 | 7.19 | 0 | 0 | 0 | 0 | 0 | 0 | 0 | 0 | 0 | 0 | 0 | 0 | 0 | 0 | 0 | 0 | 1 | 0 | 0 | 0 | 0 | 0 | 0 | 0 | 0 | 7005.1657
2025-06-25 | 8632.674 | 0 | 7.46 | 0 | 0 | 0 | 0 | 0 | 0 | 0 | 0 | 0 | 0 | 0 | 0 | 0 | 0 | 0 | 0 | 0 | 1 | 0 | 0 | 0 | 0 | 0 | 0 | 0 | 7665.0109
2025-06-25 | 7836.351 | 0 | 7.06 | 0 | 0 | 0 | 0 | 0 | 0 | 0 | 0 | 0 | 0 | 0 | 0 | 0 | 0 | 0 | 0 | 0 | 0 | 1 | 0 | 0 | 0 | 0 | 0 | 0 | 7741.6098
2025-06-25 | 6896.511 | 0 | 6.16 | 0 | 0 | 0 | 0 | 0 | 0 | 0 | 0 | 0 | 0 | 0 | 0 | 0 | 0 | 0 | 0 | 0 | 0 | 0 | 1 | 0 | 0 | 0 | 0 | 0 | 7422.893
2025-06-25 | 6112.002 | 0 | 5.16 | 0 | 0 | 0 | 0 | 0 | 0 | 0 | 0 | 0 | 0 | 0 | 0 | 0 | 0 | 0 | 0 | 0 | 0 | 0 | 0 | 1 | 0 | 0 | 0 | 0 | 7026.1264
2025-06-25 | 5523.555 | 0.06 | 3.92 | 0 | 0 | 0 | 0 | 0 | 0 | 0 | 0 | 0 | 0 | 0 | 0 | 0 | 0 | 0 | 0 | 0 | 0 | 0 | 0 | 0 | 1 | 0 | 0 | 0 | 6342.57
2025-06-25 | 5180.836 | 0.17 | 3.54 | 0 | 0 | 0 | 0 | 0 | 0 | 0 | 0 | 0 | 0 | 0 | 0 | 0 | 0 | 0 | 0 | 0 | 0 | 0 | 0 | 0 | 0 | 1 | 0 | 0 | 5679.721
2025-06-25 | 4987.276 | 0.21 | 3.15 | 0 | 0 | 0 | 0 | 0 | 0 | 0 | 0 | 0 | 0 | 0 | 0 | 0 | 0 | 0 | 0 | 0 | 0 | 0 | 0 | 0 | 0 | 0 | 1 | 0 | 4916.7396
2025-06-25 | 4927.44 | 0.43 | 2.7 | 0 | 0 | 0 | 0 | 0 | 0 | 0 | 0 | 0 | 0 | 0 | 0 | 0 | 0 | 0 | 0 | 0 | 0 | 0 | 0 | 0 | 0 | 0 | 0 | 1 | 4267.2694
2025-06-26 | 4981.721 | 0.68 | 2.37 | 0 | 1 | 0 | 0 | 0 | 0 | 0 | 0 | 0 | 0 | 0 | 0 | 0 | 0 | 0 | 0 | 0 | 0 | 0 | 0 | 0 | 0 | 0 | 0 | 0 | 3820.8597
2025-06-26 | 5298.792 | 0.83 | 2.15 | 0 | 0 | 1 | 0 | 0 | 0 | 0 | 0 | 0 | 0 | 0 | 0 | 0 | 0 | 0 | 0 | 0 | 0 | 0 | 0 | 0 | 0 | 0 | 0 | 0 | 3543.6219
2025-06-26 | 5993.115 | 0.97 | 1.94 | 0 | 0 | 0 | 1 | 0 | 0 | 0 | 0 | 0 | 0 | 0 | 0 | 0 | 0 | 0 | 0 | 0 | 0 | 0 | 0 | 0 | 0 | 0 | 0 | 0 | 3364.2141
2025-06-26 | 7261.663 | 1.16 | 1.59 | 0 | 0 | 0 | 0 | 1 | 0 | 0 | 0 | 0 | 0 | 0 | 0 | 0 | 0 | 0 | 0 | 0 | 0 | 0 | 0 | 0 | 0 | 0 | 0 | 0 | 3229.5386
2025-06-26 | 8294.816 | 1.23 | 1.07 | 0 | 0 | 0 | 0 | 0 | 1 | 0 | 0 | 0 | 0 | 0 | 0 | 0 | 0 | 0 | 0 | 0 | 0 | 0 | 0 | 0 | 0 | 0 | 0 | 0 | 3192.3813
2025-06-26 | 9095.194 | 1.37 | 0.83 | 0 | 0 | 0 | 0 | 0 | 0 | 1 | 0 | 0 | 0 | 0 | 0 | 0 | 0 | 0 | 0 | 0 | 0 | 0 | 0 | 0 | 0 | 0 | 0 | 0 | 3449.4307
2025-06-26 | 9709.274 | 0.73 | 1.43 | 0 | 0 | 0 | 0 | 0 | 0 | 0 | 1 | 0 | 0 | 0 | 0 | 0 | 0 | 0 | 0 | 0 | 0 | 0 | 0 | 0 | 0 | 0 | 0 | 0 | 4005.1584
2025-06-26 | 10153.624 | 0.47 | 2.72 | 0 | 0 | 0 | 0 | 0 | 0 | 0 | 0 | 1 | 0 | 0 | 0 | 0 | 0 | 0 | 0 | 0 | 0 | 0 | 0 | 0 | 0 | 0 | 0 | 0 | 4834.1915
2025-06-26 | 9872.049 | 0.2 | 3.97 | 0 | 0 | 0 | 0 | 0 | 0 | 0 | 0 | 0 | 1 | 0 | 0 | 0 | 0 | 0 | 0 | 0 | 0 | 0 | 0 | 0 | 0 | 0 | 0 | 0 | 5475.6887
2025-06-26 | 9934.647 | 0.01 | 4.74 | 0 | 0 | 0 | 0 | 0 | 0 | 0 | 0 | 0 | 0 | 1 | 0 | 0 | 0 | 0 | 0 | 0 | 0 | 0 | 0 | 0 | 0 | 0 | 0 | 0 | 5790.6001
2025-06-26 | 9907.1 | 0 | 5.7 | 0 | 0 | 0 | 0 | 0 | 0 | 0 | 0 | 0 | 0 | 0 | 1 | 0 | 0 | 0 | 0 | 0 | 0 | 0 | 0 | 0 | 0 | 0 | 0 | 0 | 6149.2944
2025-06-26 | 10492.967 | 0 | 6.55 | 0 | 0 | 0 | 0 | 0 | 0 | 0 | 0 | 0 | 0 | 0 | 0 | 1 | 0 | 0 | 0 | 0 | 0 | 0 | 0 | 0 | 0 | 0 | 0 | 0 | 6461.2007
2025-06-26 | 10907.765 | 0.14 | 6.57 | 0 | 0 | 0 | 0 | 0 | 0 | 0 | 0 | 0 | 0 | 0 | 0 | 0 | 1 | 0 | 0 | 0 | 0 | 0 | 0 | 0 | 0 | 0 | 0 | 0 | 6382.326
2025-06-26 | 10675.578 | 0.11 | 7.1 | 0 | 0 | 0 | 0 | 0 | 0 | 0 | 0 | 0 | 0 | 0 | 0 | 0 | 0 | 1 | 0 | 0 | 0 | 0 | 0 | 0 | 0 | 0 | 0 | 0 | 6511.2638
2025-06-26 | 10654.341 | 0.15 | 6.86 | 0 | 0 | 0 | 0 | 0 | 0 | 0 | 0 | 0 | 0 | 0 | 0 | 0 | 0 | 0 | 1 | 0 | 0 | 0 | 0 | 0 | 0 | 0 | 0 | 0 | 6513.8408
2025-06-26 | 10055.653 | 0.35 | 6.59 | 0 | 0 | 0 | 0 | 0 | 0 | 0 | 0 | 0 | 0 | 0 | 0 | 0 | 0 | 0 | 0 | 1 | 0 | 0 | 0 | 0 | 0 | 0 | 0 | 0 | 6823.3848
2025-06-26 | 9127.855 | 0.18 | 6.64 | 0 | 0 | 0 | 0 | 0 | 0 | 0 | 0 | 0 | 0 | 0 | 0 | 0 | 0 | 0 | 0 | 0 | 1 | 0 | 0 | 0 | 0 | 0 | 0 | 0 | 7383.7593
2025-06-26 | 7874.6 | 0.13 | 6.32 | 0 | 0 | 0 | 0 | 0 | 0 | 0 | 0 | 0 | 0 | 0 | 0 | 0 | 0 | 0 | 0 | 0 | 0 | 1 | 0 | 0 | 0 | 0 | 0 | 0 | 7484.229
2025-06-26 | 6648.326 | 0.22 | 6 | 0 | 0 | 0 | 0 | 0 | 0 | 0 | 0 | 0 | 0 | 0 | 0 | 0 | 0 | 0 | 0 | 0 | 0 | 0 | 1 | 0 | 0 | 0 | 0 | 0 | 7388.3518
2025-06-26 | 5818.494 | 0.29 | 5.51 | 0 | 0 | 0 | 0 | 0 | 0 | 0 | 0 | 0 | 0 | 0 | 0 | 0 | 0 | 0 | 0 | 0 | 0 | 0 | 0 | 1 | 0 | 0 | 0 | 0 | 7186.5252
2025-06-26 | 5253.193 | 0.32 | 4.81 | 0 | 0 | 0 | 0 | 0 | 0 | 0 | 0 | 0 | 0 | 0 | 0 | 0 | 0 | 0 | 0 | 0 | 0 | 0 | 0 | 0 | 1 | 0 | 0 | 0 | 6697.9225
2025-06-26 | 4986.731 | 0.36 | 3.83 | 0 | 0 | 0 | 0 | 0 | 0 | 0 | 0 | 0 | 0 | 0 | 0 | 0 | 0 | 0 | 0 | 0 | 0 | 0 | 0 | 0 | 0 | 1 | 0 | 0 | 5807.0912
2025-06-26 | 4805.634 | 0.49 | 3.34 | 0 | 0 | 0 | 0 | 0 | 0 | 0 | 0 | 0 | 0 | 0 | 0 | 0 | 0 | 0 | 0 | 0 | 0 | 0 | 0 | 0 | 0 | 0 | 1 | 0 | 5017.2965
2025-06-26 | 4893.141 | 0.55 | 2.9 | 0 | 0 | 0 | 0 | 0 | 0 | 0 | 0 | 0 | 0 | 0 | 0 | 0 | 0 | 0 | 0 | 0 | 0 | 0 | 0 | 0 | 0 | 0 | 0 | 1 | 4353.8971
2025-06-27 | 5279.436 | 0.75 | 2.47 | 0 | 1 | 0 | 0 | 0 | 0 | 0 | 0 | 0 | 0 | 0 | 0 | 0 | 0 | 0 | 0 | 0 | 0 | 0 | 0 | 0 | 0 | 0 | 0 | 0 | 3865.2736
2025-06-27 | 6022.848 | 0.84 | 2.03 | 0 | 0 | 1 | 0 | 0 | 0 | 0 | 0 | 0 | 0 | 0 | 0 | 0 | 0 | 0 | 0 | 0 | 0 | 0 | 0 | 0 | 0 | 0 | 0 | 0 | 3500.6655
2025-06-27 | 7027.247 | 0.88 | 1.78 | 0 | 0 | 0 | 1 | 0 | 0 | 0 | 0 | 0 | 0 | 0 | 0 | 0 | 0 | 0 | 0 | 0 | 0 | 0 | 0 | 0 | 0 | 0 | 0 | 0 | 3295.5719
2025-06-27 | 7190.155 | 0.98 | 1.75 | 0 | 0 | 0 | 0 | 1 | 0 | 0 | 0 | 0 | 0 | 0 | 0 | 0 | 0 | 0 | 0 | 0 | 0 | 0 | 0 | 0 | 0 | 0 | 0 | 0 | 3268.4799
2025-06-27 | 6842.806 | 1.32 | 1.25 | 0 | 0 | 0 | 0 | 0 | 1 | 0 | 0 | 0 | 0 | 0 | 0 | 0 | 0 | 0 | 0 | 0 | 0 | 0 | 0 | 0 | 0 | 0 | 0 | 0 | 3268.3663
2025-06-27 | 6967.089 | 1.44 | 1.29 | 0 | 0 | 0 | 0 | 0 | 0 | 1 | 0 | 0 | 0 | 0 | 0 | 0 | 0 | 0 | 0 | 0 | 0 | 0 | 0 | 0 | 0 | 0 | 0 | 0 | 3626.0138
2025-06-27 | 7061.141 | 1.21 | 1.66 | 0 | 0 | 0 | 0 | 0 | 0 | 0 | 1 | 0 | 0 | 0 | 0 | 0 | 0 | 0 | 0 | 0 | 0 | 0 | 0 | 0 | 0 | 0 | 0 | 0 | 4142.4013
2025-06-27 | 7181.056 | 0.87 | 2.28 | 0 | 0 | 0 | 0 | 0 | 0 | 0 | 0 | 1 | 0 | 0 | 0 | 0 | 0 | 0 | 0 | 0 | 0 | 0 | 0 | 0 | 0 | 0 | 0 | 0 | 4716.6526
2025-06-27 | 6973.651 | 0.61 | 2.96 | 0 | 0 | 0 | 0 | 0 | 0 | 0 | 0 | 0 | 1 | 0 | 0 | 0 | 0 | 0 | 0 | 0 | 0 | 0 | 0 | 0 | 0 | 0 | 0 | 0 | 5149.9818
2025-06-27 | 6986.233 | 0.26 | 3.78 | 0 | 0 | 0 | 0 | 0 | 0 | 0 | 0 | 0 | 0 | 1 | 0 | 0 | 0 | 0 | 0 | 0 | 0 | 0 | 0 | 0 | 0 | 0 | 0 | 0 | 5465.6495
2025-06-27 | 7250.585 | 0.09 | 4.59 | 0 | 0 | 0 | 0 | 0 | 0 | 0 | 0 | 0 | 0 | 0 | 1 | 0 | 0 | 0 | 0 | 0 | 0 | 0 | 0 | 0 | 0 | 0 | 0 | 0 | 5751.6728
2025-06-27 | 8158.932 | 0 | 5.07 | 0 | 0 | 0 | 0 | 0 | 0 | 0 | 0 | 0 | 0 | 0 | 0 | 1 | 0 | 0 | 0 | 0 | 0 | 0 | 0 | 0 | 0 | 0 | 0 | 0 | 5917.8383
2025-06-27 | 9378.332 | 0 | 6.03 | 0 | 0 | 0 | 0 | 0 | 0 | 0 | 0 | 0 | 0 | 0 | 0 | 0 | 1 | 0 | 0 | 0 | 0 | 0 | 0 | 0 | 0 | 0 | 0 | 0 | 6168.6717
2025-06-27 | 9580.261 | 0.28 | 6.21 | 0 | 0 | 0 | 0 | 0 | 0 | 0 | 0 | 0 | 0 | 0 | 0 | 0 | 0 | 1 | 0 | 0 | 0 | 0 | 0 | 0 | 0 | 0 | 0 | 0 | 6203.2126
2025-06-27 | 10053.854 | 0.3 | 6.39 | 0 | 0 | 0 | 0 | 0 | 0 | 0 | 0 | 0 | 0 | 0 | 0 | 0 | 0 | 0 | 1 | 0 | 0 | 0 | 0 | 0 | 0 | 0 | 0 | 0 | 6357.787
2025-06-27 | 9828.521 | 0.01 | 6.32 | 0 | 0 | 0 | 0 | 0 | 0 | 0 | 0 | 0 | 0 | 0 | 0 | 0 | 0 | 0 | 0 | 1 | 0 | 0 | 0 | 0 | 0 | 0 | 0 | 0 | 6686.8568
2025-06-27 | 8893.054 | 0 | 6.88 | 0 | 0 | 0 | 0 | 0 | 0 | 0 | 0 | 0 | 0 | 0 | 0 | 0 | 0 | 0 | 0 | 0 | 1 | 0 | 0 | 0 | 0 | 0 | 0 | 0 | 7452.0716
2025-06-27 | 7794.954 | 0 | 6.8 | 0 | 0 | 0 | 0 | 0 | 0 | 0 | 0 | 0 | 0 | 0 | 0 | 0 | 0 | 0 | 0 | 0 | 0 | 1 | 0 | 0 | 0 | 0 | 0 | 0 | 7646.1543
2025-06-27 | 6684.739 | 0 | 5.99 | 0 | 0 | 0 | 0 | 0 | 0 | 0 | 0 | 0 | 0 | 0 | 0 | 0 | 0 | 0 | 0 | 0 | 0 | 0 | 1 | 0 | 0 | 0 | 0 | 0 | 7360.4797
2025-06-27 | 5963.541 | 0 | 4.58 | 0 | 0 | 0 | 0 | 0 | 0 | 0 | 0 | 0 | 0 | 0 | 0 | 0 | 0 | 0 | 0 | 0 | 0 | 0 | 0 | 1 | 0 | 0 | 0 | 0 | 6813.1871
2025-06-27 | 5446.513 | 0.19 | 3.53 | 0 | 0 | 0 | 0 | 0 | 0 | 0 | 0 | 0 | 0 | 0 | 0 | 0 | 0 | 0 | 0 | 0 | 0 | 0 | 0 | 0 | 1 | 0 | 0 | 0 | 6213.687
2025-06-27 | 5087.401 | 0.62 | 3.29 | 0 | 0 | 0 | 0 | 0 | 0 | 0 | 0 | 0 | 0 | 0 | 0 | 0 | 0 | 0 | 0 | 0 | 0 | 0 | 0 | 0 | 0 | 1 | 0 | 0 | 5637.4382
2025-06-27 | 4952.697 | 1.03 | 2.67 | 0 | 0 | 0 | 0 | 0 | 0 | 0 | 0 | 0 | 0 | 0 | 0 | 0 | 0 | 0 | 0 | 0 | 0 | 0 | 0 | 0 | 0 | 0 | 1 | 0 | 4830.7165
2025-06-27 | 5046.818 | 1.34 | 2.55 | 0 | 0 | 0 | 0 | 0 | 0 | 0 | 0 | 0 | 0 | 0 | 0 | 0 | 0 | 0 | 0 | 0 | 0 | 0 | 0 | 0 | 0 | 0 | 0 | 1 | 4312.3017
2025-06-28 | 5393.664 | 1.52 | 2.32 | 1 | 1 | 0 | 0 | 0 | 0 | 0 | 0 | 0 | 0 | 0 | 0 | 0 | 0 | 0 | 0 | 0 | 0 | 0 | 0 | 0 | 0 | 0 | 0 | 0 | 4173.38
2025-06-28 | 6119.695 | 1.66 | 1.89 | 1 | 0 | 1 | 0 | 0 | 0 | 0 | 0 | 0 | 0 | 0 | 0 | 0 | 0 | 0 | 0 | 0 | 0 | 0 | 0 | 0 | 0 | 0 | 0 | 0 | 3817.9434
2025-06-28 | 7137.679 | 1.89 | 1.71 | 1 | 0 | 0 | 1 | 0 | 0 | 0 | 0 | 0 | 0 | 0 | 0 | 0 | 0 | 0 | 0 | 0 | 0 | 0 | 0 | 0 | 0 | 0 | 0 | 0 | 3659.4499
2025-06-28 | 7227.374 | 2.11 | 1.36 | 1 | 0 | 0 | 0 | 1 | 0 | 0 | 0 | 0 | 0 | 0 | 0 | 0 | 0 | 0 | 0 | 0 | 0 | 0 | 0 | 0 | 0 | 0 | 0 | 0 | 3528.0745
2025-06-28 | 7099.557 | 2.35 | 1.36 | 1 | 0 | 0 | 0 | 0 | 1 | 0 | 0 | 0 | 0 | 0 | 0 | 0 | 0 | 0 | 0 | 0 | 0 | 0 | 0 | 0 | 0 | 0 | 0 | 0 | 3700.529
2025-06-28 | 7131.329 | 2.38 | 1.32 | 1 | 0 | 0 | 0 | 0 | 0 | 1 | 0 | 0 | 0 | 0 | 0 | 0 | 0 | 0 | 0 | 0 | 0 | 0 | 0 | 0 | 0 | 0 | 0 | 0 | 4018.9053
2025-06-28 | 7157.621 | 1.64 | 1.75 | 1 | 0 | 0 | 0 | 0 | 0 | 0 | 1 | 0 | 0 | 0 | 0 | 0 | 0 | 0 | 0 | 0 | 0 | 0 | 0 | 0 | 0 | 0 | 0 | 0 | 4501.2194
2025-06-28 | 7105.566 | 0.86 | 2.45 | 1 | 0 | 0 | 0 | 0 | 0 | 0 | 0 | 1 | 0 | 0 | 0 | 0 | 0 | 0 | 0 | 0 | 0 | 0 | 0 | 0 | 0 | 0 | 0 | 0 | 5056.4402
2025-06-28 | 6787.469 | 0.31 | 3.24 | 1 | 0 | 0 | 0 | 0 | 0 | 0 | 0 | 0 | 1 | 0 | 0 | 0 | 0 | 0 | 0 | 0 | 0 | 0 | 0 | 0 | 0 | 0 | 0 | 0 | 5498.2536
2025-06-28 | 6650.842 | 0.11 | 4.19 | 1 | 0 | 0 | 0 | 0 | 0 | 0 | 0 | 0 | 0 | 1 | 0 | 0 | 0 | 0 | 0 | 0 | 0 | 0 | 0 | 0 | 0 | 0 | 0 | 0 | 5878.1496
2025-06-28 | 7012.63 | 0.03 | 4.93 | 1 | 0 | 0 | 0 | 0 | 0 | 0 | 0 | 0 | 0 | 0 | 1 | 0 | 0 | 0 | 0 | 0 | 0 | 0 | 0 | 0 | 0 | 0 | 0 | 0 | 6148.3736
2025-06-28 | 8005.657 | 0 | 5.98 | 1 | 0 | 0 | 0 | 0 | 0 | 0 | 0 | 0 | 0 | 0 | 0 | 1 | 0 | 0 | 0 | 0 | 0 | 0 | 0 | 0 | 0 | 0 | 0 | 0 | 6530.4072
2025-06-28 | 9192.748 | 0 | 6.63 | 1 | 0 | 0 | 0 | 0 | 0 | 0 | 0 | 0 | 0 | 0 | 0 | 0 | 1 | 0 | 0 | 0 | 0 | 0 | 0 | 0 | 0 | 0 | 0 | 0 | 6667.4282
2025-06-28 | 9482.168 | 0 | 7.12 | 1 | 0 | 0 | 0 | 0 | 0 | 0 | 0 | 0 | 0 | 0 | 0 | 0 | 0 | 1 | 0 | 0 | 0 | 0 | 0 | 0 | 0 | 0 | 0 | 0 | 6784.9806
2025-06-28 | 10050.427 | 0 | 6.74 | 1 | 0 | 0 | 0 | 0 | 0 | 0 | 0 | 0 | 0 | 0 | 0 | 0 | 0 | 0 | 1 | 0 | 0 | 0 | 0 | 0 | 0 | 0 | 0 | 0 | 6731.7584
2025-06-28 | 9859.644 | 0 | 6.93 | 1 | 0 | 0 | 0 | 0 | 0 | 0 | 0 | 0 | 0 | 0 | 0 | 0 | 0 | 0 | 0 | 1 | 0 | 0 | 0 | 0 | 0 | 0 | 0 | 0 | 7188.1846
2025-06-28 | 9155.344 | 0 | 6.47 | 1 | 0 | 0 | 0 | 0 | 0 | 0 | 0 | 0 | 0 | 0 | 0 | 0 | 0 | 0 | 0 | 0 | 1 | 0 | 0 | 0 | 0 | 0 | 0 | 0 | 7580.0199
2025-06-28 | 8008.196 | 0 | 6.3 | 1 | 0 | 0 | 0 | 0 | 0 | 0 | 0 | 0 | 0 | 0 | 0 | 0 | 0 | 0 | 0 | 0 | 0 | 1 | 0 | 0 | 0 | 0 | 0 | 0 | 7741.0603
2025-06-28 | 6978.867 | 0 | 6.01 | 1 | 0 | 0 | 0 | 0 | 0 | 0 | 0 | 0 | 0 | 0 | 0 | 0 | 0 | 0 | 0 | 0 | 0 | 0 | 1 | 0 | 0 | 0 | 0 | 0 | 7646.2969
2025-06-28 | 6216.38 | 0 | 4.97 | 1 | 0 | 0 | 0 | 0 | 0 | 0 | 0 | 0 | 0 | 0 | 0 | 0 | 0 | 0 | 0 | 0 | 0 | 0 | 0 | 1 | 0 | 0 | 0 | 0 | 7234.8448
2025-06-28 | 5697.31 | 0.08 | 3.83 | 1 | 0 | 0 | 0 | 0 | 0 | 0 | 0 | 0 | 0 | 0 | 0 | 0 | 0 | 0 | 0 | 0 | 0 | 0 | 0 | 0 | 1 | 0 | 0 | 0 | 6590.2022
2025-06-28 | 5432.239 | 0.12 | 2.98 | 1 | 0 | 0 | 0 | 0 | 0 | 0 | 0 | 0 | 0 | 0 | 0 | 0 | 0 | 0 | 0 | 0 | 0 | 0 | 0 | 0 | 0 | 1 | 0 | 0 | 5747.0986
2025-06-28 | 5328.935 | 0.28 | 2.51 | 1 | 0 | 0 | 0 | 0 | 0 | 0 | 0 | 0 | 0 | 0 | 0 | 0 | 0 | 0 | 0 | 0 | 0 | 0 | 0 | 0 | 0 | 0 | 1 | 0 | 4967.9467
2025-06-28 | 5431.082 | 0.42 | 1.98 | 1 | 0 | 0 | 0 | 0 | 0 | 0 | 0 | 0 | 0 | 0 | 0 | 0 | 0 | 0 | 0 | 0 | 0 | 0 | 0 | 0 | 0 | 0 | 0 | 1 | 4280.3053
2025-06-29 | 5841.262 | 0.81 | 1.56 | 1 | 1 | 0 | 0 | 0 | 0 | 0 | 0 | 0 | 0 | 0 | 0 | 0 | 0 | 0 | 0 | 0 | 0 | 0 | 0 | 0 | 0 | 0 | 0 | 0 | 3816.2538
2025-06-29 | 6692.669 | 1.12 | 1.13 | 1 | 0 | 1 | 0 | 0 | 0 | 0 | 0 | 0 | 0 | 0 | 0 | 0 | 0 | 0 | 0 | 0 | 0 | 0 | 0 | 0 | 0 | 0 | 0 | 0 | 3479.5177
2025-06-29 | 7720.64 | 1.31 | 1.02 | 1 | 0 | 0 | 1 | 0 | 0 | 0 | 0 | 0 | 0 | 0 | 0 | 0 | 0 | 0 | 0 | 0 | 0 | 0 | 0 | 0 | 0 | 0 | 0 | 0 | 3342.3237
2025-06-29 | 7861.873 | 1.52 | 1 | 1 | 0 | 0 | 0 | 1 | 0 | 0 | 0 | 0 | 0 | 0 | 0 | 0 | 0 | 0 | 0 | 0 | 0 | 0 | 0 | 0 | 0 | 0 | 0 | 0 | 3331.0035
2025-06-29 | 7575.095 | 1.68 | 0.93 | 1 | 0 | 0 | 0 | 0 | 1 | 0 | 0 | 0 | 0 | 0 | 0 | 0 | 0 | 0 | 0 | 0 | 0 | 0 | 0 | 0 | 0 | 0 | 0 | 0 | 3468.958
2025-06-29 | 7319.028 | 1.56 | 0.91 | 1 | 0 | 0 | 0 | 0 | 0 | 1 | 0 | 0 | 0 | 0 | 0 | 0 | 0 | 0 | 0 | 0 | 0 | 0 | 0 | 0 | 0 | 0 | 0 | 0 | 3778.1767
2025-06-29 | 7322.985 | 0.93 | 1.32 | 1 | 0 | 0 | 0 | 0 | 0 | 0 | 1 | 0 | 0 | 0 | 0 | 0 | 0 | 0 | 0 | 0 | 0 | 0 | 0 | 0 | 0 | 0 | 0 | 0 | 4265.2484
2025-06-29 | 7223.927 | 0.28 | 2.19 | 1 | 0 | 0 | 0 | 0 | 0 | 0 | 0 | 1 | 0 | 0 | 0 | 0 | 0 | 0 | 0 | 0 | 0 | 0 | 0 | 0 | 0 | 0 | 0 | 0 | 4897.1829
2025-06-29 | 6945.777 | 0.1 | 3.49 | 1 | 0 | 0 | 0 | 0 | 0 | 0 | 0 | 0 | 1 | 0 | 0 | 0 | 0 | 0 | 0 | 0 | 0 | 0 | 0 | 0 | 0 | 0 | 0 | 0 | 5566.9372
2025-06-29 | 6747.001 | 0.12 | 4.67 | 1 | 0 | 0 | 0 | 0 | 0 | 0 | 0 | 0 | 0 | 1 | 0 | 0 | 0 | 0 | 0 | 0 | 0 | 0 | 0 | 0 | 0 | 0 | 0 | 0 | 6055.4753
2025-06-29 | 6999.983 | 0.16 | 5.46 | 1 | 0 | 0 | 0 | 0 | 0 | 0 | 0 | 0 | 0 | 0 | 1 | 0 | 0 | 0 | 0 | 0 | 0 | 0 | 0 | 0 | 0 | 0 | 0 | 0 | 6357.2565
2025-06-29 | 7866.699 | 0 | 6.52 | 1 | 0 | 0 | 0 | 0 | 0 | 0 | 0 | 0 | 0 | 0 | 0 | 1 | 0 | 0 | 0 | 0 | 0 | 0 | 0 | 0 | 0 | 0 | 0 | 0 | 6728.6611
2025-06-29 | 9164.51 | 0 | 7.21 | 1 | 0 | 0 | 0 | 0 | 0 | 0 | 0 | 0 | 0 | 0 | 0 | 0 | 1 | 0 | 0 | 0 | 0 | 0 | 0 | 0 | 0 | 0 | 0 | 0 | 6880.3676
2025-06-29 | 9687.215 | 0 | 7.89 | 1 | 0 | 0 | 0 | 0 | 0 | 0 | 0 | 0 | 0 | 0 | 0 | 0 | 0 | 1 | 0 | 0 | 0 | 0 | 0 | 0 | 0 | 0 | 0 | 0 | 7067.6759
2025-06-29 | 10064.796 | 0 | 7.46 | 1 | 0 | 0 | 0 | 0 | 0 | 0 | 0 | 0 | 0 | 0 | 0 | 0 | 0 | 0 | 1 | 0 | 0 | 0 | 0 | 0 | 0 | 0 | 0 | 0 | 6996.0968
2025-06-29 | 10057.397 | 0 | 8.48 | 1 | 0 | 0 | 0 | 0 | 0 | 0 | 0 | 0 | 0 | 0 | 0 | 0 | 0 | 0 | 0 | 1 | 0 | 0 | 0 | 0 | 0 | 0 | 0 | 0 | 7757.2466
2025-06-29 | 9362.123 | 0 | 8.83 | 1 | 0 | 0 | 0 | 0 | 0 | 0 | 0 | 0 | 0 | 0 | 0 | 0 | 0 | 0 | 0 | 0 | 1 | 0 | 0 | 0 | 0 | 0 | 0 | 0 | 8446.4628
2025-06-29 | 8211.639 | 0 | 8.7 | 1 | 0 | 0 | 0 | 0 | 0 | 0 | 0 | 0 | 0 | 0 | 0 | 0 | 0 | 0 | 0 | 0 | 0 | 1 | 0 | 0 | 0 | 0 | 0 | 0 | 8622.1886
2025-06-29 | 7167.98 | 0 | 8.12 | 1 | 0 | 0 | 0 | 0 | 0 | 0 | 0 | 0 | 0 | 0 | 0 | 0 | 0 | 0 | 0 | 0 | 0 | 0 | 1 | 0 | 0 | 0 | 0 | 0 | 8420.9555
2025-06-29 | 6309.445 | 0 | 7.3 | 1 | 0 | 0 | 0 | 0 | 0 | 0 | 0 | 0 | 0 | 0 | 0 | 0 | 0 | 0 | 0 | 0 | 0 | 0 | 0 | 1 | 0 | 0 | 0 | 0 | 8090.2736
2025-06-29 | 5828.784 | 0 | 6.08 | 1 | 0 | 0 | 0 | 0 | 0 | 0 | 0 | 0 | 0 | 0 | 0 | 0 | 0 | 0 | 0 | 0 | 0 | 0 | 0 | 0 | 1 | 0 | 0 | 0 | 7407.4597
2025-06-29 | 5563.376 | 0 | 4.83 | 1 | 0 | 0 | 0 | 0 | 0 | 0 | 0 | 0 | 0 | 0 | 0 | 0 | 0 | 0 | 0 | 0 | 0 | 0 | 0 | 0 | 0 | 1 | 0 | 0 | 6413.1013
2025-06-29 | 5501.684 | 0.01 | 3.94 | 1 | 0 | 0 | 0 | 0 | 0 | 0 | 0 | 0 | 0 | 0 | 0 | 0 | 0 | 0 | 0 | 0 | 0 | 0 | 0 | 0 | 0 | 0 | 1 | 0 | 5463.2515
2025-06-29 | 5566.524 | 0.07 | 3.34 | 1 | 0 | 0 | 0 | 0 | 0 | 0 | 0 | 0 | 0 | 0 | 0 | 0 | 0 | 0 | 0 | 0 | 0 | 0 | 0 | 0 | 0 | 0 | 0 | 1 | 4741.1103
2025-06-30 | 5946.954 | 0.23 | 2.86 | 0 | 1 | 0 | 0 | 0 | 0 | 0 | 0 | 0 | 0 | 0 | 0 | 0 | 0 | 0 | 0 | 0 | 0 | 0 | 0 | 0 | 0 | 0 | 0 | 0 | 3951.2553
2025-06-30 | 6768.636 | 0.34 | 2.49 | 0 | 0 | 1 | 0 | 0 | 0 | 0 | 0 | 0 | 0 | 0 | 0 | 0 | 0 | 0 | 0 | 0 | 0 | 0 | 0 | 0 | 0 | 0 | 0 | 0 | 3614.5469
2025-06-30 | 7715.638 | 0.68 | 2.41 | 0 | 0 | 0 | 1 | 0 | 0 | 0 | 0 | 0 | 0 | 0 | 0 | 0 | 0 | 0 | 0 | 0 | 0 | 0 | 0 | 0 | 0 | 0 | 0 | 0 | 3504.8675
2025-06-30 | 7862.394 | 0.59 | 2.04 | 0 | 0 | 0 | 0 | 1 | 0 | 0 | 0 | 0 | 0 | 0 | 0 | 0 | 0 | 0 | 0 | 0 | 0 | 0 | 0 | 0 | 0 | 0 | 0 | 0 | 3332.0484
2025-06-30 | 7851.666 | 0.82 | 1.64 | 0 | 0 | 0 | 0 | 0 | 1 | 0 | 0 | 0 | 0 | 0 | 0 | 0 | 0 | 0 | 0 | 0 | 0 | 0 | 0 | 0 | 0 | 0 | 0 | 0 | 3356.548
2025-06-30 | 7961.254 | 0.76 | 1.57 | 0 | 0 | 0 | 0 | 0 | 0 | 1 | 0 | 0 | 0 | 0 | 0 | 0 | 0 | 0 | 0 | 0 | 0 | 0 | 0 | 0 | 0 | 0 | 0 | 0 | 3654.01
2025-06-30 | 8039.395 | 0.41 | 1.91 | 0 | 0 | 0 | 0 | 0 | 0 | 0 | 1 | 0 | 0 | 0 | 0 | 0 | 0 | 0 | 0 | 0 | 0 | 0 | 0 | 0 | 0 | 0 | 0 | 0 | 4146.183
2025-06-30 | 7809.849 | 0.06 | 2.58 | 0 | 0 | 0 | 0 | 0 | 0 | 0 | 0 | 1 | 0 | 0 | 0 | 0 | 0 | 0 | 0 | 0 | 0 | 0 | 0 | 0 | 0 | 0 | 0 | 0 | 4737.6911
2025-06-30 | 7649.257 | 0.13 | 3.66 | 0 | 0 | 0 | 0 | 0 | 0 | 0 | 0 | 0 | 1 | 0 | 0 | 0 | 0 | 0 | 0 | 0 | 0 | 0 | 0 | 0 | 0 | 0 | 0 | 0 | 5354.1761
2025-06-30 | 7521.275 | 0.19 | 4.66 | 0 | 0 | 0 | 0 | 0 | 0 | 0 | 0 | 0 | 0 | 1 | 0 | 0 | 0 | 0 | 0 | 0 | 0 | 0 | 0 | 0 | 0 | 0 | 0 | 0 | 5781.0297
2025-06-30 | 7844.82 | 0.12 | 5.56 | 0 | 0 | 0 | 0 | 0 | 0 | 0 | 0 | 0 | 0 | 0 | 1 | 0 | 0 | 0 | 0 | 0 | 0 | 0 | 0 | 0 | 0 | 0 | 0 | 0 | 6111.0956
2025-06-30 | 8604.401 | 0.05 | 6.11 | 0 | 0 | 0 | 0 | 0 | 0 | 0 | 0 | 0 | 0 | 0 | 0 | 1 | 0 | 0 | 0 | 0 | 0 | 0 | 0 | 0 | 0 | 0 | 0 | 0 | 6305.1607
2025-06-30 | 9773.133 | 0 | 6.68 | 0 | 0 | 0 | 0 | 0 | 0 | 0 | 0 | 0 | 0 | 0 | 0 | 0 | 1 | 0 | 0 | 0 | 0 | 0 | 0 | 0 | 0 | 0 | 0 | 0 | 6407.3106
2025-06-30 | 9991.725 | 0 | 7.38 | 0 | 0 | 0 | 0 | 0 | 0 | 0 | 0 | 0 | 0 | 0 | 0 | 0 | 0 | 1 | 0 | 0 | 0 | 0 | 0 | 0 | 0 | 0 | 0 | 0 | 6601.9617
2025-06-30 | 9964.206 | 0.17 | 7.31 | 0 | 0 | 0 | 0 | 0 | 0 | 0 | 0 | 0 | 0 | 0 | 0 | 0 | 0 | 0 | 1 | 0 | 0 | 0 | 0 | 0 | 0 | 0 | 0 | 0 | 6681.2524
2025-06-30 | 9702.795 | 0.08 | 7.78 | 0 | 0 | 0 | 0 | 0 | 0 | 0 | 0 | 0 | 0 | 0 | 0 | 0 | 0 | 0 | 0 | 1 | 0 | 0 | 0 | 0 | 0 | 0 | 0 | 0 | 7230.5767
2025-06-30 | 9103.071 | 0.15 | 7.32 | 0 | 0 | 0 | 0 | 0 | 0 | 0 | 0 | 0 | 0 | 0 | 0 | 0 | 0 | 0 | 0 | 0 | 1 | 0 | 0 | 0 | 0 | 0 | 0 | 0 | 7630.1122
2025-06-30 | 8167.374 | 0.17 | 7.06 | 0 | 0 | 0 | 0 | 0 | 0 | 0 | 0 | 0 | 0 | 0 | 0 | 0 | 0 | 0 | 0 | 0 | 0 | 1 | 0 | 0 | 0 | 0 | 0 | 0 | 7760.3104
2025-06-30 | 7155.015 | 0.16 | 6.68 | 0 | 0 | 0 | 0 | 0 | 0 | 0 | 0 | 0 | 0 | 0 | 0 | 0 | 0 | 0 | 0 | 0 | 0 | 0 | 1 | 0 | 0 | 0 | 0 | 0 | 7631.4046
2025-06-30 | 6334.351 | 0.15 | 6.09 | 0 | 0 | 0 | 0 | 0 | 0 | 0 | 0 | 0 | 0 | 0 | 0 | 0 | 0 | 0 | 0 | 0 | 0 | 0 | 0 | 1 | 0 | 0 | 0 | 0 | 7384.0641
2025-06-30 | 5806.27 | 0.18 | 5.36 | 0 | 0 | 0 | 0 | 0 | 0 | 0 | 0 | 0 | 0 | 0 | 0 | 0 | 0 | 0 | 0 | 0 | 0 | 0 | 0 | 0 | 1 | 0 | 0 | 0 | 6884.4473
2025-06-30 | 5483.117 | 0.19 | 4.62 | 0 | 0 | 0 | 0 | 0 | 0 | 0 | 0 | 0 | 0 | 0 | 0 | 0 | 0 | 0 | 0 | 0 | 0 | 0 | 0 | 0 | 0 | 1 | 0 | 0 | 6078.4288
2025-06-30 | 5258.995 | 0.21 | 3.95 | 0 | 0 | 0 | 0 | 0 | 0 | 0 | 0 | 0 | 0 | 0 | 0 | 0 | 0 | 0 | 0 | 0 | 0 | 0 | 0 | 0 | 0 | 0 | 1 | 0 | 5210.449
2025-06-30 | 5118.193 | 0.35 | 3.42 | 0 | 0 | 0 | 0 | 0 | 0 | 0 | 0 | 0 | 0 | 0 | 0 | 0 | 0 | 0 | 0 | 0 | 0 | 0 | 0 | 0 | 0 | 0 | 0 | 1 | 4522.8076
2025-07-01 | 5295.893 | 0.56 | 3.19 | 0 | 1 | 0 | 0 | 0 | 0 | 0 | 0 | 0 | 0 | 0 | 0 | 0 | 0 | 0 | 0 | 0 | 0 | 0 | 0 | 0 | 0 | 0 | 0 | 0 | 4108.7115
2025-07-01 | 5690.881 | 0.73 | 2.53 | 0 | 0 | 1 | 0 | 0 | 0 | 0 | 0 | 0 | 0 | 0 | 0 | 0 | 0 | 0 | 0 | 0 | 0 | 0 | 0 | 0 | 0 | 0 | 0 | 0 | 3672.1336
2025-07-01 | 6579.521 | 0.94 | 2.38 | 0 | 0 | 0 | 1 | 0 | 0 | 0 | 0 | 0 | 0 | 0 | 0 | 0 | 0 | 0 | 0 | 0 | 0 | 0 | 0 | 0 | 0 | 0 | 0 | 0 | 3522.4542
2025-07-01 | 7771.96 | 1.09 | 2.2 | 0 | 0 | 0 | 0 | 1 | 0 | 0 | 0 | 0 | 0 | 0 | 0 | 0 | 0 | 0 | 0 | 0 | 0 | 0 | 0 | 0 | 0 | 0 | 0 | 0 | 3445.7918
2025-07-01 | 8424.4 | 1 | 2.19 | 0 | 0 | 0 | 0 | 0 | 1 | 0 | 0 | 0 | 0 | 0 | 0 | 0 | 0 | 0 | 0 | 0 | 0 | 0 | 0 | 0 | 0 | 0 | 0 | 0 | 3578.2738
2025-07-01 | 8746.651 | 1 | 1.86 | 0 | 0 | 0 | 0 | 0 | 0 | 1 | 0 | 0 | 0 | 0 | 0 | 0 | 0 | 0 | 0 | 0 | 0 | 0 | 0 | 0 | 0 | 0 | 0 | 0 | 3786.8804
2025-07-01 | 8947.35 | 0.73 | 2.28 | 0 | 0 | 0 | 0 | 0 | 0 | 0 | 1 | 0 | 0 | 0 | 0 | 0 | 0 | 0 | 0 | 0 | 0 | 0 | 0 | 0 | 0 | 0 | 0 | 0 | 4317.2246
2025-07-01 | 8840.932 | 0.28 | 3.08 | 0 | 0 | 0 | 0 | 0 | 0 | 0 | 0 | 1 | 0 | 0 | 0 | 0 | 0 | 0 | 0 | 0 | 0 | 0 | 0 | 0 | 0 | 0 | 0 | 0 | 4945.4602
2025-07-01 | 8439.45 | 0.12 | 4.25 | 0 | 0 | 0 | 0 | 0 | 0 | 0 | 0 | 0 | 1 | 0 | 0 | 0 | 0 | 0 | 0 | 0 | 0 | 0 | 0 | 0 | 0 | 0 | 0 | 0 | 5569.6868
2025-07-01 | 8169.343 | 0.13 | 5.45 | 0 | 0 | 0 | 0 | 0 | 0 | 0 | 0 | 0 | 0 | 1 | 0 | 0 | 0 | 0 | 0 | 0 | 0 | 0 | 0 | 0 | 0 | 0 | 0 | 0 | 6064.4675
2025-07-01 | 8209.685 | 0 | 6.2 | 0 | 0 | 0 | 0 | 0 | 0 | 0 | 0 | 0 | 0 | 0 | 1 | 0 | 0 | 0 | 0 | 0 | 0 | 0 | 0 | 0 | 0 | 0 | 0 | 0 | 6332.8628
2025-07-01 | 8751.381 | 0 | 6.82 | 0 | 0 | 0 | 0 | 0 | 0 | 0 | 0 | 0 | 0 | 0 | 0 | 1 | 0 | 0 | 0 | 0 | 0 | 0 | 0 | 0 | 0 | 0 | 0 | 0 | 6560.3277
2025-07-01 | 9525.727 | 0 | 8.04 | 0 | 0 | 0 | 0 | 0 | 0 | 0 | 0 | 0 | 0 | 0 | 0 | 0 | 1 | 0 | 0 | 0 | 0 | 0 | 0 | 0 | 0 | 0 | 0 | 0 | 6906.6167
2025-07-01 | 9679.573 | 0 | 8.31 | 0 | 0 | 0 | 0 | 0 | 0 | 0 | 0 | 0 | 0 | 0 | 0 | 0 | 0 | 1 | 0 | 0 | 0 | 0 | 0 | 0 | 0 | 0 | 0 | 0 | 6943.399
2025-07-01 | 9576.694 | 0 | 8.79 | 0 | 0 | 0 | 0 | 0 | 0 | 0 | 0 | 0 | 0 | 0 | 0 | 0 | 0 | 0 | 1 | 0 | 0 | 0 | 0 | 0 | 0 | 0 | 0 | 0 | 7205.9143
2025-07-01 | 9030.433 | 0 | 8.78 | 0 | 0 | 0 | 0 | 0 | 0 | 0 | 0 | 0 | 0 | 0 | 0 | 0 | 0 | 0 | 0 | 1 | 0 | 0 | 0 | 0 | 0 | 0 | 0 | 0 | 7588.9132
2025-07-01 | 8380.757 | 0 | 8.28 | 0 | 0 | 0 | 0 | 0 | 0 | 0 | 0 | 0 | 0 | 0 | 0 | 0 | 0 | 0 | 0 | 0 | 1 | 0 | 0 | 0 | 0 | 0 | 0 | 0 | 7966.0631
2025-07-01 | 7699.494 | 0 | 7.8 | 0 | 0 | 0 | 0 | 0 | 0 | 0 | 0 | 0 | 0 | 0 | 0 | 0 | 0 | 0 | 0 | 0 | 0 | 1 | 0 | 0 | 0 | 0 | 0 | 0 | 8013.2911
2025-07-01 | 6863.814 | 0 | 7.3 | 0 | 0 | 0 | 0 | 0 | 0 | 0 | 0 | 0 | 0 | 0 | 0 | 0 | 0 | 0 | 0 | 0 | 0 | 0 | 1 | 0 | 0 | 0 | 0 | 0 | 7841.4289
2025-07-01 | 6062.27 | 0 | 6.68 | 0 | 0 | 0 | 0 | 0 | 0 | 0 | 0 | 0 | 0 | 0 | 0 | 0 | 0 | 0 | 0 | 0 | 0 | 0 | 0 | 1 | 0 | 0 | 0 | 0 | 7584.1743
2025-07-01 | 5567.416 | 0.08 | 5.67 | 0 | 0 | 0 | 0 | 0 | 0 | 0 | 0 | 0 | 0 | 0 | 0 | 0 | 0 | 0 | 0 | 0 | 0 | 0 | 0 | 0 | 1 | 0 | 0 | 0 | 6987.2594
2025-07-01 | 5183.777 | 0.2 | 4.92 | 0 | 0 | 0 | 0 | 0 | 0 | 0 | 0 | 0 | 0 | 0 | 0 | 0 | 0 | 0 | 0 | 0 | 0 | 0 | 0 | 0 | 0 | 1 | 0 | 0 | 6189.6698
2025-07-01 | 4935.675 | 0.28 | 4.26 | 0 | 0 | 0 | 0 | 0 | 0 | 0 | 0 | 0 | 0 | 0 | 0 | 0 | 0 | 0 | 0 | 0 | 0 | 0 | 0 | 0 | 0 | 0 | 1 | 0 | 5331.9617
2025-07-01 | 4768.148 | 0.39 | 3.44 | 0 | 0 | 0 | 0 | 0 | 0 | 0 | 0 | 0 | 0 | 0 | 0 | 0 | 0 | 0 | 0 | 0 | 0 | 0 | 0 | 0 | 0 | 0 | 0 | 1 | 4534.5505
2025-07-02 | 4852.396 | 0.62 | 2.98 | 0 | 1 | 0 | 0 | 0 | 0 | 0 | 0 | 0 | 0 | 0 | 0 | 0 | 0 | 0 | 0 | 0 | 0 | 0 | 0 | 0 | 0 | 0 | 0 | 0 | 4038.213
2025-07-02 | 5207.66 | 0.81 | 2.57 | 0 | 0 | 1 | 0 | 0 | 0 | 0 | 0 | 0 | 0 | 0 | 0 | 0 | 0 | 0 | 0 | 0 | 0 | 0 | 0 | 0 | 0 | 0 | 0 | 0 | 3695.6193
2025-07-02 | 5886.445 | 1.21 | 2.16 | 0 | 0 | 0 | 1 | 0 | 0 | 0 | 0 | 0 | 0 | 0 | 0 | 0 | 0 | 0 | 0 | 0 | 0 | 0 | 0 | 0 | 0 | 0 | 0 | 0 | 3471.3849
2025-07-02 | 7061.265 | 1.41 | 2.01 | 0 | 0 | 0 | 0 | 1 | 0 | 0 | 0 | 0 | 0 | 0 | 0 | 0 | 0 | 0 | 0 | 0 | 0 | 0 | 0 | 0 | 0 | 0 | 0 | 0 | 3411.2368
2025-07-02 | 8131.086 | 1.46 | 1.7 | 0 | 0 | 0 | 0 | 0 | 1 | 0 | 0 | 0 | 0 | 0 | 0 | 0 | 0 | 0 | 0 | 0 | 0 | 0 | 0 | 0 | 0 | 0 | 0 | 0 | 3448.9782
2025-07-02 | 8590.22 | 1.77 | 1.9 | 0 | 0 | 0 | 0 | 0 | 0 | 1 | 0 | 0 | 0 | 0 | 0 | 0 | 0 | 0 | 0 | 0 | 0 | 0 | 0 | 0 | 0 | 0 | 0 | 0 | 3886.2683
2025-07-02 | 9158.913 | 1.01 | 2.15 | 0 | 0 | 0 | 0 | 0 | 0 | 0 | 1 | 0 | 0 | 0 | 0 | 0 | 0 | 0 | 0 | 0 | 0 | 0 | 0 | 0 | 0 | 0 | 0 | 0 | 4300.2977
2025-07-02 | 9615.763 | 0.17 | 3.01 | 0 | 0 | 0 | 0 | 0 | 0 | 0 | 0 | 1 | 0 | 0 | 0 | 0 | 0 | 0 | 0 | 0 | 0 | 0 | 0 | 0 | 0 | 0 | 0 | 0 | 4907.6602
2025-07-02 | 9602.59 | 0 | 4.47 | 0 | 0 | 0 | 0 | 0 | 0 | 0 | 0 | 0 | 1 | 0 | 0 | 0 | 0 | 0 | 0 | 0 | 0 | 0 | 0 | 0 | 0 | 0 | 0 | 0 | 5637.2565
2025-07-02 | 9601.802 | 0 | 5.95 | 0 | 0 | 0 | 0 | 0 | 0 | 0 | 0 | 0 | 0 | 1 | 0 | 0 | 0 | 0 | 0 | 0 | 0 | 0 | 0 | 0 | 0 | 0 | 0 | 0 | 6233.7355
2025-07-02 | 9977.762 | 0 | 6.9 | 0 | 0 | 0 | 0 | 0 | 0 | 0 | 0 | 0 | 0 | 0 | 1 | 0 | 0 | 0 | 0 | 0 | 0 | 0 | 0 | 0 | 0 | 0 | 0 | 0 | 6589.8585
2025-07-02 | 10805.364 | 0 | 7.93 | 0 | 0 | 0 | 0 | 0 | 0 | 0 | 0 | 0 | 0 | 0 | 0 | 1 | 0 | 0 | 0 | 0 | 0 | 0 | 0 | 0 | 0 | 0 | 0 | 0 | 6967.8495
2025-07-02 | 11668.383 | 0 | 8.46 | 0 | 0 | 0 | 0 | 0 | 0 | 0 | 0 | 0 | 0 | 0 | 0 | 0 | 1 | 0 | 0 | 0 | 0 | 0 | 0 | 0 | 0 | 0 | 0 | 0 | 7060.8141
2025-07-02 | 11479.645 | 0 | 8.46 | 0 | 0 | 0 | 0 | 0 | 0 | 0 | 0 | 0 | 0 | 0 | 0 | 0 | 0 | 1 | 0 | 0 | 0 | 0 | 0 | 0 | 0 | 0 | 0 | 0 | 6998.4695
2025-07-02 | 10842.983 | 0 | 9.36 | 0 | 0 | 0 | 0 | 0 | 0 | 0 | 0 | 0 | 0 | 0 | 0 | 0 | 0 | 0 | 1 | 0 | 0 | 0 | 0 | 0 | 0 | 0 | 0 | 0 | 7415.1823
2025-07-02 | 9947.844 | 0 | 8.98 | 0 | 0 | 0 | 0 | 0 | 0 | 0 | 0 | 0 | 0 | 0 | 0 | 0 | 0 | 0 | 0 | 1 | 0 | 0 | 0 | 0 | 0 | 0 | 0 | 0 | 7662.3406
2025-07-02 | 8164.217 | 0.2 | 8.44 | 0 | 0 | 0 | 0 | 0 | 0 | 0 | 0 | 0 | 0 | 0 | 0 | 0 | 0 | 0 | 0 | 0 | 1 | 0 | 0 | 0 | 0 | 0 | 0 | 0 | 8046.8056
2025-07-02 | 6515.703 | 0 | 8.27 | 0 | 0 | 0 | 0 | 0 | 0 | 0 | 0 | 0 | 0 | 0 | 0 | 0 | 0 | 0 | 0 | 0 | 0 | 1 | 0 | 0 | 0 | 0 | 0 | 0 | 8185.8454
2025-07-02 | 5468.989 | 0 | 7.77 | 0 | 0 | 0 | 0 | 0 | 0 | 0 | 0 | 0 | 0 | 0 | 0 | 0 | 0 | 0 | 0 | 0 | 0 | 0 | 1 | 0 | 0 | 0 | 0 | 0 | 8013.9832
2025-07-02 | 4727.702 | 0 | 6.92 | 0 | 0 | 0 | 0 | 0 | 0 | 0 | 0 | 0 | 0 | 0 | 0 | 0 | 0 | 0 | 0 | 0 | 0 | 0 | 0 | 1 | 0 | 0 | 0 | 0 | 7672.2871
2025-07-02 | 6242.528 | 0 | 5.46 | 0 | 0 | 0 | 0 | 0 | 0 | 0 | 0 | 0 | 0 | 0 | 0 | 0 | 0 | 0 | 0 | 0 | 0 | 0 | 0 | 0 | 1 | 0 | 0 | 0 | 6901.3605
2025-07-02 | 5209.21 | 0 | 4.27 | 0 | 0 | 0 | 0 | 0 | 0 | 0 | 0 | 0 | 0 | 0 | 0 | 0 | 0 | 0 | 0 | 0 | 0 | 0 | 0 | 0 | 0 | 1 | 0 | 0 | 5929.0303
2025-07-02 | 4983.728 | 0.03 | 3.2 | 0 | 0 | 0 | 0 | 0 | 0 | 0 | 0 | 0 | 0 | 0 | 0 | 0 | 0 | 0 | 0 | 0 | 0 | 0 | 0 | 0 | 0 | 0 | 1 | 0 | 4915.2959
2025-07-02 | 5002.923 | 0.08 | 2.79 | 0 | 0 | 0 | 0 | 0 | 0 | 0 | 0 | 0 | 0 | 0 | 0 | 0 | 0 | 0 | 0 | 0 | 0 | 0 | 0 | 0 | 0 | 0 | 0 | 1 | 4261.8106
2025-07-03 | 5329.637 | 0.38 | 2.21 | 0 | 1 | 0 | 0 | 0 | 0 | 0 | 0 | 0 | 0 | 0 | 0 | 0 | 0 | 0 | 0 | 0 | 0 | 0 | 0 | 0 | 0 | 0 | 0 | 0 | 3729.1169
2025-07-03 | 6067.164 | 0.43 | 1.92 | 0 | 0 | 1 | 0 | 0 | 0 | 0 | 0 | 0 | 0 | 0 | 0 | 0 | 0 | 0 | 0 | 0 | 0 | 0 | 0 | 0 | 0 | 0 | 0 | 0 | 3415.1792
2025-07-03 | 6984.597 | 0.84 | 1.84 | 0 | 0 | 0 | 1 | 0 | 0 | 0 | 0 | 0 | 0 | 0 | 0 | 0 | 0 | 0 | 0 | 0 | 0 | 0 | 0 | 0 | 0 | 0 | 0 | 0 | 3313.2
2025-07-03 | 7335.071 | 1.19 | 1.57 | 0 | 0 | 0 | 0 | 1 | 0 | 0 | 0 | 0 | 0 | 0 | 0 | 0 | 0 | 0 | 0 | 0 | 0 | 0 | 0 | 0 | 0 | 0 | 0 | 0 | 3225.496
2025-07-03 | 7357.28 | 1.26 | 1.24 | 0 | 0 | 0 | 0 | 0 | 1 | 0 | 0 | 0 | 0 | 0 | 0 | 0 | 0 | 0 | 0 | 0 | 0 | 0 | 0 | 0 | 0 | 0 | 0 | 0 | 3258.0947
2025-07-03 | 7467.992 | 1.24 | 1.47 | 0 | 0 | 0 | 0 | 0 | 0 | 1 | 0 | 0 | 0 | 0 | 0 | 0 | 0 | 0 | 0 | 0 | 0 | 0 | 0 | 0 | 0 | 0 | 0 | 0 | 3670.0978
2025-07-03 | 7501.68 | 0.71 | 1.74 | 0 | 0 | 0 | 0 | 0 | 0 | 0 | 1 | 0 | 0 | 0 | 0 | 0 | 0 | 0 | 0 | 0 | 0 | 0 | 0 | 0 | 0 | 0 | 0 | 0 | 4116.7707
2025-07-03 | 7361.824 | 0.16 | 2.44 | 0 | 0 | 0 | 0 | 0 | 0 | 0 | 0 | 1 | 0 | 0 | 0 | 0 | 0 | 0 | 0 | 0 | 0 | 0 | 0 | 0 | 0 | 0 | 0 | 0 | 4697.2922
2025-07-03 | 7482.766 | 0 | 4 | 0 | 0 | 0 | 0 | 0 | 0 | 0 | 0 | 0 | 1 | 0 | 0 | 0 | 0 | 0 | 0 | 0 | 0 | 0 | 0 | 0 | 0 | 0 | 0 | 0 | 5464.7022
2025-07-03 | 7167.666 | 0 | 5.36 | 0 | 0 | 0 | 0 | 0 | 0 | 0 | 0 | 0 | 0 | 1 | 0 | 0 | 0 | 0 | 0 | 0 | 0 | 0 | 0 | 0 | 0 | 0 | 0 | 0 | 6017.1248
2025-07-03 | 7505.161 | 0 | 6.66 | 0 | 0 | 0 | 0 | 0 | 0 | 0 | 0 | 0 | 0 | 0 | 1 | 0 | 0 | 0 | 0 | 0 | 0 | 0 | 0 | 0 | 0 | 0 | 0 | 0 | 6501.7457
2025-07-03 | 8437.752 | 0 | 7.37 | 0 | 0 | 0 | 0 | 0 | 0 | 0 | 0 | 0 | 0 | 0 | 0 | 1 | 0 | 0 | 0 | 0 | 0 | 0 | 0 | 0 | 0 | 0 | 0 | 0 | 6762.2529
2025-07-03 | 9702.904 | 0 | 8.38 | 0 | 0 | 0 | 0 | 0 | 0 | 0 | 0 | 0 | 0 | 0 | 0 | 0 | 1 | 0 | 0 | 0 | 0 | 0 | 0 | 0 | 0 | 0 | 0 | 0 | 7031.4432
2025-07-03 | 9988.026 | 0 | 8.48 | 0 | 0 | 0 | 0 | 0 | 0 | 0 | 0 | 0 | 0 | 0 | 0 | 0 | 0 | 1 | 0 | 0 | 0 | 0 | 0 | 0 | 0 | 0 | 0 | 0 | 7005.8122
2025-07-03 | 10308.281 | 0 | 8.81 | 0 | 0 | 0 | 0 | 0 | 0 | 0 | 0 | 0 | 0 | 0 | 0 | 0 | 0 | 0 | 1 | 0 | 0 | 0 | 0 | 0 | 0 | 0 | 0 | 0 | 7213.2571
2025-07-03 | 9911.563 | 0 | 9.3 | 0 | 0 | 0 | 0 | 0 | 0 | 0 | 0 | 0 | 0 | 0 | 0 | 0 | 0 | 0 | 0 | 1 | 0 | 0 | 0 | 0 | 0 | 0 | 0 | 0 | 7779.8244
2025-07-03 | 9181.781 | 0 | 8.99 | 0 | 0 | 0 | 0 | 0 | 0 | 0 | 0 | 0 | 0 | 0 | 0 | 0 | 0 | 0 | 0 | 0 | 1 | 0 | 0 | 0 | 0 | 0 | 0 | 0 | 8226.7302
2025-07-03 | 8266.598 | 0 | 8.93 | 0 | 0 | 0 | 0 | 0 | 0 | 0 | 0 | 0 | 0 | 0 | 0 | 0 | 0 | 0 | 0 | 0 | 0 | 1 | 0 | 0 | 0 | 0 | 0 | 0 | 8428.1556
2025-07-03 | 7305.503 | 0 | 8.7 | 0 | 0 | 0 | 0 | 0 | 0 | 0 | 0 | 0 | 0 | 0 | 0 | 0 | 0 | 0 | 0 | 0 | 0 | 0 | 1 | 0 | 0 | 0 | 0 | 0 | 8355.4204
2025-07-03 | 6400.761 | 0 | 7.45 | 0 | 0 | 0 | 0 | 0 | 0 | 0 | 0 | 0 | 0 | 0 | 0 | 0 | 0 | 0 | 0 | 0 | 0 | 0 | 0 | 1 | 0 | 0 | 0 | 0 | 7866.8696
2025-07-03 | 5903.896 | 0 | 6.08 | 0 | 0 | 0 | 0 | 0 | 0 | 0 | 0 | 0 | 0 | 0 | 0 | 0 | 0 | 0 | 0 | 0 | 0 | 0 | 0 | 0 | 1 | 0 | 0 | 0 | 7128.9853
2025-07-03 | 5533.867 | 0 | 4.94 | 0 | 0 | 0 | 0 | 0 | 0 | 0 | 0 | 0 | 0 | 0 | 0 | 0 | 0 | 0 | 0 | 0 | 0 | 0 | 0 | 0 | 0 | 1 | 0 | 0 | 6175.0119
2025-07-03 | 5406.228 | 0 | 4.08 | 0 | 0 | 0 | 0 | 0 | 0 | 0 | 0 | 0 | 0 | 0 | 0 | 0 | 0 | 0 | 0 | 0 | 0 | 0 | 0 | 0 | 0 | 0 | 1 | 0 | 5235.0762
2025-07-03 | 5502.391 | 0 | 3.19 | 0 | 0 | 0 | 0 | 0 | 0 | 0 | 0 | 0 | 0 | 0 | 0 | 0 | 0 | 0 | 0 | 0 | 0 | 0 | 0 | 0 | 0 | 0 | 0 | 1 | 4399.8651
2025-07-04 | 5981.946 | 0.24 | 2.71 | 0 | 1 | 0 | 0 | 0 | 0 | 0 | 0 | 0 | 0 | 0 | 0 | 0 | 0 | 0 | 0 | 0 | 0 | 0 | 0 | 0 | 0 | 0 | 0 | 0 | 3897.2849
2025-07-04 | 6799.275 | 0.42 | 2.01 | 0 | 0 | 1 | 0 | 0 | 0 | 0 | 0 | 0 | 0 | 0 | 0 | 0 | 0 | 0 | 0 | 0 | 0 | 0 | 0 | 0 | 0 | 0 | 0 | 0 | 3447.1215
2025-07-04 | 7706.617 | 0.72 | 1.44 | 0 | 0 | 0 | 1 | 0 | 0 | 0 | 0 | 0 | 0 | 0 | 0 | 0 | 0 | 0 | 0 | 0 | 0 | 0 | 0 | 0 | 0 | 0 | 0 | 0 | 3153.1449
2025-07-04 | 7723.626 | 0.9 | 0.97 | 0 | 0 | 0 | 0 | 1 | 0 | 0 | 0 | 0 | 0 | 0 | 0 | 0 | 0 | 0 | 0 | 0 | 0 | 0 | 0 | 0 | 0 | 0 | 0 | 0 | 2973.313
2025-07-04 | 7318.987 | 1.14 | 0.95 | 0 | 0 | 0 | 0 | 0 | 1 | 0 | 0 | 0 | 0 | 0 | 0 | 0 | 0 | 0 | 0 | 0 | 0 | 0 | 0 | 0 | 0 | 0 | 0 | 0 | 3138.4247
2025-07-04 | 7139.688 | 1.14 | 0.84 | 0 | 0 | 0 | 0 | 0 | 0 | 1 | 0 | 0 | 0 | 0 | 0 | 0 | 0 | 0 | 0 | 0 | 0 | 0 | 0 | 0 | 0 | 0 | 0 | 0 | 3427.8013
2025-07-04 | 7316.499 | 0.52 | 1.61 | 0 | 0 | 0 | 0 | 0 | 0 | 0 | 1 | 0 | 0 | 0 | 0 | 0 | 0 | 0 | 0 | 0 | 0 | 0 | 0 | 0 | 0 | 0 | 0 | 0 | 4048.1423
2025-07-04 | 7400.339 | 0 | 3.07 | 0 | 0 | 0 | 0 | 0 | 0 | 0 | 0 | 1 | 0 | 0 | 0 | 0 | 0 | 0 | 0 | 0 | 0 | 0 | 0 | 0 | 0 | 0 | 0 | 0 | 4910.9879
2025-07-04 | 7401.559 | 0 | 5.24 | 0 | 0 | 0 | 0 | 0 | 0 | 0 | 0 | 0 | 1 | 0 | 0 | 0 | 0 | 0 | 0 | 0 | 0 | 0 | 0 | 0 | 0 | 0 | 0 | 0 | 5919.9518
2025-07-04 | 7303.04 | 0 | 6.75 | 0 | 0 | 0 | 0 | 0 | 0 | 0 | 0 | 0 | 0 | 1 | 0 | 0 | 0 | 0 | 0 | 0 | 0 | 0 | 0 | 0 | 0 | 0 | 0 | 0 | 6527.445
2025-07-04 | 7677.836 | 0 | 7.85 | 0 | 0 | 0 | 0 | 0 | 0 | 0 | 0 | 0 | 0 | 0 | 1 | 0 | 0 | 0 | 0 | 0 | 0 | 0 | 0 | 0 | 0 | 0 | 0 | 0 | 6938.6385
2025-07-04 | 8466.574 | 0 | 8.2 | 0 | 0 | 0 | 0 | 0 | 0 | 0 | 0 | 0 | 0 | 0 | 0 | 1 | 0 | 0 | 0 | 0 | 0 | 0 | 0 | 0 | 0 | 0 | 0 | 0 | 7066.9764
2025-07-04 | 9584.596 | 0 | 8.84 | 0 | 0 | 0 | 0 | 0 | 0 | 0 | 0 | 0 | 0 | 0 | 0 | 0 | 1 | 0 | 0 | 0 | 0 | 0 | 0 | 0 | 0 | 0 | 0 | 0 | 7200.3261
2025-07-04 | 10084.241 | 0 | 9.28 | 0 | 0 | 0 | 0 | 0 | 0 | 0 | 0 | 0 | 0 | 0 | 0 | 0 | 0 | 1 | 0 | 0 | 0 | 0 | 0 | 0 | 0 | 0 | 0 | 0 | 7299.5216
2025-07-04 | 10185.647 | 0 | 9.39 | 0 | 0 | 0 | 0 | 0 | 0 | 0 | 0 | 0 | 0 | 0 | 0 | 0 | 0 | 0 | 1 | 0 | 0 | 0 | 0 | 0 | 0 | 0 | 0 | 0 | 7426.1964
2025-07-04 | 9970.702 | 0 | 9.63 | 0 | 0 | 0 | 0 | 0 | 0 | 0 | 0 | 0 | 0 | 0 | 0 | 0 | 0 | 0 | 0 | 1 | 0 | 0 | 0 | 0 | 0 | 0 | 0 | 0 | 7900.9795
2025-07-04 | 9261.159 | 0 | 9.93 | 0 | 0 | 0 | 0 | 0 | 0 | 0 | 0 | 0 | 0 | 0 | 0 | 0 | 0 | 0 | 0 | 0 | 1 | 0 | 0 | 0 | 0 | 0 | 0 | 0 | 8571.8388
2025-07-04 | 8011.783 | 0 | 9.19 | 0 | 0 | 0 | 0 | 0 | 0 | 0 | 0 | 0 | 0 | 0 | 0 | 0 | 0 | 0 | 0 | 0 | 0 | 1 | 0 | 0 | 0 | 0 | 0 | 0 | 8523.6112
2025-07-04 | 6949.35 | 0 | 8.22 | 0 | 0 | 0 | 0 | 0 | 0 | 0 | 0 | 0 | 0 | 0 | 0 | 0 | 0 | 0 | 0 | 0 | 0 | 0 | 1 | 0 | 0 | 0 | 0 | 0 | 8179.1948
2025-07-04 | 6091.98 | 0 | 7.22 | 0 | 0 | 0 | 0 | 0 | 0 | 0 | 0 | 0 | 0 | 0 | 0 | 0 | 0 | 0 | 0 | 0 | 0 | 0 | 0 | 1 | 0 | 0 | 0 | 0 | 7782.4282
2025-07-04 | 5684.289 | 0 | 5.81 | 0 | 0 | 0 | 0 | 0 | 0 | 0 | 0 | 0 | 0 | 0 | 0 | 0 | 0 | 0 | 0 | 0 | 0 | 0 | 0 | 0 | 1 | 0 | 0 | 0 | 7029.8583
2025-07-04 | 5343.742 | 0 | 5.19 | 0 | 0 | 0 | 0 | 0 | 0 | 0 | 0 | 0 | 0 | 0 | 0 | 0 | 0 | 0 | 0 | 0 | 0 | 0 | 0 | 0 | 0 | 1 | 0 | 0 | 6266.7961
2025-07-04 | 5165.823 | 0 | 4.72 | 0 | 0 | 0 | 0 | 0 | 0 | 0 | 0 | 0 | 0 | 0 | 0 | 0 | 0 | 0 | 0 | 0 | 0 | 0 | 0 | 0 | 0 | 0 | 1 | 0 | 5470.0437
2025-07-04 | 5222.299 | 0 | 4.59 | 0 | 0 | 0 | 0 | 0 | 0 | 0 | 0 | 0 | 0 | 0 | 0 | 0 | 0 | 0 | 0 | 0 | 0 | 0 | 0 | 0 | 0 | 0 | 0 | 1 | 4913.8566
2025-07-05 | 5592.82 | 0 | 4.24 | 1 | 1 | 0 | 0 | 0 | 0 | 0 | 0 | 0 | 0 | 0 | 0 | 0 | 0 | 0 | 0 | 0 | 0 | 0 | 0 | 0 | 0 | 0 | 0 | 0 | 4711.0778
2025-07-05 | 6369.797 | 0 | 3.73 | 1 | 0 | 1 | 0 | 0 | 0 | 0 | 0 | 0 | 0 | 0 | 0 | 0 | 0 | 0 | 0 | 0 | 0 | 0 | 0 | 0 | 0 | 0 | 0 | 0 | 4310.8699
2025-07-05 | 7339.725 | 0.08 | 3.43 | 1 | 0 | 0 | 1 | 0 | 0 | 0 | 0 | 0 | 0 | 0 | 0 | 0 | 0 | 0 | 0 | 0 | 0 | 0 | 0 | 0 | 0 | 0 | 0 | 0 | 4091.8195
2025-07-05 | 7707.236 | 0.22 | 2.94 | 1 | 0 | 0 | 0 | 1 | 0 | 0 | 0 | 0 | 0 | 0 | 0 | 0 | 0 | 0 | 0 | 0 | 0 | 0 | 0 | 0 | 0 | 0 | 0 | 0 | 3900.2448
2025-07-05 | 7447.908 | 0.31 | 2.61 | 1 | 0 | 0 | 0 | 0 | 1 | 0 | 0 | 0 | 0 | 0 | 0 | 0 | 0 | 0 | 0 | 0 | 0 | 0 | 0 | 0 | 0 | 0 | 0 | 0 | 3935.0436
2025-07-05 | 7326.783 | 0.35 | 2.49 | 1 | 0 | 0 | 0 | 0 | 0 | 1 | 0 | 0 | 0 | 0 | 0 | 0 | 0 | 0 | 0 | 0 | 0 | 0 | 0 | 0 | 0 | 0 | 0 | 0 | 4225.149
2025-07-05 | 7315.312 | 0.1 | 3.15 | 1 | 0 | 0 | 0 | 0 | 0 | 0 | 1 | 0 | 0 | 0 | 0 | 0 | 0 | 0 | 0 | 0 | 0 | 0 | 0 | 0 | 0 | 0 | 0 | 0 | 4845.8061
2025-07-05 | 7382.091 | 0 | 4.44 | 1 | 0 | 0 | 0 | 0 | 0 | 0 | 0 | 1 | 0 | 0 | 0 | 0 | 0 | 0 | 0 | 0 | 0 | 0 | 0 | 0 | 0 | 0 | 0 | 0 | 5692.4398
2025-07-05 | 7111.155 | 0 | 6.31 | 1 | 0 | 0 | 0 | 0 | 0 | 0 | 0 | 0 | 1 | 0 | 0 | 0 | 0 | 0 | 0 | 0 | 0 | 0 | 0 | 0 | 0 | 0 | 0 | 0 | 6591.2626
2025-07-05 | 7011.561 | 0 | 7.82 | 1 | 0 | 0 | 0 | 0 | 0 | 0 | 0 | 0 | 0 | 1 | 0 | 0 | 0 | 0 | 0 | 0 | 0 | 0 | 0 | 0 | 0 | 0 | 0 | 0 | 7198.7558
2025-07-05 | 7492.782 | 0 | 8.61 | 1 | 0 | 0 | 0 | 0 | 0 | 0 | 0 | 0 | 0 | 0 | 1 | 0 | 0 | 0 | 0 | 0 | 0 | 0 | 0 | 0 | 0 | 0 | 0 | 0 | 7496.1369
2025-07-05 | 9014.331 | 0 | 9.49 | 1 | 0 | 0 | 0 | 0 | 0 | 0 | 0 | 0 | 0 | 0 | 0 | 1 | 0 | 0 | 0 | 0 | 0 | 0 | 0 | 0 | 0 | 0 | 0 | 0 | 7819.0573
2025-07-05 | 10413.963 | 0 | 9.87 | 1 | 0 | 0 | 0 | 0 | 0 | 0 | 0 | 0 | 0 | 0 | 0 | 0 | 1 | 0 | 0 | 0 | 0 | 0 | 0 | 0 | 0 | 0 | 0 | 0 | 7856.9514
2025-07-05 | 10387.653 | 0 | 10.18 | 1 | 0 | 0 | 0 | 0 | 0 | 0 | 0 | 0 | 0 | 0 | 0 | 0 | 0 | 1 | 0 | 0 | 0 | 0 | 0 | 0 | 0 | 0 | 0 | 0 | 7908.4192
2025-07-05 | 10445.379 | 0 | 10.51 | 1 | 0 | 0 | 0 | 0 | 0 | 0 | 0 | 0 | 0 | 0 | 0 | 0 | 0 | 0 | 1 | 0 | 0 | 0 | 0 | 0 | 0 | 0 | 0 | 0 | 8115.8641
2025-07-05 | 10190.242 | 0 | 11.09 | 1 | 0 | 0 | 0 | 0 | 0 | 0 | 0 | 0 | 0 | 0 | 0 | 0 | 0 | 0 | 0 | 1 | 0 | 0 | 0 | 0 | 0 | 0 | 0 | 0 | 8715.4737
2025-07-05 | 9506.503 | 0 | 11.51 | 1 | 0 | 0 | 0 | 0 | 0 | 0 | 0 | 0 | 0 | 0 | 0 | 0 | 0 | 0 | 0 | 0 | 1 | 0 | 0 | 0 | 0 | 0 | 0 | 0 | 9430.3894
2025-07-05 | 8279.043 | 0 | 10.8 | 1 | 0 | 0 | 0 | 0 | 0 | 0 | 0 | 0 | 0 | 0 | 0 | 0 | 0 | 0 | 0 | 0 | 0 | 1 | 0 | 0 | 0 | 0 | 0 | 0 | 9393.1759
2025-07-05 | 7208.548 | 0 | 9.31 | 1 | 0 | 0 | 0 | 0 | 0 | 0 | 0 | 0 | 0 | 0 | 0 | 0 | 0 | 0 | 0 | 0 | 0 | 0 | 1 | 0 | 0 | 0 | 0 | 0 | 8857.8483
2025-07-05 | 6392.198 | 0 | 8.34 | 1 | 0 | 0 | 0 | 0 | 0 | 0 | 0 | 0 | 0 | 0 | 0 | 0 | 0 | 0 | 0 | 0 | 0 | 0 | 0 | 1 | 0 | 0 | 0 | 0 | 8472.0958
2025-07-05 | 6041.842 | 0 | 6.96 | 1 | 0 | 0 | 0 | 0 | 0 | 0 | 0 | 0 | 0 | 0 | 0 | 0 | 0 | 0 | 0 | 0 | 0 | 0 | 0 | 0 | 1 | 0 | 0 | 0 | 7730.5401
2025-07-05 | 5701.436 | 0 | 6.49 | 1 | 0 | 0 | 0 | 0 | 0 | 0 | 0 | 0 | 0 | 0 | 0 | 0 | 0 | 0 | 0 | 0 | 0 | 0 | 0 | 0 | 0 | 1 | 0 | 0 | 7022.5484
2025-07-05 | 5596.091 | 0 | 6.02 | 1 | 0 | 0 | 0 | 0 | 0 | 0 | 0 | 0 | 0 | 0 | 0 | 0 | 0 | 0 | 0 | 0 | 0 | 0 | 0 | 0 | 0 | 0 | 1 | 0 | 6225.796
2025-07-05 | 5769.022 | 0 | 5.58 | 1 | 0 | 0 | 0 | 0 | 0 | 0 | 0 | 0 | 0 | 0 | 0 | 0 | 0 | 0 | 0 | 0 | 0 | 0 | 0 | 0 | 0 | 0 | 0 | 1 | 5555.7964
2025-07-06 | 6205.592 | 0 | 4.94 | 1 | 1 | 0 | 0 | 0 | 0 | 0 | 0 | 0 | 0 | 0 | 0 | 0 | 0 | 0 | 0 | 0 | 0 | 0 | 0 | 0 | 0 | 0 | 0 | 0 | 4968.0736
2025-07-06 | 7004.035 | 0 | 3.98 | 1 | 0 | 1 | 0 | 0 | 0 | 0 | 0 | 0 | 0 | 0 | 0 | 0 | 0 | 0 | 0 | 0 | 0 | 0 | 0 | 0 | 0 | 0 | 0 | 0 | 4402.6541
2025-07-06 | 7943.063 | 0 | 3.38 | 1 | 0 | 0 | 1 | 0 | 0 | 0 | 0 | 0 | 0 | 0 | 0 | 0 | 0 | 0 | 0 | 0 | 0 | 0 | 0 | 0 | 0 | 0 | 0 | 0 | 4064.6625
2025-07-06 | 8041.031 | 0.05 | 3.02 | 1 | 0 | 0 | 0 | 1 | 0 | 0 | 0 | 0 | 0 | 0 | 0 | 0 | 0 | 0 | 0 | 0 | 0 | 0 | 0 | 0 | 0 | 0 | 0 | 0 | 3910.9152
2025-07-06 | 7670.749 | 0.16 | 2.89 | 1 | 0 | 0 | 0 | 0 | 1 | 0 | 0 | 0 | 0 | 0 | 0 | 0 | 0 | 0 | 0 | 0 | 0 | 0 | 0 | 0 | 0 | 0 | 0 | 0 | 4021.3414
2025-07-06 | 7386.101 | 0.11 | 2.96 | 1 | 0 | 0 | 0 | 0 | 0 | 1 | 0 | 0 | 0 | 0 | 0 | 0 | 0 | 0 | 0 | 0 | 0 | 0 | 0 | 0 | 0 | 0 | 0 | 0 | 4371.3025
2025-07-06 | 7291.654 | 0 | 3.9 | 1 | 0 | 0 | 0 | 0 | 0 | 0 | 1 | 0 | 0 | 0 | 0 | 0 | 0 | 0 | 0 | 0 | 0 | 0 | 0 | 0 | 0 | 0 | 0 | 0 | 5110.1584
2025-07-06 | 7358.188 | 0 | 5.21 | 1 | 0 | 0 | 0 | 0 | 0 | 0 | 0 | 1 | 0 | 0 | 0 | 0 | 0 | 0 | 0 | 0 | 0 | 0 | 0 | 0 | 0 | 0 | 0 | 0 | 5975.1351
2025-07-06 | 7218.793 | 0 | 6.61 | 1 | 0 | 0 | 0 | 0 | 0 | 0 | 0 | 0 | 1 | 0 | 0 | 0 | 0 | 0 | 0 | 0 | 0 | 0 | 0 | 0 | 0 | 0 | 0 | 0 | 6701.4037
2025-07-06 | 7020.709 | 0 | 7.78 | 1 | 0 | 0 | 0 | 0 | 0 | 0 | 0 | 0 | 0 | 1 | 0 | 0 | 0 | 0 | 0 | 0 | 0 | 0 | 0 | 0 | 0 | 0 | 0 | 0 | 7184.0703
2025-07-06 | 7418.872 | 0 | 8.64 | 1 | 0 | 0 | 0 | 0 | 0 | 0 | 0 | 0 | 0 | 0 | 1 | 0 | 0 | 0 | 0 | 0 | 0 | 0 | 0 | 0 | 0 | 0 | 0 | 0 | 7507.151
2025-07-06 | 8271.131 | 0 | 9.23 | 1 | 0 | 0 | 0 | 0 | 0 | 0 | 0 | 0 | 0 | 0 | 0 | 1 | 0 | 0 | 0 | 0 | 0 | 0 | 0 | 0 | 0 | 0 | 0 | 0 | 7723.6018
2025-07-06 | 9628.053 | 0 | 10.06 | 1 | 0 | 0 | 0 | 0 | 0 | 0 | 0 | 0 | 0 | 0 | 0 | 0 | 1 | 0 | 0 | 0 | 0 | 0 | 0 | 0 | 0 | 0 | 0 | 0 | 7926.7074
2025-07-06 | 10002.525 | 0 | 10.23 | 1 | 0 | 0 | 0 | 0 | 0 | 0 | 0 | 0 | 0 | 0 | 0 | 0 | 0 | 1 | 0 | 0 | 0 | 0 | 0 | 0 | 0 | 0 | 0 | 0 | 7926.776
2025-07-06 | 10283.769 | 0 | 9.91 | 1 | 0 | 0 | 0 | 0 | 0 | 0 | 0 | 0 | 0 | 0 | 0 | 0 | 0 | 0 | 1 | 0 | 0 | 0 | 0 | 0 | 0 | 0 | 0 | 0 | 7895.582
2025-07-06 | 10175.696 | 0 | 9.98 | 1 | 0 | 0 | 0 | 0 | 0 | 0 | 0 | 0 | 0 | 0 | 0 | 0 | 0 | 0 | 0 | 1 | 0 | 0 | 0 | 0 | 0 | 0 | 0 | 0 | 8307.9518
2025-07-06 | 9535.147 | 0 | 9.94 | 1 | 0 | 0 | 0 | 0 | 0 | 0 | 0 | 0 | 0 | 0 | 0 | 0 | 0 | 0 | 0 | 0 | 1 | 0 | 0 | 0 | 0 | 0 | 0 | 0 | 8853.9846
2025-07-06 | 8406.371 | 0 | 9.55 | 1 | 0 | 0 | 0 | 0 | 0 | 0 | 0 | 0 | 0 | 0 | 0 | 0 | 0 | 0 | 0 | 0 | 0 | 1 | 0 | 0 | 0 | 0 | 0 | 0 | 8934.2549
2025-07-06 | 7317.634 | 0 | 8.98 | 1 | 0 | 0 | 0 | 0 | 0 | 0 | 0 | 0 | 0 | 0 | 0 | 0 | 0 | 0 | 0 | 0 | 0 | 0 | 1 | 0 | 0 | 0 | 0 | 0 | 8736.6932
2025-07-06 | 6460.597 | 0 | 8.27 | 1 | 0 | 0 | 0 | 0 | 0 | 0 | 0 | 0 | 0 | 0 | 0 | 0 | 0 | 0 | 0 | 0 | 0 | 0 | 0 | 1 | 0 | 0 | 0 | 0 | 8446.3962
2025-07-06 | 6137.025 | 0 | 7.12 | 1 | 0 | 0 | 0 | 0 | 0 | 0 | 0 | 0 | 0 | 0 | 0 | 0 | 0 | 0 | 0 | 0 | 0 | 0 | 0 | 0 | 1 | 0 | 0 | 0 | 7789.282
2025-07-06 | 5843.509 | 0 | 6.37 | 1 | 0 | 0 | 0 | 0 | 0 | 0 | 0 | 0 | 0 | 0 | 0 | 0 | 0 | 0 | 0 | 0 | 0 | 0 | 0 | 0 | 0 | 1 | 0 | 0 | 6978.492
2025-07-06 | 5662.667 | 0 | 5.69 | 1 | 0 | 0 | 0 | 0 | 0 | 0 | 0 | 0 | 0 | 0 | 0 | 0 | 0 | 0 | 0 | 0 | 0 | 0 | 0 | 0 | 0 | 0 | 1 | 0 | 6104.6408
2025-07-06 | 5702.731 | 0.08 | 5.04 | 1 | 0 | 0 | 0 | 0 | 0 | 0 | 0 | 0 | 0 | 0 | 0 | 0 | 0 | 0 | 0 | 0 | 0 | 0 | 0 | 0 | 0 | 0 | 0 | 1 | 5366.3428
2025-07-07 | 6085.658 | 0.31 | 4.6 | 0 | 1 | 0 | 0 | 0 | 0 | 0 | 0 | 0 | 0 | 0 | 0 | 0 | 0 | 0 | 0 | 0 | 0 | 0 | 0 | 0 | 0 | 0 | 0 | 0 | 4598.8736
2025-07-07 | 6751.713 | 0.32 | 4.19 | 0 | 0 | 1 | 0 | 0 | 0 | 0 | 0 | 0 | 0 | 0 | 0 | 0 | 0 | 0 | 0 | 0 | 0 | 0 | 0 | 0 | 0 | 0 | 0 | 0 | 4236.4794
2025-07-07 | 7607.412 | 0.56 | 3.51 | 0 | 0 | 0 | 1 | 0 | 0 | 0 | 0 | 0 | 0 | 0 | 0 | 0 | 0 | 0 | 0 | 0 | 0 | 0 | 0 | 0 | 0 | 0 | 0 | 0 | 3895.5175
2025-07-07 | 8286.383 | 0.62 | 2.86 | 0 | 0 | 0 | 0 | 1 | 0 | 0 | 0 | 0 | 0 | 0 | 0 | 0 | 0 | 0 | 0 | 0 | 0 | 0 | 0 | 0 | 0 | 0 | 0 | 0 | 3636.4006
2025-07-07 | 8253.178 | 0.66 | 2.54 | 0 | 0 | 0 | 0 | 0 | 1 | 0 | 0 | 0 | 0 | 0 | 0 | 0 | 0 | 0 | 0 | 0 | 0 | 0 | 0 | 0 | 0 | 0 | 0 | 0 | 3669.3706
2025-07-07 | 8055.277 | 0.64 | 2.35 | 0 | 0 | 0 | 0 | 0 | 0 | 1 | 0 | 0 | 0 | 0 | 0 | 0 | 0 | 0 | 0 | 0 | 0 | 0 | 0 | 0 | 0 | 0 | 0 | 0 | 3927.1763
2025-07-07 | 7976.836 | 0.38 | 2.84 | 0 | 0 | 0 | 0 | 0 | 0 | 0 | 1 | 0 | 0 | 0 | 0 | 0 | 0 | 0 | 0 | 0 | 0 | 0 | 0 | 0 | 0 | 0 | 0 | 0 | 4484.3201
2025-07-07 | 7969.867 | 0.02 | 3.51 | 0 | 0 | 0 | 0 | 0 | 0 | 0 | 0 | 1 | 0 | 0 | 0 | 0 | 0 | 0 | 0 | 0 | 0 | 0 | 0 | 0 | 0 | 0 | 0 | 0 | 5074.7282
2025-07-07 | 7754.616 | 0 | 4.52 | 0 | 0 | 0 | 0 | 0 | 0 | 0 | 0 | 0 | 1 | 0 | 0 | 0 | 0 | 0 | 0 | 0 | 0 | 0 | 0 | 0 | 0 | 0 | 0 | 0 | 5655.6133
2025-07-07 | 7719.734 | 0 | 5.94 | 0 | 0 | 0 | 0 | 0 | 0 | 0 | 0 | 0 | 0 | 1 | 0 | 0 | 0 | 0 | 0 | 0 | 0 | 0 | 0 | 0 | 0 | 0 | 0 | 0 | 6230.0642
2025-07-07 | 7856.515 | 0 | 6.83 | 0 | 0 | 0 | 0 | 0 | 0 | 0 | 0 | 0 | 0 | 0 | 1 | 0 | 0 | 0 | 0 | 0 | 0 | 0 | 0 | 0 | 0 | 0 | 0 | 0 | 6564.159
2025-07-07 | 8452.387 | 0 | 7.38 | 0 | 0 | 0 | 0 | 0 | 0 | 0 | 0 | 0 | 0 | 0 | 0 | 1 | 0 | 0 | 0 | 0 | 0 | 0 | 0 | 0 | 0 | 0 | 0 | 0 | 6765.9243
2025-07-07 | 9524.963 | 0 | 7.5 | 0 | 0 | 0 | 0 | 0 | 0 | 0 | 0 | 0 | 0 | 0 | 0 | 0 | 1 | 0 | 0 | 0 | 0 | 0 | 0 | 0 | 0 | 0 | 0 | 0 | 6708.3628
2025-07-07 | 9962.304 | 0 | 7.7 | 0 | 0 | 0 | 0 | 0 | 0 | 0 | 0 | 0 | 0 | 0 | 0 | 0 | 0 | 1 | 0 | 0 | 0 | 0 | 0 | 0 | 0 | 0 | 0 | 0 | 6719.4455
2025-07-07 | 10069.59 | 0 | 8.18 | 0 | 0 | 0 | 0 | 0 | 0 | 0 | 0 | 0 | 0 | 0 | 0 | 0 | 0 | 0 | 1 | 0 | 0 | 0 | 0 | 0 | 0 | 0 | 0 | 0 | 6981.9609
2025-07-07 | 9915.154 | 0 | 8.3 | 0 | 0 | 0 | 0 | 0 | 0 | 0 | 0 | 0 | 0 | 0 | 0 | 0 | 0 | 0 | 0 | 1 | 0 | 0 | 0 | 0 | 0 | 0 | 0 | 0 | 7412.6876
2025-07-07 | 9262.385 | 0 | 8.25 | 0 | 0 | 0 | 0 | 0 | 0 | 0 | 0 | 0 | 0 | 0 | 0 | 0 | 0 | 0 | 0 | 0 | 1 | 0 | 0 | 0 | 0 | 0 | 0 | 0 | 7955.049
2025-07-07 | 8541.266 | 0 | 7.74 | 0 | 0 | 0 | 0 | 0 | 0 | 0 | 0 | 0 | 0 | 0 | 0 | 0 | 0 | 0 | 0 | 0 | 0 | 1 | 0 | 0 | 0 | 0 | 0 | 0 | 7991.2629
2025-07-07 | 7828.004 | 0 | 7.03 | 0 | 0 | 0 | 0 | 0 | 0 | 0 | 0 | 0 | 0 | 0 | 0 | 0 | 0 | 0 | 0 | 0 | 0 | 0 | 1 | 0 | 0 | 0 | 0 | 0 | 7742.302
2025-07-07 | 7000.615 | 0.01 | 6 | 0 | 0 | 0 | 0 | 0 | 0 | 0 | 0 | 0 | 0 | 0 | 0 | 0 | 0 | 0 | 0 | 0 | 0 | 0 | 0 | 1 | 0 | 0 | 0 | 0 | 7335.6213
2025-07-07 | 6457.88 | 0.04 | 5.01 | 0 | 0 | 0 | 0 | 0 | 0 | 0 | 0 | 0 | 0 | 0 | 0 | 0 | 0 | 0 | 0 | 0 | 0 | 0 | 0 | 0 | 1 | 0 | 0 | 0 | 6740.549
2025-07-07 | 6176.25 | 0.08 | 4.42 | 0 | 0 | 0 | 0 | 0 | 0 | 0 | 0 | 0 | 0 | 0 | 0 | 0 | 0 | 0 | 0 | 0 | 0 | 0 | 0 | 0 | 0 | 1 | 0 | 0 | 5992.901
2025-07-07 | 5990.121 | 0.09 | 3.7 | 0 | 0 | 0 | 0 | 0 | 0 | 0 | 0 | 0 | 0 | 0 | 0 | 0 | 0 | 0 | 0 | 0 | 0 | 0 | 0 | 0 | 0 | 0 | 1 | 0 | 5105.4645
2025-07-07 | 5961.789 | 0.1 | 3.16 | 0 | 0 | 0 | 0 | 0 | 0 | 0 | 0 | 0 | 0 | 0 | 0 | 0 | 0 | 0 | 0 | 0 | 0 | 0 | 0 | 0 | 0 | 0 | 0 | 1 | 4399.8513
2025-07-08 | 6153.238 | 0.29 | 2.42 | 0 | 1 | 0 | 0 | 0 | 0 | 0 | 0 | 0 | 0 | 0 | 0 | 0 | 0 | 0 | 0 | 0 | 0 | 0 | 0 | 0 | 0 | 0 | 0 | 0 | 3796.3153
2025-07-08 | 6678.413 | 0.43 | 2.09 | 0 | 0 | 1 | 0 | 0 | 0 | 0 | 0 | 0 | 0 | 0 | 0 | 0 | 0 | 0 | 0 | 0 | 0 | 0 | 0 | 0 | 0 | 0 | 0 | 0 | 3477.5924
2025-07-08 | 7345.259 | 0.79 | 1.61 | 0 | 0 | 0 | 1 | 0 | 0 | 0 | 0 | 0 | 0 | 0 | 0 | 0 | 0 | 0 | 0 | 0 | 0 | 0 | 0 | 0 | 0 | 0 | 0 | 0 | 3223.2584
2025-07-08 | 8750.114 | 0.96 | 1.34 | 0 | 0 | 0 | 0 | 1 | 0 | 0 | 0 | 0 | 0 | 0 | 0 | 0 | 0 | 0 | 0 | 0 | 0 | 0 | 0 | 0 | 0 | 0 | 0 | 0 | 3115.7538
2025-07-08 | 9509.273 | 0.98 | 1.22 | 0 | 0 | 0 | 0 | 0 | 1 | 0 | 0 | 0 | 0 | 0 | 0 | 0 | 0 | 0 | 0 | 0 | 0 | 0 | 0 | 0 | 0 | 0 | 0 | 0 | 3219.9511
2025-07-08 | 9564.778 | 1.08 | 1.19 | 0 | 0 | 0 | 0 | 0 | 0 | 1 | 0 | 0 | 0 | 0 | 0 | 0 | 0 | 0 | 0 | 0 | 0 | 0 | 0 | 0 | 0 | 0 | 0 | 0 | 3549.699
2025-07-08 | 9637.72 | 0.73 | 1.62 | 0 | 0 | 0 | 0 | 0 | 0 | 0 | 1 | 0 | 0 | 0 | 0 | 0 | 0 | 0 | 0 | 0 | 0 | 0 | 0 | 0 | 0 | 0 | 0 | 0 | 4074.9144
2025-07-08 | 9538.216 | 0.32 | 2.54 | 0 | 0 | 0 | 0 | 0 | 0 | 0 | 0 | 1 | 0 | 0 | 0 | 0 | 0 | 0 | 0 | 0 | 0 | 0 | 0 | 0 | 0 | 0 | 0 | 0 | 4751.6064
2025-07-08 | 9311.752 | 0.26 | 3.84 | 0 | 0 | 0 | 0 | 0 | 0 | 0 | 0 | 0 | 1 | 0 | 0 | 0 | 0 | 0 | 0 | 0 | 0 | 0 | 0 | 0 | 0 | 0 | 0 | 0 | 5434.5611
2025-07-08 | 9190.961 | 0.29 | 5.02 | 0 | 0 | 0 | 0 | 0 | 0 | 0 | 0 | 0 | 0 | 1 | 0 | 0 | 0 | 0 | 0 | 0 | 0 | 0 | 0 | 0 | 0 | 0 | 0 | 0 | 5924.1992
2025-07-08 | 9457.121 | 0.21 | 5.99 | 0 | 0 | 0 | 0 | 0 | 0 | 0 | 0 | 0 | 0 | 0 | 1 | 0 | 0 | 0 | 0 | 0 | 0 | 0 | 0 | 0 | 0 | 0 | 0 | 0 | 6278.8647
2025-07-08 | 9996.712 | 0.23 | 6.48 | 0 | 0 | 0 | 0 | 0 | 0 | 0 | 0 | 0 | 0 | 0 | 0 | 1 | 0 | 0 | 0 | 0 | 0 | 0 | 0 | 0 | 0 | 0 | 0 | 0 | 6460.8019
2025-07-08 | 10723.076 | 0.25 | 6.84 | 0 | 0 | 0 | 0 | 0 | 0 | 0 | 0 | 0 | 0 | 0 | 0 | 0 | 1 | 0 | 0 | 0 | 0 | 0 | 0 | 0 | 0 | 0 | 0 | 0 | 6493.5533
2025-07-08 | 10927.569 | 0.13 | 7.09 | 0 | 0 | 0 | 0 | 0 | 0 | 0 | 0 | 0 | 0 | 0 | 0 | 0 | 0 | 1 | 0 | 0 | 0 | 0 | 0 | 0 | 0 | 0 | 0 | 0 | 6509.7925
2025-07-08 | 10632.958 | 0.14 | 6.8 | 0 | 0 | 0 | 0 | 0 | 0 | 0 | 0 | 0 | 0 | 0 | 0 | 0 | 0 | 0 | 1 | 0 | 0 | 0 | 0 | 0 | 0 | 0 | 0 | 0 | 6490.7126
2025-07-08 | 10064.197 | 0.11 | 7.04 | 0 | 0 | 0 | 0 | 0 | 0 | 0 | 0 | 0 | 0 | 0 | 0 | 0 | 0 | 0 | 0 | 1 | 0 | 0 | 0 | 0 | 0 | 0 | 0 | 0 | 6962.1956
2025-07-08 | 9533.985 | 0.05 | 7.17 | 0 | 0 | 0 | 0 | 0 | 0 | 0 | 0 | 0 | 0 | 0 | 0 | 0 | 0 | 0 | 0 | 0 | 1 | 0 | 0 | 0 | 0 | 0 | 0 | 0 | 7564.0414
2025-07-08 | 8890.568 | 0 | 6.86 | 0 | 0 | 0 | 0 | 0 | 0 | 0 | 0 | 0 | 0 | 0 | 0 | 0 | 0 | 0 | 0 | 0 | 0 | 1 | 0 | 0 | 0 | 0 | 0 | 0 | 7668.1825
2025-07-08 | 7936.956 | 0 | 6.44 | 0 | 0 | 0 | 0 | 0 | 0 | 0 | 0 | 0 | 0 | 0 | 0 | 0 | 0 | 0 | 0 | 0 | 0 | 0 | 1 | 0 | 0 | 0 | 0 | 0 | 7525.6913
2025-07-08 | 7057.122 | 0 | 5.56 | 0 | 0 | 0 | 0 | 0 | 0 | 0 | 0 | 0 | 0 | 0 | 0 | 0 | 0 | 0 | 0 | 0 | 0 | 0 | 0 | 1 | 0 | 0 | 0 | 0 | 7172.9811
2025-07-08 | 6726.018 | 0.02 | 4.51 | 0 | 0 | 0 | 0 | 0 | 0 | 0 | 0 | 0 | 0 | 0 | 0 | 0 | 0 | 0 | 0 | 0 | 0 | 0 | 0 | 0 | 1 | 0 | 0 | 0 | 6554.7806
2025-07-08 | 6363.414 | 0.03 | 3.96 | 0 | 0 | 0 | 0 | 0 | 0 | 0 | 0 | 0 | 0 | 0 | 0 | 0 | 0 | 0 | 0 | 0 | 0 | 0 | 0 | 0 | 0 | 1 | 0 | 0 | 5818.518
2025-07-08 | 6319.699 | 0.13 | 3.05 | 0 | 0 | 0 | 0 | 0 | 0 | 0 | 0 | 0 | 0 | 0 | 0 | 0 | 0 | 0 | 0 | 0 | 0 | 0 | 0 | 0 | 0 | 0 | 1 | 0 | 4871.2257
2025-07-08 | 6289.182 | 0.29 | 2.56 | 0 | 0 | 0 | 0 | 0 | 0 | 0 | 0 | 0 | 0 | 0 | 0 | 0 | 0 | 0 | 0 | 0 | 0 | 0 | 0 | 0 | 0 | 0 | 0 | 1 | 4200.4698
2025-07-09 | 6554.809 | 0.46 | 2.08 | 0 | 1 | 0 | 0 | 0 | 0 | 0 | 0 | 0 | 0 | 0 | 0 | 0 | 0 | 0 | 0 | 0 | 0 | 0 | 0 | 0 | 0 | 0 | 0 | 0 | 3690.1894
2025-07-09 | 7004.899 | 0.65 | 1.71 | 0 | 0 | 1 | 0 | 0 | 0 | 0 | 0 | 0 | 0 | 0 | 0 | 0 | 0 | 0 | 0 | 0 | 0 | 0 | 0 | 0 | 0 | 0 | 0 | 0 | 3362.2812
2025-07-09 | 8082.947 | 0.79 | 1.38 | 0 | 0 | 0 | 1 | 0 | 0 | 0 | 0 | 0 | 0 | 0 | 0 | 0 | 0 | 0 | 0 | 0 | 0 | 0 | 0 | 0 | 0 | 0 | 0 | 0 | 3138.8169
2025-07-09 | 9194.585 | 0.88 | 1.34 | 0 | 0 | 0 | 0 | 1 | 0 | 0 | 0 | 0 | 0 | 0 | 0 | 0 | 0 | 0 | 0 | 0 | 0 | 0 | 0 | 0 | 0 | 0 | 0 | 0 | 3106.9535
2025-07-09 | 10081.776 | 1.04 | 1.16 | 0 | 0 | 0 | 0 | 0 | 1 | 0 | 0 | 0 | 0 | 0 | 0 | 0 | 0 | 0 | 0 | 0 | 0 | 0 | 0 | 0 | 0 | 0 | 0 | 0 | 3204.5231
2025-07-09 | 9888.944 | 1.36 | 1.11 | 0 | 0 | 0 | 0 | 0 | 0 | 1 | 0 | 0 | 0 | 0 | 0 | 0 | 0 | 0 | 0 | 0 | 0 | 0 | 0 | 0 | 0 | 0 | 0 | 0 | 3551.1289
2025-07-09 | 7655.629 | 0.65 | 1.48 | 0 | 0 | 0 | 0 | 0 | 0 | 0 | 1 | 0 | 0 | 0 | 0 | 0 | 0 | 0 | 0 | 0 | 0 | 0 | 0 | 0 | 0 | 0 | 0 | 0 | 4014.715
2025-07-09 | 7080.119 | 0.22 | 2.34 | 0 | 0 | 0 | 0 | 0 | 0 | 0 | 0 | 1 | 0 | 0 | 0 | 0 | 0 | 0 | 0 | 0 | 0 | 0 | 0 | 0 | 0 | 0 | 0 | 0 | 4667.1788
2025-07-09 | 6783.171 | 0.03 | 3.83 | 0 | 0 | 0 | 0 | 0 | 0 | 0 | 0 | 0 | 1 | 0 | 0 | 0 | 0 | 0 | 0 | 0 | 0 | 0 | 0 | 0 | 0 | 0 | 0 | 0 | 5405.589
2025-07-09 | 12656.269 | 0 | 5.17 | 0 | 0 | 0 | 0 | 0 | 0 | 0 | 0 | 0 | 0 | 1 | 0 | 0 | 0 | 0 | 0 | 0 | 0 | 0 | 0 | 0 | 0 | 0 | 0 | 0 | 5947.3688
2025-07-09 | 10085.77 | 0 | 6.38 | 0 | 0 | 0 | 0 | 0 | 0 | 0 | 0 | 0 | 0 | 0 | 1 | 0 | 0 | 0 | 0 | 0 | 0 | 0 | 0 | 0 | 0 | 0 | 0 | 0 | 6398.9474
2025-07-09 | 10903.474 | 0 | 7.15 | 0 | 0 | 0 | 0 | 0 | 0 | 0 | 0 | 0 | 0 | 0 | 0 | 1 | 0 | 0 | 0 | 0 | 0 | 0 | 0 | 0 | 0 | 0 | 0 | 0 | 6681.4828
2025-07-09 | 11842.393 | 0 | 7.54 | 0 | 0 | 0 | 0 | 0 | 0 | 0 | 0 | 0 | 0 | 0 | 0 | 0 | 1 | 0 | 0 | 0 | 0 | 0 | 0 | 0 | 0 | 0 | 0 | 0 | 6723.0483
2025-07-09 | 12124.588 | 0 | 7.72 | 0 | 0 | 0 | 0 | 0 | 0 | 0 | 0 | 0 | 0 | 0 | 0 | 0 | 0 | 1 | 0 | 0 | 0 | 0 | 0 | 0 | 0 | 0 | 0 | 0 | 6726.7882
2025-07-09 | 11852.277 | 0 | 8.39 | 0 | 0 | 0 | 0 | 0 | 0 | 0 | 0 | 0 | 0 | 0 | 0 | 0 | 0 | 0 | 1 | 0 | 0 | 0 | 0 | 0 | 0 | 0 | 0 | 0 | 7059.0596
2025-07-09 | 11203.595 | 0 | 8.37 | 0 | 0 | 0 | 0 | 0 | 0 | 0 | 0 | 0 | 0 | 0 | 0 | 0 | 0 | 0 | 0 | 1 | 0 | 0 | 0 | 0 | 0 | 0 | 0 | 0 | 7438.3872
2025-07-09 | 10232.409 | 0.02 | 8.04 | 0 | 0 | 0 | 0 | 0 | 0 | 0 | 0 | 0 | 0 | 0 | 0 | 0 | 0 | 0 | 0 | 0 | 1 | 0 | 0 | 0 | 0 | 0 | 0 | 0 | 7880.1503
2025-07-09 | 8985.942 | 0.04 | 7.66 | 0 | 0 | 0 | 0 | 0 | 0 | 0 | 0 | 0 | 0 | 0 | 0 | 0 | 0 | 0 | 0 | 0 | 0 | 1 | 0 | 0 | 0 | 0 | 0 | 0 | 7966.292
2025-07-09 | 7798.183 | 0.03 | 6.95 | 0 | 0 | 0 | 0 | 0 | 0 | 0 | 0 | 0 | 0 | 0 | 0 | 0 | 0 | 0 | 0 | 0 | 0 | 0 | 1 | 0 | 0 | 0 | 0 | 0 | 7716.2311
2025-07-09 | 6957.328 | 0.07 | 5.8 | 0 | 0 | 0 | 0 | 0 | 0 | 0 | 0 | 0 | 0 | 0 | 0 | 0 | 0 | 0 | 0 | 0 | 0 | 0 | 0 | 1 | 0 | 0 | 0 | 0 | 7268.7942
2025-07-09 | 6510.632 | 0.07 | 5.15 | 0 | 0 | 0 | 0 | 0 | 0 | 0 | 0 | 0 | 0 | 0 | 0 | 0 | 0 | 0 | 0 | 0 | 0 | 0 | 0 | 0 | 1 | 0 | 0 | 0 | 6795.2483
2025-07-09 | 6275.118 | 0.07 | 4.55 | 0 | 0 | 0 | 0 | 0 | 0 | 0 | 0 | 0 | 0 | 0 | 0 | 0 | 0 | 0 | 0 | 0 | 0 | 0 | 0 | 0 | 0 | 1 | 0 | 0 | 6039.5288
2025-07-09 | 6226.222 | 0.09 | 3.71 | 0 | 0 | 0 | 0 | 0 | 0 | 0 | 0 | 0 | 0 | 0 | 0 | 0 | 0 | 0 | 0 | 0 | 0 | 0 | 0 | 0 | 0 | 0 | 1 | 0 | 5109.1358
2025-07-09 | 6352.313 | 0.11 | 3.1 | 0 | 0 | 0 | 0 | 0 | 0 | 0 | 0 | 0 | 0 | 0 | 0 | 0 | 0 | 0 | 0 | 0 | 0 | 0 | 0 | 0 | 0 | 0 | 0 | 1 | 4378.9231
2025-07-10 | 6907.649 | 0.28 | 2.57 | 0 | 1 | 0 | 0 | 0 | 0 | 0 | 0 | 0 | 0 | 0 | 0 | 0 | 0 | 0 | 0 | 0 | 0 | 0 | 0 | 0 | 0 | 0 | 0 | 0 | 3850.2858
2025-07-10 | 7793.971 | 0.44 | 2.27 | 0 | 0 | 1 | 0 | 0 | 0 | 0 | 0 | 0 | 0 | 0 | 0 | 0 | 0 | 0 | 0 | 0 | 0 | 0 | 0 | 0 | 0 | 0 | 0 | 0 | 3544.7771
2025-07-10 | 8825.7 | 0.49 | 1.96 | 0 | 0 | 0 | 1 | 0 | 0 | 0 | 0 | 0 | 0 | 0 | 0 | 0 | 0 | 0 | 0 | 0 | 0 | 0 | 0 | 0 | 0 | 0 | 0 | 0 | 3318.7553
2025-07-10 | 8868.04 | 0.77 | 1.68 | 0 | 0 | 0 | 0 | 1 | 0 | 0 | 0 | 0 | 0 | 0 | 0 | 0 | 0 | 0 | 0 | 0 | 0 | 0 | 0 | 0 | 0 | 0 | 0 | 0 | 3219.6797
2025-07-10 | 8393.697 | 1.05 | 1.73 | 0 | 0 | 0 | 0 | 0 | 1 | 0 | 0 | 0 | 0 | 0 | 0 | 0 | 0 | 0 | 0 | 0 | 0 | 0 | 0 | 0 | 0 | 0 | 0 | 0 | 3414.8911
2025-07-10 | 8211.881 | 1.28 | 1.54 | 0 | 0 | 0 | 0 | 0 | 0 | 1 | 0 | 0 | 0 | 0 | 0 | 0 | 0 | 0 | 0 | 0 | 0 | 0 | 0 | 0 | 0 | 0 | 0 | 0 | 3700.1975
2025-07-10 | 8062.288 | 0.68 | 1.66 | 0 | 0 | 0 | 0 | 0 | 0 | 0 | 1 | 0 | 0 | 0 | 0 | 0 | 0 | 0 | 0 | 0 | 0 | 0 | 0 | 0 | 0 | 0 | 0 | 0 | 4084.0997
2025-07-10 | 7973.512 | 0.12 | 2.33 | 0 | 0 | 0 | 0 | 0 | 0 | 0 | 0 | 1 | 0 | 0 | 0 | 0 | 0 | 0 | 0 | 0 | 0 | 0 | 0 | 0 | 0 | 0 | 0 | 0 | 4652.5071
2025-07-10 | 7689.465 | 0 | 4 | 0 | 0 | 0 | 0 | 0 | 0 | 0 | 0 | 0 | 1 | 0 | 0 | 0 | 0 | 0 | 0 | 0 | 0 | 0 | 0 | 0 | 0 | 0 | 0 | 0 | 5464.7022
2025-07-10 | 7466.753 | 0 | 5.82 | 0 | 0 | 0 | 0 | 0 | 0 | 0 | 0 | 0 | 0 | 1 | 0 | 0 | 0 | 0 | 0 | 0 | 0 | 0 | 0 | 0 | 0 | 0 | 0 | 0 | 6186.0078
2025-07-10 | 7732.38 | 0 | 6.8 | 0 | 0 | 0 | 0 | 0 | 0 | 0 | 0 | 0 | 0 | 0 | 1 | 0 | 0 | 0 | 0 | 0 | 0 | 0 | 0 | 0 | 0 | 0 | 0 | 0 | 6553.1449
2025-07-10 | 8857.735 | 0 | 7.8 | 0 | 0 | 0 | 0 | 0 | 0 | 0 | 0 | 0 | 0 | 0 | 0 | 1 | 0 | 0 | 0 | 0 | 0 | 0 | 0 | 0 | 0 | 0 | 0 | 0 | 6920.1217
2025-07-10 | 10356.326 | 0 | 7.87 | 0 | 0 | 0 | 0 | 0 | 0 | 0 | 0 | 0 | 0 | 0 | 0 | 0 | 1 | 0 | 0 | 0 | 0 | 0 | 0 | 0 | 0 | 0 | 0 | 0 | 6844.2034
2025-07-10 | 10820.656 | 0 | 8.24 | 0 | 0 | 0 | 0 | 0 | 0 | 0 | 0 | 0 | 0 | 0 | 0 | 0 | 0 | 1 | 0 | 0 | 0 | 0 | 0 | 0 | 0 | 0 | 0 | 0 | 6917.6994
2025-07-10 | 10957.134 | 0 | 8.22 | 0 | 0 | 0 | 0 | 0 | 0 | 0 | 0 | 0 | 0 | 0 | 0 | 0 | 0 | 0 | 1 | 0 | 0 | 0 | 0 | 0 | 0 | 0 | 0 | 0 | 6996.6464
2025-07-10 | 10706.891 | 0 | 8.63 | 0 | 0 | 0 | 0 | 0 | 0 | 0 | 0 | 0 | 0 | 0 | 0 | 0 | 0 | 0 | 0 | 1 | 0 | 0 | 0 | 0 | 0 | 0 | 0 | 0 | 7533.8427
2025-07-10 | 10081.508 | 0 | 8.76 | 0 | 0 | 0 | 0 | 0 | 0 | 0 | 0 | 0 | 0 | 0 | 0 | 0 | 0 | 0 | 0 | 0 | 1 | 0 | 0 | 0 | 0 | 0 | 0 | 0 | 8142.2888
2025-07-10 | 8964.518 | 0 | 8.19 | 0 | 0 | 0 | 0 | 0 | 0 | 0 | 0 | 0 | 0 | 0 | 0 | 0 | 0 | 0 | 0 | 0 | 0 | 1 | 0 | 0 | 0 | 0 | 0 | 0 | 8156.4744
2025-07-10 | 8055.806 | 0 | 7.59 | 0 | 0 | 0 | 0 | 0 | 0 | 0 | 0 | 0 | 0 | 0 | 0 | 0 | 0 | 0 | 0 | 0 | 0 | 0 | 1 | 0 | 0 | 0 | 0 | 0 | 7947.8986
2025-07-10 | 7296.565 | 0 | 6.78 | 0 | 0 | 0 | 0 | 0 | 0 | 0 | 0 | 0 | 0 | 0 | 0 | 0 | 0 | 0 | 0 | 0 | 0 | 0 | 0 | 1 | 0 | 0 | 0 | 0 | 7620.888
2025-07-10 | 6770.858 | 0 | 5.52 | 0 | 0 | 0 | 0 | 0 | 0 | 0 | 0 | 0 | 0 | 0 | 0 | 0 | 0 | 0 | 0 | 0 | 0 | 0 | 0 | 0 | 1 | 0 | 0 | 0 | 6923.3887
2025-07-10 | 6491.746 | 0 | 4.51 | 0 | 0 | 0 | 0 | 0 | 0 | 0 | 0 | 0 | 0 | 0 | 0 | 0 | 0 | 0 | 0 | 0 | 0 | 0 | 0 | 0 | 0 | 1 | 0 | 0 | 6017.1431
2025-07-10 | 6232.101 | 0 | 3.88 | 0 | 0 | 0 | 0 | 0 | 0 | 0 | 0 | 0 | 0 | 0 | 0 | 0 | 0 | 0 | 0 | 0 | 0 | 0 | 0 | 0 | 0 | 0 | 1 | 0 | 5161.6488
2025-07-10 | 6241.94 | 0 | 2.74 | 0 | 0 | 0 | 0 | 0 | 0 | 0 | 0 | 0 | 0 | 0 | 0 | 0 | 0 | 0 | 0 | 0 | 0 | 0 | 0 | 0 | 0 | 0 | 0 | 1 | 4234.6535
2025-07-11 | 6698.269 | 0 | 2.29 | 0 | 1 | 0 | 0 | 0 | 0 | 0 | 0 | 0 | 0 | 0 | 0 | 0 | 0 | 0 | 0 | 0 | 0 | 0 | 0 | 0 | 0 | 0 | 0 | 0 | 3716.6867
2025-07-11 | 7502.414 | 0 | 2.15 | 0 | 0 | 1 | 0 | 0 | 0 | 0 | 0 | 0 | 0 | 0 | 0 | 0 | 0 | 0 | 0 | 0 | 0 | 0 | 0 | 0 | 0 | 0 | 0 | 0 | 3452.3193
2025-07-11 | 8388.115 | 0 | 1.75 | 0 | 0 | 0 | 1 | 0 | 0 | 0 | 0 | 0 | 0 | 0 | 0 | 0 | 0 | 0 | 0 | 0 | 0 | 0 | 0 | 0 | 0 | 0 | 0 | 0 | 3187.755
2025-07-11 | 8548.361 | 0.13 | 1.41 | 0 | 0 | 0 | 0 | 1 | 0 | 0 | 0 | 0 | 0 | 0 | 0 | 0 | 0 | 0 | 0 | 0 | 0 | 0 | 0 | 0 | 0 | 0 | 0 | 0 | 3050.1507
2025-07-11 | 8112.398 | 0.42 | 1.42 | 0 | 0 | 0 | 0 | 0 | 1 | 0 | 0 | 0 | 0 | 0 | 0 | 0 | 0 | 0 | 0 | 0 | 0 | 0 | 0 | 0 | 0 | 0 | 0 | 0 | 3231.7767
2025-07-11 | 7763.868 | 0.33 | 1.25 | 0 | 0 | 0 | 0 | 0 | 0 | 1 | 0 | 0 | 0 | 0 | 0 | 0 | 0 | 0 | 0 | 0 | 0 | 0 | 0 | 0 | 0 | 0 | 0 | 0 | 3489.2249
2025-07-11 | 7546.842 | 0.07 | 1.68 | 0 | 0 | 0 | 0 | 0 | 0 | 0 | 1 | 0 | 0 | 0 | 0 | 0 | 0 | 0 | 0 | 0 | 0 | 0 | 0 | 0 | 0 | 0 | 0 | 0 | 4024.3405
2025-07-11 | 7550.101 | 0.03 | 2.73 | 0 | 0 | 0 | 0 | 0 | 0 | 0 | 0 | 1 | 0 | 0 | 0 | 0 | 0 | 0 | 0 | 0 | 0 | 0 | 0 | 0 | 0 | 0 | 0 | 0 | 4789.4615
2025-07-11 | 7248.277 | 0 | 4.33 | 0 | 0 | 0 | 0 | 0 | 0 | 0 | 0 | 0 | 1 | 0 | 0 | 0 | 0 | 0 | 0 | 0 | 0 | 0 | 0 | 0 | 0 | 0 | 0 | 0 | 5585.8573
2025-07-11 | 7114.959 | 0 | 5.45 | 0 | 0 | 0 | 0 | 0 | 0 | 0 | 0 | 0 | 0 | 1 | 0 | 0 | 0 | 0 | 0 | 0 | 0 | 0 | 0 | 0 | 0 | 0 | 0 | 0 | 6050.1671
2025-07-11 | 7306.473 | 0 | 6.37 | 0 | 0 | 0 | 0 | 0 | 0 | 0 | 0 | 0 | 0 | 0 | 1 | 0 | 0 | 0 | 0 | 0 | 0 | 0 | 0 | 0 | 0 | 0 | 0 | 0 | 6395.276
2025-07-11 | 8333.899 | 0 | 7.31 | 0 | 0 | 0 | 0 | 0 | 0 | 0 | 0 | 0 | 0 | 0 | 0 | 1 | 0 | 0 | 0 | 0 | 0 | 0 | 0 | 0 | 0 | 0 | 0 | 0 | 6740.2247
2025-07-11 | 9741.16 | 0 | 8.33 | 0 | 0 | 0 | 0 | 0 | 0 | 0 | 0 | 0 | 0 | 0 | 0 | 0 | 1 | 0 | 0 | 0 | 0 | 0 | 0 | 0 | 0 | 0 | 0 | 0 | 7013.0863
2025-07-11 | 10115.28 | 0 | 8.54 | 0 | 0 | 0 | 0 | 0 | 0 | 0 | 0 | 0 | 0 | 0 | 0 | 0 | 0 | 1 | 0 | 0 | 0 | 0 | 0 | 0 | 0 | 0 | 0 | 0 | 7027.8404
2025-07-11 | 10466.592 | 0 | 8.25 | 0 | 0 | 0 | 0 | 0 | 0 | 0 | 0 | 0 | 0 | 0 | 0 | 0 | 0 | 0 | 1 | 0 | 0 | 0 | 0 | 0 | 0 | 0 | 0 | 0 | 7007.6605
2025-07-11 | 10351.182 | 0 | 8.67 | 0 | 0 | 0 | 0 | 0 | 0 | 0 | 0 | 0 | 0 | 0 | 0 | 0 | 0 | 0 | 0 | 1 | 0 | 0 | 0 | 0 | 0 | 0 | 0 | 0 | 7548.5282
2025-07-11 | 9766.117 | 0 | 8.58 | 0 | 0 | 0 | 0 | 0 | 0 | 0 | 0 | 0 | 0 | 0 | 0 | 0 | 0 | 0 | 0 | 0 | 1 | 0 | 0 | 0 | 0 | 0 | 0 | 0 | 8076.2041
2025-07-11 | 8662.366 | 0 | 7.5 | 0 | 0 | 0 | 0 | 0 | 0 | 0 | 0 | 0 | 0 | 0 | 0 | 0 | 0 | 0 | 0 | 0 | 0 | 1 | 0 | 0 | 0 | 0 | 0 | 0 | 7903.15
2025-07-11 | 7591.853 | 0 | 6.92 | 0 | 0 | 0 | 0 | 0 | 0 | 0 | 0 | 0 | 0 | 0 | 0 | 0 | 0 | 0 | 0 | 0 | 0 | 0 | 1 | 0 | 0 | 0 | 0 | 0 | 7701.9169
2025-07-11 | 6745.806 | 0 | 6.5 | 0 | 0 | 0 | 0 | 0 | 0 | 0 | 0 | 0 | 0 | 0 | 0 | 0 | 0 | 0 | 0 | 0 | 0 | 0 | 0 | 1 | 0 | 0 | 0 | 0 | 7518.0897
2025-07-11 | 6287.116 | 0 | 5.24 | 0 | 0 | 0 | 0 | 0 | 0 | 0 | 0 | 0 | 0 | 0 | 0 | 0 | 0 | 0 | 0 | 0 | 0 | 0 | 0 | 0 | 1 | 0 | 0 | 0 | 6820.5904
2025-07-11 | 6065.808 | 0 | 4.59 | 0 | 0 | 0 | 0 | 0 | 0 | 0 | 0 | 0 | 0 | 0 | 0 | 0 | 0 | 0 | 0 | 0 | 0 | 0 | 0 | 0 | 0 | 1 | 0 | 0 | 6046.5141
2025-07-11 | 6007.167 | 0 | 3.93 | 0 | 0 | 0 | 0 | 0 | 0 | 0 | 0 | 0 | 0 | 0 | 0 | 0 | 0 | 0 | 0 | 0 | 0 | 0 | 0 | 0 | 0 | 0 | 1 | 0 | 5180.0056
2025-07-11 | 6086.333 | 0.04 | 3.51 | 0 | 0 | 0 | 0 | 0 | 0 | 0 | 0 | 0 | 0 | 0 | 0 | 0 | 0 | 0 | 0 | 0 | 0 | 0 | 0 | 0 | 0 | 0 | 0 | 1 | 4521.749
2025-07-12 | 6526.133 | 0.1 | 2.73 | 1 | 1 | 0 | 0 | 0 | 0 | 0 | 0 | 0 | 0 | 0 | 0 | 0 | 0 | 0 | 0 | 0 | 0 | 0 | 0 | 0 | 0 | 0 | 0 | 0 | 4167.7016
2025-07-12 | 7439.022 | 0.15 | 2.58 | 1 | 0 | 1 | 0 | 0 | 0 | 0 | 0 | 0 | 0 | 0 | 0 | 0 | 0 | 0 | 0 | 0 | 0 | 0 | 0 | 0 | 0 | 0 | 0 | 0 | 3905.163
2025-07-12 | 8355.231 | 0.2 | 2.22 | 1 | 0 | 0 | 1 | 0 | 0 | 0 | 0 | 0 | 0 | 0 | 0 | 0 | 0 | 0 | 0 | 0 | 0 | 0 | 0 | 0 | 0 | 0 | 0 | 0 | 3660.7844
2025-07-12 | 8491.323 | 0.28 | 1.85 | 1 | 0 | 0 | 0 | 1 | 0 | 0 | 0 | 0 | 0 | 0 | 0 | 0 | 0 | 0 | 0 | 0 | 0 | 0 | 0 | 0 | 0 | 0 | 0 | 0 | 3506.6658
2025-07-12 | 8017.275 | 0.4 | 1.83 | 1 | 0 | 0 | 0 | 0 | 1 | 0 | 0 | 0 | 0 | 0 | 0 | 0 | 0 | 0 | 0 | 0 | 0 | 0 | 0 | 0 | 0 | 0 | 0 | 0 | 3658.5771
2025-07-12 | 7678.872 | 0.35 | 1.5 | 1 | 0 | 0 | 0 | 0 | 0 | 1 | 0 | 0 | 0 | 0 | 0 | 0 | 0 | 0 | 0 | 0 | 0 | 0 | 0 | 0 | 0 | 0 | 0 | 0 | 3861.6836
2025-07-12 | 7440.287 | 0.23 | 1.98 | 1 | 0 | 0 | 0 | 0 | 0 | 0 | 1 | 0 | 0 | 0 | 0 | 0 | 0 | 0 | 0 | 0 | 0 | 0 | 0 | 0 | 0 | 0 | 0 | 0 | 4430.5565
2025-07-12 | 7462.143 | 0.16 | 3.21 | 1 | 0 | 0 | 0 | 0 | 0 | 0 | 0 | 1 | 0 | 0 | 0 | 0 | 0 | 0 | 0 | 0 | 0 | 0 | 0 | 0 | 0 | 0 | 0 | 0 | 5258.462
2025-07-12 | 7177.131 | 0.09 | 4.53 | 1 | 0 | 0 | 0 | 0 | 0 | 0 | 0 | 0 | 1 | 0 | 0 | 0 | 0 | 0 | 0 | 0 | 0 | 0 | 0 | 0 | 0 | 0 | 0 | 0 | 5947.6594
2025-07-12 | 7061.687 | 0 | 5.76 | 1 | 0 | 0 | 0 | 0 | 0 | 0 | 0 | 0 | 0 | 1 | 0 | 0 | 0 | 0 | 0 | 0 | 0 | 0 | 0 | 0 | 0 | 0 | 0 | 0 | 6442.454
2025-07-12 | 7306.246 | 0 | 6.52 | 1 | 0 | 0 | 0 | 0 | 0 | 0 | 0 | 0 | 0 | 0 | 1 | 0 | 0 | 0 | 0 | 0 | 0 | 0 | 0 | 0 | 0 | 0 | 0 | 0 | 6728.821
2025-07-12 | 8307.956 | 0 | 7.15 | 1 | 0 | 0 | 0 | 0 | 0 | 0 | 0 | 0 | 0 | 0 | 0 | 1 | 0 | 0 | 0 | 0 | 0 | 0 | 0 | 0 | 0 | 0 | 0 | 0 | 6959.9572
2025-07-12 | 9645.618 | 0 | 7.74 | 1 | 0 | 0 | 0 | 0 | 0 | 0 | 0 | 0 | 0 | 0 | 0 | 0 | 1 | 0 | 0 | 0 | 0 | 0 | 0 | 0 | 0 | 0 | 0 | 0 | 7074.9501
2025-07-12 | 10266.456 | 0 | 7.88 | 1 | 0 | 0 | 0 | 0 | 0 | 0 | 0 | 0 | 0 | 0 | 0 | 0 | 0 | 1 | 0 | 0 | 0 | 0 | 0 | 0 | 0 | 0 | 0 | 0 | 7064.0046
2025-07-12 | 10557.535 | 0 | 8.42 | 1 | 0 | 0 | 0 | 0 | 0 | 0 | 0 | 0 | 0 | 0 | 0 | 0 | 0 | 0 | 1 | 0 | 0 | 0 | 0 | 0 | 0 | 0 | 0 | 0 | 7348.5482
2025-07-12 | 10485.858 | 0 | 8.23 | 1 | 0 | 0 | 0 | 0 | 0 | 0 | 0 | 0 | 0 | 0 | 0 | 0 | 0 | 0 | 0 | 1 | 0 | 0 | 0 | 0 | 0 | 0 | 0 | 0 | 7665.4625
2025-07-12 | 9911.127 | 0 | 8.1 | 1 | 0 | 0 | 0 | 0 | 0 | 0 | 0 | 0 | 0 | 0 | 0 | 0 | 0 | 0 | 0 | 0 | 1 | 0 | 0 | 0 | 0 | 0 | 0 | 0 | 8178.4529
2025-07-12 | 8831.784 | 0 | 7.75 | 1 | 0 | 0 | 0 | 0 | 0 | 0 | 0 | 0 | 0 | 0 | 0 | 0 | 0 | 0 | 0 | 0 | 0 | 1 | 0 | 0 | 0 | 0 | 0 | 0 | 8273.4087
2025-07-12 | 7771.185 | 0 | 7.17 | 1 | 0 | 0 | 0 | 0 | 0 | 0 | 0 | 0 | 0 | 0 | 0 | 0 | 0 | 0 | 0 | 0 | 0 | 0 | 1 | 0 | 0 | 0 | 0 | 0 | 8072.1756
2025-07-12 | 6824.371 | 0 | 6.45 | 1 | 0 | 0 | 0 | 0 | 0 | 0 | 0 | 0 | 0 | 0 | 0 | 0 | 0 | 0 | 0 | 0 | 0 | 0 | 0 | 1 | 0 | 0 | 0 | 0 | 7778.2073
2025-07-12 | 6315.571 | 0 | 5.81 | 1 | 0 | 0 | 0 | 0 | 0 | 0 | 0 | 0 | 0 | 0 | 0 | 0 | 0 | 0 | 0 | 0 | 0 | 0 | 0 | 0 | 1 | 0 | 0 | 0 | 7308.3328
2025-07-12 | 6063.21 | 0 | 5.13 | 1 | 0 | 0 | 0 | 0 | 0 | 0 | 0 | 0 | 0 | 0 | 0 | 0 | 0 | 0 | 0 | 0 | 0 | 0 | 0 | 0 | 0 | 1 | 0 | 0 | 6523.2424
2025-07-12 | 5846.197 | 0 | 4.36 | 1 | 0 | 0 | 0 | 0 | 0 | 0 | 0 | 0 | 0 | 0 | 0 | 0 | 0 | 0 | 0 | 0 | 0 | 0 | 0 | 0 | 0 | 0 | 1 | 0 | 5616.3489
2025-07-12 | 5821.633 | 0.02 | 3.73 | 1 | 0 | 0 | 0 | 0 | 0 | 0 | 0 | 0 | 0 | 0 | 0 | 0 | 0 | 0 | 0 | 0 | 0 | 0 | 0 | 0 | 0 | 0 | 0 | 1 | 4878.7934
2025-07-13 | 6246.172 | 0.11 | 3.49 | 1 | 1 | 0 | 0 | 0 | 0 | 0 | 0 | 0 | 0 | 0 | 0 | 0 | 0 | 0 | 0 | 0 | 0 | 0 | 0 | 0 | 0 | 0 | 0 | 0 | 4447.8256
2025-07-13 | 7012.033 | 0.11 | 2.94 | 1 | 0 | 1 | 0 | 0 | 0 | 0 | 0 | 0 | 0 | 0 | 0 | 0 | 0 | 0 | 0 | 0 | 0 | 0 | 0 | 0 | 0 | 0 | 0 | 0 | 4032.9322
2025-07-13 | 7912.508 | 0.17 | 2.22 | 1 | 0 | 0 | 1 | 0 | 0 | 0 | 0 | 0 | 0 | 0 | 0 | 0 | 0 | 0 | 0 | 0 | 0 | 0 | 0 | 0 | 0 | 0 | 0 | 0 | 3657.4843
2025-07-13 | 8204.328 | 0.22 | 2 | 1 | 0 | 0 | 0 | 1 | 0 | 0 | 0 | 0 | 0 | 0 | 0 | 0 | 0 | 0 | 0 | 0 | 0 | 0 | 0 | 0 | 0 | 0 | 0 | 0 | 3555.1362
2025-07-13 | 8316.963 | 0.28 | 1.86 | 1 | 0 | 0 | 0 | 0 | 1 | 0 | 0 | 0 | 0 | 0 | 0 | 0 | 0 | 0 | 0 | 0 | 0 | 0 | 0 | 0 | 0 | 0 | 0 | 0 | 3656.3909
2025-07-13 | 8448.264 | 0.28 | 2.1 | 1 | 0 | 0 | 0 | 0 | 0 | 1 | 0 | 0 | 0 | 0 | 0 | 0 | 0 | 0 | 0 | 0 | 0 | 0 | 0 | 0 | 0 | 0 | 0 | 0 | 4074.2654
2025-07-13 | 8775.536 | 0.05 | 2.43 | 1 | 0 | 0 | 0 | 0 | 0 | 0 | 1 | 0 | 0 | 0 | 0 | 0 | 0 | 0 | 0 | 0 | 0 | 0 | 0 | 0 | 0 | 0 | 0 | 0 | 4575.9675
2025-07-13 | 8878.9 | 0.09 | 3.72 | 1 | 0 | 0 | 0 | 0 | 0 | 0 | 0 | 1 | 0 | 0 | 0 | 0 | 0 | 0 | 0 | 0 | 0 | 0 | 0 | 0 | 0 | 0 | 0 | 0 | 5438.0016
2025-07-13 | 8448.188 | 0.21 | 4.2 | 1 | 0 | 0 | 0 | 0 | 0 | 0 | 0 | 0 | 1 | 0 | 0 | 0 | 0 | 0 | 0 | 0 | 0 | 0 | 0 | 0 | 0 | 0 | 0 | 0 | 5839.7046
2025-07-13 | 8456.341 | 0.2 | 5.32 | 1 | 0 | 0 | 0 | 0 | 0 | 0 | 0 | 0 | 0 | 1 | 0 | 0 | 0 | 0 | 0 | 0 | 0 | 0 | 0 | 0 | 0 | 0 | 0 | 0 | 6302.9144
2025-07-13 | 8845.701 | 0.17 | 5.93 | 1 | 0 | 0 | 0 | 0 | 0 | 0 | 0 | 0 | 0 | 0 | 1 | 0 | 0 | 0 | 0 | 0 | 0 | 0 | 0 | 0 | 0 | 0 | 0 | 0 | 6530.9108
2025-07-13 | 9935.578 | 0.14 | 6.74 | 1 | 0 | 0 | 0 | 0 | 0 | 0 | 0 | 0 | 0 | 0 | 0 | 1 | 0 | 0 | 0 | 0 | 0 | 0 | 0 | 0 | 0 | 0 | 0 | 0 | 6824.8316
2025-07-13 | 11196.304 | 0.15 | 7.86 | 1 | 0 | 0 | 0 | 0 | 0 | 0 | 0 | 0 | 0 | 0 | 0 | 0 | 1 | 0 | 0 | 0 | 0 | 0 | 0 | 0 | 0 | 0 | 0 | 0 | 7135.5069
2025-07-13 | 11299.002 | 0.14 | 8.5 | 1 | 0 | 0 | 0 | 0 | 0 | 0 | 0 | 0 | 0 | 0 | 0 | 0 | 0 | 1 | 0 | 0 | 0 | 0 | 0 | 0 | 0 | 0 | 0 | 0 | 7307.0298
2025-07-13 | 11186.184 | 0.14 | 8.05 | 1 | 0 | 0 | 0 | 0 | 0 | 0 | 0 | 0 | 0 | 0 | 0 | 0 | 0 | 0 | 1 | 0 | 0 | 0 | 0 | 0 | 0 | 0 | 0 | 0 | 7228.108
2025-07-13 | 10893.555 | 0.11 | 7.33 | 1 | 0 | 0 | 0 | 0 | 0 | 0 | 0 | 0 | 0 | 0 | 0 | 0 | 0 | 0 | 0 | 1 | 0 | 0 | 0 | 0 | 0 | 0 | 0 | 0 | 7347.1397
2025-07-13 | 10230.347 | 0.12 | 8.02 | 1 | 0 | 0 | 0 | 0 | 0 | 0 | 0 | 0 | 0 | 0 | 0 | 0 | 0 | 0 | 0 | 0 | 1 | 0 | 0 | 0 | 0 | 0 | 0 | 0 | 8162.2823
2025-07-13 | 8991.542 | 0.11 | 8.22 | 1 | 0 | 0 | 0 | 0 | 0 | 0 | 0 | 0 | 0 | 0 | 0 | 0 | 0 | 0 | 0 | 0 | 0 | 1 | 0 | 0 | 0 | 0 | 0 | 0 | 8458.0633
2025-07-13 | 7917.182 | 0.06 | 7.64 | 1 | 0 | 0 | 0 | 0 | 0 | 0 | 0 | 0 | 0 | 0 | 0 | 0 | 0 | 0 | 0 | 0 | 0 | 0 | 1 | 0 | 0 | 0 | 0 | 0 | 8251.3301
2025-07-13 | 7018.828 | 0.09 | 7.05 | 1 | 0 | 0 | 0 | 0 | 0 | 0 | 0 | 0 | 0 | 0 | 0 | 0 | 0 | 0 | 0 | 0 | 0 | 0 | 0 | 1 | 0 | 0 | 0 | 0 | 8008.3896
2025-07-13 | 6462.186 | 0.08 | 6.1 | 1 | 0 | 0 | 0 | 0 | 0 | 0 | 0 | 0 | 0 | 0 | 0 | 0 | 0 | 0 | 0 | 0 | 0 | 0 | 0 | 0 | 1 | 0 | 0 | 0 | 7423.6027
2025-07-13 | 6222.411 | 0.08 | 5.16 | 1 | 0 | 0 | 0 | 0 | 0 | 0 | 0 | 0 | 0 | 0 | 0 | 0 | 0 | 0 | 0 | 0 | 0 | 0 | 0 | 0 | 0 | 1 | 0 | 0 | 6543.0567
2025-07-13 | 6071.846 | 0.04 | 4.36 | 1 | 0 | 0 | 0 | 0 | 0 | 0 | 0 | 0 | 0 | 0 | 0 | 0 | 0 | 0 | 0 | 0 | 0 | 0 | 0 | 0 | 0 | 0 | 1 | 0 | 5620.749
2025-07-13 | 6085.841 | 0.02 | 3.95 | 1 | 0 | 0 | 0 | 0 | 0 | 0 | 0 | 0 | 0 | 0 | 0 | 0 | 0 | 0 | 0 | 0 | 0 | 0 | 0 | 0 | 0 | 0 | 0 | 1 | 4959.5635
2025-07-14 | 6603.268 | 0.31 | 2.55 | 0 | 1 | 0 | 0 | 0 | 0 | 0 | 0 | 0 | 0 | 0 | 0 | 0 | 0 | 0 | 0 | 0 | 0 | 0 | 0 | 0 | 0 | 0 | 0 | 0 | 3846.2432
2025-07-14 | 7436.846 | 0.35 | 2.22 | 0 | 0 | 1 | 0 | 0 | 0 | 0 | 0 | 0 | 0 | 0 | 0 | 0 | 0 | 0 | 0 | 0 | 0 | 0 | 0 | 0 | 0 | 0 | 0 | 0 | 3516.52
2025-07-14 | 8372.477 | 0.43 | 1.83 | 0 | 0 | 0 | 1 | 0 | 0 | 0 | 0 | 0 | 0 | 0 | 0 | 0 | 0 | 0 | 0 | 0 | 0 | 0 | 0 | 0 | 0 | 0 | 0 | 0 | 3264.4273
2025-07-14 | 8703.318 | 0.58 | 1.75 | 0 | 0 | 0 | 0 | 1 | 0 | 0 | 0 | 0 | 0 | 0 | 0 | 0 | 0 | 0 | 0 | 0 | 0 | 0 | 0 | 0 | 0 | 0 | 0 | 0 | 3224.4787
2025-07-14 | 8690.225 | 0.82 | 1.56 | 0 | 0 | 0 | 0 | 0 | 1 | 0 | 0 | 0 | 0 | 0 | 0 | 0 | 0 | 0 | 0 | 0 | 0 | 0 | 0 | 0 | 0 | 0 | 0 | 0 | 3327.1771
2025-07-14 | 8718.437 | 0.62 | 1.68 | 0 | 0 | 0 | 0 | 0 | 0 | 1 | 0 | 0 | 0 | 0 | 0 | 0 | 0 | 0 | 0 | 0 | 0 | 0 | 0 | 0 | 0 | 0 | 0 | 0 | 3678.9946
2025-07-14 | 8892.45 | 0.36 | 1.78 | 0 | 0 | 0 | 0 | 0 | 0 | 0 | 1 | 0 | 0 | 0 | 0 | 0 | 0 | 0 | 0 | 0 | 0 | 0 | 0 | 0 | 0 | 0 | 0 | 0 | 4092.9551
2025-07-14 | 8711.267 | 0.04 | 2.7 | 0 | 0 | 0 | 0 | 0 | 0 | 0 | 0 | 1 | 0 | 0 | 0 | 0 | 0 | 0 | 0 | 0 | 0 | 0 | 0 | 0 | 0 | 0 | 0 | 0 | 4779.5474
2025-07-14 | 8763.112 | 0 | 3.96 | 0 | 0 | 0 | 0 | 0 | 0 | 0 | 0 | 0 | 1 | 0 | 0 | 0 | 0 | 0 | 0 | 0 | 0 | 0 | 0 | 0 | 0 | 0 | 0 | 0 | 5450.0167
2025-07-14 | 9166.628 | 0 | 5.19 | 0 | 0 | 0 | 0 | 0 | 0 | 0 | 0 | 0 | 0 | 1 | 0 | 0 | 0 | 0 | 0 | 0 | 0 | 0 | 0 | 0 | 0 | 0 | 0 | 0 | 5954.7116
2025-07-14 | 9726.683 | 0 | 6.27 | 0 | 0 | 0 | 0 | 0 | 0 | 0 | 0 | 0 | 0 | 0 | 1 | 0 | 0 | 0 | 0 | 0 | 0 | 0 | 0 | 0 | 0 | 0 | 0 | 0 | 6358.5624
2025-07-14 | 10832.627 | 0 | 7.16 | 0 | 0 | 0 | 0 | 0 | 0 | 0 | 0 | 0 | 0 | 0 | 0 | 1 | 0 | 0 | 0 | 0 | 0 | 0 | 0 | 0 | 0 | 0 | 0 | 0 | 6685.1542
2025-07-14 | 11357.312 | 0 | 7.76 | 0 | 0 | 0 | 0 | 0 | 0 | 0 | 0 | 0 | 0 | 0 | 0 | 0 | 1 | 0 | 0 | 0 | 0 | 0 | 0 | 0 | 0 | 0 | 0 | 0 | 6803.8184
2025-07-14 | 11011.743 | 0 | 8.24 | 0 | 0 | 0 | 0 | 0 | 0 | 0 | 0 | 0 | 0 | 0 | 0 | 0 | 0 | 1 | 0 | 0 | 0 | 0 | 0 | 0 | 0 | 0 | 0 | 0 | 6917.6994
2025-07-14 | 10942.764 | 0 | 8.37 | 0 | 0 | 0 | 0 | 0 | 0 | 0 | 0 | 0 | 0 | 0 | 0 | 0 | 0 | 0 | 1 | 0 | 0 | 0 | 0 | 0 | 0 | 0 | 0 | 0 | 7051.7169
2025-07-14 | 10436.03 | 0 | 8.67 | 0 | 0 | 0 | 0 | 0 | 0 | 0 | 0 | 0 | 0 | 0 | 0 | 0 | 0 | 0 | 0 | 1 | 0 | 0 | 0 | 0 | 0 | 0 | 0 | 0 | 7548.5282
2025-07-14 | 9984.144 | 0 | 8.6 | 0 | 0 | 0 | 0 | 0 | 0 | 0 | 0 | 0 | 0 | 0 | 0 | 0 | 0 | 0 | 0 | 0 | 1 | 0 | 0 | 0 | 0 | 0 | 0 | 0 | 8083.5469
2025-07-14 | 9100.35 | 0 | 8.26 | 0 | 0 | 0 | 0 | 0 | 0 | 0 | 0 | 0 | 0 | 0 | 0 | 0 | 0 | 0 | 0 | 0 | 0 | 1 | 0 | 0 | 0 | 0 | 0 | 0 | 8182.174
2025-07-14 | 8211.414 | 0 | 7.7 | 0 | 0 | 0 | 0 | 0 | 0 | 0 | 0 | 0 | 0 | 0 | 0 | 0 | 0 | 0 | 0 | 0 | 0 | 0 | 1 | 0 | 0 | 0 | 0 | 0 | 7988.2836
2025-07-14 | 7372.409 | 0 | 7.04 | 0 | 0 | 0 | 0 | 0 | 0 | 0 | 0 | 0 | 0 | 0 | 0 | 0 | 0 | 0 | 0 | 0 | 0 | 0 | 0 | 1 | 0 | 0 | 0 | 0 | 7716.3436
2025-07-14 | 6845.136 | 0 | 5.87 | 0 | 0 | 0 | 0 | 0 | 0 | 0 | 0 | 0 | 0 | 0 | 0 | 0 | 0 | 0 | 0 | 0 | 0 | 0 | 0 | 0 | 1 | 0 | 0 | 0 | 7051.8865
2025-07-14 | 6647.228 | 0 | 5.17 | 0 | 0 | 0 | 0 | 0 | 0 | 0 | 0 | 0 | 0 | 0 | 0 | 0 | 0 | 0 | 0 | 0 | 0 | 0 | 0 | 0 | 0 | 1 | 0 | 0 | 6259.4534
2025-07-14 | 6448.496 | 0 | 4.2 | 0 | 0 | 0 | 0 | 0 | 0 | 0 | 0 | 0 | 0 | 0 | 0 | 0 | 0 | 0 | 0 | 0 | 0 | 0 | 0 | 0 | 0 | 0 | 1 | 0 | 5279.1326
2025-07-14 | 6366.155 | 0 | 3.3 | 0 | 0 | 0 | 0 | 0 | 0 | 0 | 0 | 0 | 0 | 0 | 0 | 0 | 0 | 0 | 0 | 0 | 0 | 0 | 0 | 0 | 0 | 0 | 0 | 1 | 4440.2501
2025-07-15 | 6588.636 | 0 | 2.91 | 0 | 1 | 0 | 0 | 0 | 0 | 0 | 0 | 0 | 0 | 0 | 0 | 0 | 0 | 0 | 0 | 0 | 0 | 0 | 0 | 0 | 0 | 0 | 0 | 0 | 3944.3115
2025-07-15 | 7015.155 | 0.05 | 2.56 | 0 | 0 | 1 | 0 | 0 | 0 | 0 | 0 | 0 | 0 | 0 | 0 | 0 | 0 | 0 | 0 | 0 | 0 | 0 | 0 | 0 | 0 | 0 | 0 | 0 | 3608.3455
2025-07-15 | 7888.551 | 0.3 | 2.32 | 0 | 0 | 0 | 1 | 0 | 0 | 0 | 0 | 0 | 0 | 0 | 0 | 0 | 0 | 0 | 0 | 0 | 0 | 0 | 0 | 0 | 0 | 0 | 0 | 0 | 3430.024
2025-07-15 | 9021.014 | 0.38 | 1.81 | 0 | 0 | 0 | 0 | 1 | 0 | 0 | 0 | 0 | 0 | 0 | 0 | 0 | 0 | 0 | 0 | 0 | 0 | 0 | 0 | 0 | 0 | 0 | 0 | 0 | 3224.5062
2025-07-15 | 9946.909 | 0.44 | 1.82 | 0 | 0 | 0 | 0 | 0 | 1 | 0 | 0 | 0 | 0 | 0 | 0 | 0 | 0 | 0 | 0 | 0 | 0 | 0 | 0 | 0 | 0 | 0 | 0 | 0 | 3380.8315
2025-07-15 | 10246.845 | 0.51 | 1.6 | 0 | 0 | 0 | 0 | 0 | 0 | 1 | 0 | 0 | 0 | 0 | 0 | 0 | 0 | 0 | 0 | 0 | 0 | 0 | 0 | 0 | 0 | 0 | 0 | 0 | 3637.5233
2025-07-15 | 10694.825 | 0.24 | 2.35 | 0 | 0 | 0 | 0 | 0 | 0 | 0 | 1 | 0 | 0 | 0 | 0 | 0 | 0 | 0 | 0 | 0 | 0 | 0 | 0 | 0 | 0 | 0 | 0 | 0 | 4289.0227
2025-07-15 | 10360.966 | 0 | 3.63 | 0 | 0 | 0 | 0 | 0 | 0 | 0 | 0 | 1 | 0 | 0 | 0 | 0 | 0 | 0 | 0 | 0 | 0 | 0 | 0 | 0 | 0 | 0 | 0 | 0 | 5116.5845
2025-07-15 | 10269.713 | 0 | 4.93 | 0 | 0 | 0 | 0 | 0 | 0 | 0 | 0 | 0 | 1 | 0 | 0 | 0 | 0 | 0 | 0 | 0 | 0 | 0 | 0 | 0 | 0 | 0 | 0 | 0 | 5806.1394
2025-07-15 | 9870.001 | 0 | 6.11 | 0 | 0 | 0 | 0 | 0 | 0 | 0 | 0 | 0 | 0 | 1 | 0 | 0 | 0 | 0 | 0 | 0 | 0 | 0 | 0 | 0 | 0 | 0 | 0 | 0 | 6292.4774
2025-07-15 | 9985.777 | 0 | 6.89 | 0 | 0 | 0 | 0 | 0 | 0 | 0 | 0 | 0 | 0 | 0 | 1 | 0 | 0 | 0 | 0 | 0 | 0 | 0 | 0 | 0 | 0 | 0 | 0 | 0 | 6586.1872
2025-07-15 | 10967.231 | 0 | 7.62 | 0 | 0 | 0 | 0 | 0 | 0 | 0 | 0 | 0 | 0 | 0 | 0 | 1 | 0 | 0 | 0 | 0 | 0 | 0 | 0 | 0 | 0 | 0 | 0 | 0 | 6854.0371
2025-07-15 | 11720.58 | 0 | 7.31 | 0 | 0 | 0 | 0 | 0 | 0 | 0 | 0 | 0 | 0 | 0 | 0 | 0 | 1 | 0 | 0 | 0 | 0 | 0 | 0 | 0 | 0 | 0 | 0 | 0 | 6638.6068
2025-07-15 | 11684.631 | 0 | 7.98 | 0 | 0 | 0 | 0 | 0 | 0 | 0 | 0 | 0 | 0 | 0 | 0 | 0 | 0 | 1 | 0 | 0 | 0 | 0 | 0 | 0 | 0 | 0 | 0 | 0 | 6822.2438
2025-07-15 | 11393.881 | 0 | 8.89 | 0 | 0 | 0 | 0 | 0 | 0 | 0 | 0 | 0 | 0 | 0 | 0 | 0 | 0 | 0 | 1 | 0 | 0 | 0 | 0 | 0 | 0 | 0 | 0 | 0 | 7242.628
2025-07-15 | 10616.916 | 0 | 8.57 | 0 | 0 | 0 | 0 | 0 | 0 | 0 | 0 | 0 | 0 | 0 | 0 | 0 | 0 | 0 | 0 | 1 | 0 | 0 | 0 | 0 | 0 | 0 | 0 | 0 | 7511.8145
2025-07-15 | 9961.722 | 0 | 9.09 | 0 | 0 | 0 | 0 | 0 | 0 | 0 | 0 | 0 | 0 | 0 | 0 | 0 | 0 | 0 | 0 | 0 | 1 | 0 | 0 | 0 | 0 | 0 | 0 | 0 | 8263.4439
2025-07-15 | 9350.372 | 0 | 8.96 | 0 | 0 | 0 | 0 | 0 | 0 | 0 | 0 | 0 | 0 | 0 | 0 | 0 | 0 | 0 | 0 | 0 | 0 | 1 | 0 | 0 | 0 | 0 | 0 | 0 | 8439.1697
2025-07-15 | 8700.617 | 0 | 8 | 0 | 0 | 0 | 0 | 0 | 0 | 0 | 0 | 0 | 0 | 0 | 0 | 0 | 0 | 0 | 0 | 0 | 0 | 0 | 1 | 0 | 0 | 0 | 0 | 0 | 8098.4247
2025-07-15 | 8196.196 | 0 | 6.94 | 0 | 0 | 0 | 0 | 0 | 0 | 0 | 0 | 0 | 0 | 0 | 0 | 0 | 0 | 0 | 0 | 0 | 0 | 0 | 0 | 1 | 0 | 0 | 0 | 0 | 7679.6299
2025-07-15 | 7505.91 | 0 | 5.6 | 0 | 0 | 0 | 0 | 0 | 0 | 0 | 0 | 0 | 0 | 0 | 0 | 0 | 0 | 0 | 0 | 0 | 0 | 0 | 0 | 0 | 1 | 0 | 0 | 0 | 6952.7596
2025-07-15 | 7054.971 | 0 | 4.89 | 0 | 0 | 0 | 0 | 0 | 0 | 0 | 0 | 0 | 0 | 0 | 0 | 0 | 0 | 0 | 0 | 0 | 0 | 0 | 0 | 0 | 0 | 1 | 0 | 0 | 6156.6551
2025-07-15 | 6845.338 | 0.12 | 4.34 | 0 | 0 | 0 | 0 | 0 | 0 | 0 | 0 | 0 | 0 | 0 | 0 | 0 | 0 | 0 | 0 | 0 | 0 | 0 | 0 | 0 | 0 | 0 | 1 | 0 | 5343.7321
2025-07-15 | 6787.822 | 0.12 | 3.79 | 0 | 0 | 0 | 0 | 0 | 0 | 0 | 0 | 0 | 0 | 0 | 0 | 0 | 0 | 0 | 0 | 0 | 0 | 0 | 0 | 0 | 0 | 0 | 0 | 1 | 4633.3475
2025-07-16 | 6913.069 | 0.17 | 3.24 | 0 | 1 | 0 | 0 | 0 | 0 | 0 | 0 | 0 | 0 | 0 | 0 | 0 | 0 | 0 | 0 | 0 | 0 | 0 | 0 | 0 | 0 | 0 | 0 | 0 | 4084.1671
2025-07-16 | 7329.105 | 0.15 | 3.02 | 0 | 0 | 1 | 0 | 0 | 0 | 0 | 0 | 0 | 0 | 0 | 0 | 0 | 0 | 0 | 0 | 0 | 0 | 0 | 0 | 0 | 0 | 0 | 0 | 0 | 3788.2288
2025-07-16 | 8017.215 | 0.23 | 2.4 | 0 | 0 | 0 | 1 | 0 | 0 | 0 | 0 | 0 | 0 | 0 | 0 | 0 | 0 | 0 | 0 | 0 | 0 | 0 | 0 | 0 | 0 | 0 | 0 | 0 | 3451.6947
2025-07-16 | 8966.768 | 0.21 | 2.27 | 0 | 0 | 0 | 0 | 1 | 0 | 0 | 0 | 0 | 0 | 0 | 0 | 0 | 0 | 0 | 0 | 0 | 0 | 0 | 0 | 0 | 0 | 0 | 0 | 0 | 3374.6886
2025-07-16 | 9690.096 | 0.3 | 2.12 | 0 | 0 | 0 | 0 | 0 | 1 | 0 | 0 | 0 | 0 | 0 | 0 | 0 | 0 | 0 | 0 | 0 | 0 | 0 | 0 | 0 | 0 | 0 | 0 | 0 | 3475.5721
2025-07-16 | 10060.658 | 0.33 | 1.92 | 0 | 0 | 0 | 0 | 0 | 0 | 1 | 0 | 0 | 0 | 0 | 0 | 0 | 0 | 0 | 0 | 0 | 0 | 0 | 0 | 0 | 0 | 0 | 0 | 0 | 3735.2065
2025-07-16 | 10115.258 | 0.31 | 2.55 | 0 | 0 | 0 | 0 | 0 | 0 | 0 | 1 | 0 | 0 | 0 | 0 | 0 | 0 | 0 | 0 | 0 | 0 | 0 | 0 | 0 | 0 | 0 | 0 | 0 | 4370.1503
2025-07-16 | 10154.845 | 0.25 | 3.62 | 0 | 0 | 0 | 0 | 0 | 0 | 0 | 0 | 1 | 0 | 0 | 0 | 0 | 0 | 0 | 0 | 0 | 0 | 0 | 0 | 0 | 0 | 0 | 0 | 0 | 5140.4139
2025-07-16 | 10132.515 | 0.11 | 5.18 | 0 | 0 | 0 | 0 | 0 | 0 | 0 | 0 | 0 | 1 | 0 | 0 | 0 | 0 | 0 | 0 | 0 | 0 | 0 | 0 | 0 | 0 | 0 | 0 | 0 | 5910.0239
2025-07-16 | 9882.372 | 0.02 | 6.13 | 0 | 0 | 0 | 0 | 0 | 0 | 0 | 0 | 0 | 0 | 1 | 0 | 0 | 0 | 0 | 0 | 0 | 0 | 0 | 0 | 0 | 0 | 0 | 0 | 0 | 6302.0202
2025-07-16 | 9894.25 | 0 | 6.64 | 0 | 0 | 0 | 0 | 0 | 0 | 0 | 0 | 0 | 0 | 0 | 1 | 0 | 0 | 0 | 0 | 0 | 0 | 0 | 0 | 0 | 0 | 0 | 0 | 0 | 6494.403
2025-07-16 | 10400.654 | 0 | 7.54 | 0 | 0 | 0 | 0 | 0 | 0 | 0 | 0 | 0 | 0 | 0 | 0 | 1 | 0 | 0 | 0 | 0 | 0 | 0 | 0 | 0 | 0 | 0 | 0 | 0 | 6824.6661
2025-07-16 | 11599.102 | 0 | 7.88 | 0 | 0 | 0 | 0 | 0 | 0 | 0 | 0 | 0 | 0 | 0 | 0 | 0 | 1 | 0 | 0 | 0 | 0 | 0 | 0 | 0 | 0 | 0 | 0 | 0 | 6847.8748
2025-07-16 | 12931.086 | 0 | 8.33 | 0 | 0 | 0 | 0 | 0 | 0 | 0 | 0 | 0 | 0 | 0 | 0 | 0 | 0 | 1 | 0 | 0 | 0 | 0 | 0 | 0 | 0 | 0 | 0 | 0 | 6950.7417
2025-07-16 | 12365.215 | 0 | 8.69 | 0 | 0 | 0 | 0 | 0 | 0 | 0 | 0 | 0 | 0 | 0 | 0 | 0 | 0 | 0 | 1 | 0 | 0 | 0 | 0 | 0 | 0 | 0 | 0 | 0 | 7169.2007
2025-07-16 | 11745.443 | 0 | 7.67 | 0 | 0 | 0 | 0 | 0 | 0 | 0 | 0 | 0 | 0 | 0 | 0 | 0 | 0 | 0 | 0 | 1 | 0 | 0 | 0 | 0 | 0 | 0 | 0 | 0 | 7181.3914
2025-07-16 | 10927.74 | 0 | 7.67 | 0 | 0 | 0 | 0 | 0 | 0 | 0 | 0 | 0 | 0 | 0 | 0 | 0 | 0 | 0 | 0 | 0 | 1 | 0 | 0 | 0 | 0 | 0 | 0 | 0 | 7742.1097
2025-07-16 | 10011.467 | 0 | 7.32 | 0 | 0 | 0 | 0 | 0 | 0 | 0 | 0 | 0 | 0 | 0 | 0 | 0 | 0 | 0 | 0 | 0 | 0 | 1 | 0 | 0 | 0 | 0 | 0 | 0 | 7837.0654
2025-07-16 | 8607.444 | 0 | 6.52 | 0 | 0 | 0 | 0 | 0 | 0 | 0 | 0 | 0 | 0 | 0 | 0 | 0 | 0 | 0 | 0 | 0 | 0 | 0 | 1 | 0 | 0 | 0 | 0 | 0 | 7555.0622
2025-07-16 | 7422.122 | 0 | 5.64 | 0 | 0 | 0 | 0 | 0 | 0 | 0 | 0 | 0 | 0 | 0 | 0 | 0 | 0 | 0 | 0 | 0 | 0 | 0 | 0 | 1 | 0 | 0 | 0 | 0 | 7202.352
2025-07-16 | 6618.506 | 0 | 5.1 | 0 | 0 | 0 | 0 | 0 | 0 | 0 | 0 | 0 | 0 | 0 | 0 | 0 | 0 | 0 | 0 | 0 | 0 | 0 | 0 | 0 | 1 | 0 | 0 | 0 | 6769.1912
2025-07-16 | 6225.375 | 0 | 4.61 | 0 | 0 | 0 | 0 | 0 | 0 | 0 | 0 | 0 | 0 | 0 | 0 | 0 | 0 | 0 | 0 | 0 | 0 | 0 | 0 | 0 | 0 | 1 | 0 | 0 | 6053.8568
2025-07-16 | 5991.56 | 0 | 4.16 | 0 | 0 | 0 | 0 | 0 | 0 | 0 | 0 | 0 | 0 | 0 | 0 | 0 | 0 | 0 | 0 | 0 | 0 | 0 | 0 | 0 | 0 | 0 | 1 | 0 | 5264.4471
2025-07-16 | 5868.621 | 0 | 3.9 | 0 | 0 | 0 | 0 | 0 | 0 | 0 | 0 | 0 | 0 | 0 | 0 | 0 | 0 | 0 | 0 | 0 | 0 | 0 | 0 | 0 | 0 | 0 | 0 | 1 | 4660.5322
2025-07-17 | 5969.884 | 0 | 3.69 | 0 | 1 | 0 | 0 | 0 | 0 | 0 | 0 | 0 | 0 | 0 | 0 | 0 | 0 | 0 | 0 | 0 | 0 | 0 | 0 | 0 | 0 | 0 | 0 | 0 | 4230.6782
2025-07-17 | 6427.169 | 0.12 | 3.16 | 0 | 0 | 1 | 0 | 0 | 0 | 0 | 0 | 0 | 0 | 0 | 0 | 0 | 0 | 0 | 0 | 0 | 0 | 0 | 0 | 0 | 0 | 0 | 0 | 0 | 3836.3278
2025-07-17 | 7297.913 | 0.22 | 3.09 | 0 | 0 | 0 | 1 | 0 | 0 | 0 | 0 | 0 | 0 | 0 | 0 | 0 | 0 | 0 | 0 | 0 | 0 | 0 | 0 | 0 | 0 | 0 | 0 | 0 | 3703.919
2025-07-17 | 8260.675 | 0.32 | 2.7 | 0 | 0 | 0 | 0 | 1 | 0 | 0 | 0 | 0 | 0 | 0 | 0 | 0 | 0 | 0 | 0 | 0 | 0 | 0 | 0 | 0 | 0 | 0 | 0 | 0 | 3544.6578
2025-07-17 | 8391.384 | 0.4 | 2.51 | 0 | 0 | 0 | 0 | 0 | 1 | 0 | 0 | 0 | 0 | 0 | 0 | 0 | 0 | 0 | 0 | 0 | 0 | 0 | 0 | 0 | 0 | 0 | 0 | 0 | 3629.7557
2025-07-17 | 8193.779 | 0.38 | 2.41 | 0 | 0 | 0 | 0 | 0 | 0 | 1 | 0 | 0 | 0 | 0 | 0 | 0 | 0 | 0 | 0 | 0 | 0 | 0 | 0 | 0 | 0 | 0 | 0 | 0 | 3920.6037
2025-07-17 | 8344.848 | 0.17 | 2.41 | 0 | 0 | 0 | 0 | 0 | 0 | 0 | 1 | 0 | 0 | 0 | 0 | 0 | 0 | 0 | 0 | 0 | 0 | 0 | 0 | 0 | 0 | 0 | 0 | 0 | 4303.3507
2025-07-17 | 8648.998 | 0.01 | 3.3 | 0 | 0 | 0 | 0 | 0 | 0 | 0 | 0 | 1 | 0 | 0 | 0 | 0 | 0 | 0 | 0 | 0 | 0 | 0 | 0 | 0 | 0 | 0 | 0 | 0 | 4996.5294
2025-07-17 | 8974.898 | 0 | 4.39 | 0 | 0 | 0 | 0 | 0 | 0 | 0 | 0 | 0 | 1 | 0 | 0 | 0 | 0 | 0 | 0 | 0 | 0 | 0 | 0 | 0 | 0 | 0 | 0 | 0 | 5607.8855
2025-07-17 | 8894.286 | 0 | 5.38 | 0 | 0 | 0 | 0 | 0 | 0 | 0 | 0 | 0 | 0 | 1 | 0 | 0 | 0 | 0 | 0 | 0 | 0 | 0 | 0 | 0 | 0 | 0 | 0 | 0 | 6024.4676
2025-07-17 | 8754.768 | 0 | 6.34 | 0 | 0 | 0 | 0 | 0 | 0 | 0 | 0 | 0 | 0 | 0 | 1 | 0 | 0 | 0 | 0 | 0 | 0 | 0 | 0 | 0 | 0 | 0 | 0 | 0 | 6384.2619
2025-07-17 | 9134.317 | 0 | 6.87 | 0 | 0 | 0 | 0 | 0 | 0 | 0 | 0 | 0 | 0 | 0 | 0 | 1 | 0 | 0 | 0 | 0 | 0 | 0 | 0 | 0 | 0 | 0 | 0 | 0 | 6578.6845
2025-07-17 | 10422.709 | 0 | 7.65 | 0 | 0 | 0 | 0 | 0 | 0 | 0 | 0 | 0 | 0 | 0 | 0 | 0 | 1 | 0 | 0 | 0 | 0 | 0 | 0 | 0 | 0 | 0 | 0 | 0 | 6763.4333
2025-07-17 | 11771.862 | 0 | 7.94 | 0 | 0 | 0 | 0 | 0 | 0 | 0 | 0 | 0 | 0 | 0 | 0 | 0 | 0 | 1 | 0 | 0 | 0 | 0 | 0 | 0 | 0 | 0 | 0 | 0 | 6807.5583
2025-07-17 | 11418.796 | 0 | 8.53 | 0 | 0 | 0 | 0 | 0 | 0 | 0 | 0 | 0 | 0 | 0 | 0 | 0 | 0 | 0 | 1 | 0 | 0 | 0 | 0 | 0 | 0 | 0 | 0 | 0 | 7110.4588
2025-07-17 | 11169.627 | 0 | 8.08 | 0 | 0 | 0 | 0 | 0 | 0 | 0 | 0 | 0 | 0 | 0 | 0 | 0 | 0 | 0 | 0 | 1 | 0 | 0 | 0 | 0 | 0 | 0 | 0 | 0 | 7331.9175
2025-07-17 | 10847.079 | 0 | 7.63 | 0 | 0 | 0 | 0 | 0 | 0 | 0 | 0 | 0 | 0 | 0 | 0 | 0 | 0 | 0 | 0 | 0 | 1 | 0 | 0 | 0 | 0 | 0 | 0 | 0 | 7727.4242
2025-07-17 | 9873.611 | 0 | 6.78 | 0 | 0 | 0 | 0 | 0 | 0 | 0 | 0 | 0 | 0 | 0 | 0 | 0 | 0 | 0 | 0 | 0 | 0 | 1 | 0 | 0 | 0 | 0 | 0 | 0 | 7638.8115
2025-07-17 | 8754.698 | 0 | 6.5 | 0 | 0 | 0 | 0 | 0 | 0 | 0 | 0 | 0 | 0 | 0 | 0 | 0 | 0 | 0 | 0 | 0 | 0 | 0 | 1 | 0 | 0 | 0 | 0 | 0 | 7547.7195
2025-07-17 | 7692.915 | 0 | 5.77 | 0 | 0 | 0 | 0 | 0 | 0 | 0 | 0 | 0 | 0 | 0 | 0 | 0 | 0 | 0 | 0 | 0 | 0 | 0 | 0 | 1 | 0 | 0 | 0 | 0 | 7250.0798
2025-07-17 | 6935.69 | 0.04 | 4.53 | 0 | 0 | 0 | 0 | 0 | 0 | 0 | 0 | 0 | 0 | 0 | 0 | 0 | 0 | 0 | 0 | 0 | 0 | 0 | 0 | 0 | 1 | 0 | 0 | 0 | 6564.3234
2025-07-17 | 6606.537 | 0.05 | 4.03 | 0 | 0 | 0 | 0 | 0 | 0 | 0 | 0 | 0 | 0 | 0 | 0 | 0 | 0 | 0 | 0 | 0 | 0 | 0 | 0 | 0 | 0 | 1 | 0 | 0 | 5846.4176
2025-07-17 | 6340.18 | 0.12 | 3.57 | 0 | 0 | 0 | 0 | 0 | 0 | 0 | 0 | 0 | 0 | 0 | 0 | 0 | 0 | 0 | 0 | 0 | 0 | 0 | 0 | 0 | 0 | 0 | 1 | 0 | 5061.0368
2025-07-17 | 6226.474 | 0.21 | 3.09 | 0 | 0 | 0 | 0 | 0 | 0 | 0 | 0 | 0 | 0 | 0 | 0 | 0 | 0 | 0 | 0 | 0 | 0 | 0 | 0 | 0 | 0 | 0 | 0 | 1 | 4386.2521
2025-07-18 | 6396.971 | 0.29 | 2.52 | 0 | 1 | 0 | 0 | 0 | 0 | 0 | 0 | 0 | 0 | 0 | 0 | 0 | 0 | 0 | 0 | 0 | 0 | 0 | 0 | 0 | 0 | 0 | 0 | 0 | 3833.029
2025-07-18 | 6995.315 | 0.47 | 2.04 | 0 | 0 | 1 | 0 | 0 | 0 | 0 | 0 | 0 | 0 | 0 | 0 | 0 | 0 | 0 | 0 | 0 | 0 | 0 | 0 | 0 | 0 | 0 | 0 | 0 | 3463.6357
2025-07-18 | 8029.112 | 0.55 | 1.91 | 0 | 0 | 0 | 1 | 0 | 0 | 0 | 0 | 0 | 0 | 0 | 0 | 0 | 0 | 0 | 0 | 0 | 0 | 0 | 0 | 0 | 0 | 0 | 0 | 0 | 3306.9987
2025-07-18 | 8824.547 | 0.69 | 1.81 | 0 | 0 | 0 | 0 | 1 | 0 | 0 | 0 | 0 | 0 | 0 | 0 | 0 | 0 | 0 | 0 | 0 | 0 | 0 | 0 | 0 | 0 | 0 | 0 | 0 | 3258.6072
2025-07-18 | 8435.051 | 0.76 | 1.58 | 0 | 0 | 0 | 0 | 0 | 1 | 0 | 0 | 0 | 0 | 0 | 0 | 0 | 0 | 0 | 0 | 0 | 0 | 0 | 0 | 0 | 0 | 0 | 0 | 0 | 3327.9196
2025-07-18 | 7920.375 | 0.92 | 1.44 | 0 | 0 | 0 | 0 | 0 | 0 | 1 | 0 | 0 | 0 | 0 | 0 | 0 | 0 | 0 | 0 | 0 | 0 | 0 | 0 | 0 | 0 | 0 | 0 | 0 | 3623.8827
2025-07-18 | 7615.692 | 0.59 | 1.88 | 0 | 0 | 0 | 0 | 0 | 0 | 0 | 1 | 0 | 0 | 0 | 0 | 0 | 0 | 0 | 0 | 0 | 0 | 0 | 0 | 0 | 0 | 0 | 0 | 0 | 4154.9695
2025-07-18 | 7480.324 | 0.22 | 2.64 | 0 | 0 | 0 | 0 | 0 | 0 | 0 | 0 | 1 | 0 | 0 | 0 | 0 | 0 | 0 | 0 | 0 | 0 | 0 | 0 | 0 | 0 | 0 | 0 | 0 | 4777.3198
2025-07-18 | 7469.493 | 0 | 3.84 | 0 | 0 | 0 | 0 | 0 | 0 | 0 | 0 | 0 | 1 | 0 | 0 | 0 | 0 | 0 | 0 | 0 | 0 | 0 | 0 | 0 | 0 | 0 | 0 | 0 | 5405.9603
2025-07-18 | 7333.555 | 0 | 5.02 | 0 | 0 | 0 | 0 | 0 | 0 | 0 | 0 | 0 | 0 | 1 | 0 | 0 | 0 | 0 | 0 | 0 | 0 | 0 | 0 | 0 | 0 | 0 | 0 | 0 | 5892.2983
2025-07-18 | 7077.818 | 0 | 5.54 | 0 | 0 | 0 | 0 | 0 | 0 | 0 | 0 | 0 | 0 | 0 | 1 | 0 | 0 | 0 | 0 | 0 | 0 | 0 | 0 | 0 | 0 | 0 | 0 | 0 | 6090.5525
2025-07-18 | 7518.62 | 0 | 6.24 | 0 | 0 | 0 | 0 | 0 | 0 | 0 | 0 | 0 | 0 | 0 | 0 | 1 | 0 | 0 | 0 | 0 | 0 | 0 | 0 | 0 | 0 | 0 | 0 | 0 | 6347.3883
2025-07-18 | 8883.423 | 0 | 7.28 | 0 | 0 | 0 | 0 | 0 | 0 | 0 | 0 | 0 | 0 | 0 | 0 | 0 | 1 | 0 | 0 | 0 | 0 | 0 | 0 | 0 | 0 | 0 | 0 | 0 | 6627.5927
2025-07-18 | 10799.334 | 0 | 7.57 | 0 | 0 | 0 | 0 | 0 | 0 | 0 | 0 | 0 | 0 | 0 | 0 | 0 | 0 | 1 | 0 | 0 | 0 | 0 | 0 | 0 | 0 | 0 | 0 | 0 | 6671.7177
2025-07-18 | 10654.839 | 0 | 8.15 | 0 | 0 | 0 | 0 | 0 | 0 | 0 | 0 | 0 | 0 | 0 | 0 | 0 | 0 | 0 | 1 | 0 | 0 | 0 | 0 | 0 | 0 | 0 | 0 | 0 | 6970.9468
2025-07-18 | 10370.801 | 0 | 8.46 | 0 | 0 | 0 | 0 | 0 | 0 | 0 | 0 | 0 | 0 | 0 | 0 | 0 | 0 | 0 | 0 | 1 | 0 | 0 | 0 | 0 | 0 | 0 | 0 | 0 | 7471.4295
2025-07-18 | 10101.435 | 0 | 8.08 | 0 | 0 | 0 | 0 | 0 | 0 | 0 | 0 | 0 | 0 | 0 | 0 | 0 | 0 | 0 | 0 | 0 | 1 | 0 | 0 | 0 | 0 | 0 | 0 | 0 | 7892.6357
2025-07-18 | 9362.722 | 0 | 7.9 | 0 | 0 | 0 | 0 | 0 | 0 | 0 | 0 | 0 | 0 | 0 | 0 | 0 | 0 | 0 | 0 | 0 | 0 | 1 | 0 | 0 | 0 | 0 | 0 | 0 | 8050.0047
2025-07-18 | 8387.466 | 0 | 7.53 | 0 | 0 | 0 | 0 | 0 | 0 | 0 | 0 | 0 | 0 | 0 | 0 | 0 | 0 | 0 | 0 | 0 | 0 | 0 | 1 | 0 | 0 | 0 | 0 | 0 | 7925.8704
2025-07-18 | 7491.926 | 0 | 6.53 | 0 | 0 | 0 | 0 | 0 | 0 | 0 | 0 | 0 | 0 | 0 | 0 | 0 | 0 | 0 | 0 | 0 | 0 | 0 | 0 | 1 | 0 | 0 | 0 | 0 | 7529.1038
2025-07-18 | 6856.421 | 0 | 5.21 | 0 | 0 | 0 | 0 | 0 | 0 | 0 | 0 | 0 | 0 | 0 | 0 | 0 | 0 | 0 | 0 | 0 | 0 | 0 | 0 | 0 | 1 | 0 | 0 | 0 | 6809.5763
2025-07-18 | 6467.997 | 0 | 4.58 | 0 | 0 | 0 | 0 | 0 | 0 | 0 | 0 | 0 | 0 | 0 | 0 | 0 | 0 | 0 | 0 | 0 | 0 | 0 | 0 | 0 | 0 | 1 | 0 | 0 | 6042.8427
2025-07-18 | 6215.109 | 0.01 | 3.62 | 0 | 0 | 0 | 0 | 0 | 0 | 0 | 0 | 0 | 0 | 0 | 0 | 0 | 0 | 0 | 0 | 0 | 0 | 0 | 0 | 0 | 0 | 0 | 1 | 0 | 5067.2933
2025-07-18 | 6049.773 | 0.14 | 2.77 | 0 | 0 | 0 | 0 | 0 | 0 | 0 | 0 | 0 | 0 | 0 | 0 | 0 | 0 | 0 | 0 | 0 | 0 | 0 | 0 | 0 | 0 | 0 | 0 | 1 | 4261.0681
2025-07-19 | 6146.958 | 0.32 | 2.15 | 1 | 1 | 0 | 0 | 0 | 0 | 0 | 0 | 0 | 0 | 0 | 0 | 0 | 0 | 0 | 0 | 0 | 0 | 0 | 0 | 0 | 0 | 0 | 0 | 0 | 3978.9629
2025-07-19 | 6693.065 | 0.68 | 2.05 | 1 | 0 | 1 | 0 | 0 | 0 | 0 | 0 | 0 | 0 | 0 | 0 | 0 | 0 | 0 | 0 | 0 | 0 | 0 | 0 | 0 | 0 | 0 | 0 | 0 | 3768.8822
2025-07-19 | 7492.309 | 0.91 | 1.78 | 1 | 0 | 0 | 1 | 0 | 0 | 0 | 0 | 0 | 0 | 0 | 0 | 0 | 0 | 0 | 0 | 0 | 0 | 0 | 0 | 0 | 0 | 0 | 0 | 0 | 3577.3464
2025-07-19 | 8374.242 | 1.35 | 1.74 | 1 | 0 | 0 | 0 | 1 | 0 | 0 | 0 | 0 | 0 | 0 | 0 | 0 | 0 | 0 | 0 | 0 | 0 | 0 | 0 | 0 | 0 | 0 | 0 | 0 | 3583.9841
2025-07-19 | 8417.696 | 1.37 | 1.71 | 1 | 0 | 0 | 0 | 0 | 1 | 0 | 0 | 0 | 0 | 0 | 0 | 0 | 0 | 0 | 0 | 0 | 0 | 0 | 0 | 0 | 0 | 0 | 0 | 0 | 3721.2238
2025-07-19 | 8175.606 | 1.72 | 1.79 | 1 | 0 | 0 | 0 | 0 | 0 | 1 | 0 | 0 | 0 | 0 | 0 | 0 | 0 | 0 | 0 | 0 | 0 | 0 | 0 | 0 | 0 | 0 | 0 | 0 | 4118.8575
2025-07-19 | 8272.535 | 1.02 | 2.13 | 1 | 0 | 0 | 0 | 0 | 0 | 0 | 1 | 0 | 0 | 0 | 0 | 0 | 0 | 0 | 0 | 0 | 0 | 0 | 0 | 0 | 0 | 0 | 0 | 0 | 4572.5295
2025-07-19 | 8451.176 | 0.1 | 3.15 | 1 | 0 | 0 | 0 | 0 | 0 | 0 | 0 | 1 | 0 | 0 | 0 | 0 | 0 | 0 | 0 | 0 | 0 | 0 | 0 | 0 | 0 | 0 | 0 | 0 | 5229.8336
2025-07-19 | 8700.121 | 0 | 4.98 | 1 | 0 | 0 | 0 | 0 | 0 | 0 | 0 | 0 | 1 | 0 | 0 | 0 | 0 | 0 | 0 | 0 | 0 | 0 | 0 | 0 | 0 | 0 | 0 | 0 | 6102.9707
2025-07-19 | 8585.277 | 0 | 6.53 | 1 | 0 | 0 | 0 | 0 | 0 | 0 | 0 | 0 | 0 | 1 | 0 | 0 | 0 | 0 | 0 | 0 | 0 | 0 | 0 | 0 | 0 | 0 | 0 | 0 | 6725.1493
2025-07-19 | 8605.925 | 0 | 7.77 | 1 | 0 | 0 | 0 | 0 | 0 | 0 | 0 | 0 | 0 | 0 | 1 | 0 | 0 | 0 | 0 | 0 | 0 | 0 | 0 | 0 | 0 | 0 | 0 | 0 | 7187.742
2025-07-19 | 9070.793 | 0 | 8.42 | 1 | 0 | 0 | 0 | 0 | 0 | 0 | 0 | 0 | 0 | 0 | 0 | 1 | 0 | 0 | 0 | 0 | 0 | 0 | 0 | 0 | 0 | 0 | 0 | 0 | 7426.221
2025-07-19 | 10338.321 | 0 | 7.94 | 1 | 0 | 0 | 0 | 0 | 0 | 0 | 0 | 0 | 0 | 0 | 0 | 0 | 1 | 0 | 0 | 0 | 0 | 0 | 0 | 0 | 0 | 0 | 0 | 0 | 7148.3774
2025-07-19 | 11687.623 | 0 | 8.08 | 1 | 0 | 0 | 0 | 0 | 0 | 0 | 0 | 0 | 0 | 0 | 0 | 0 | 0 | 1 | 0 | 0 | 0 | 0 | 0 | 0 | 0 | 0 | 0 | 0 | 7137.4319
2025-07-19 | 11514.859 | 0 | 8.85 | 1 | 0 | 0 | 0 | 0 | 0 | 0 | 0 | 0 | 0 | 0 | 0 | 0 | 0 | 0 | 1 | 0 | 0 | 0 | 0 | 0 | 0 | 0 | 0 | 0 | 7506.417
2025-07-19 | 11317.583 | 0 | 9.36 | 1 | 0 | 0 | 0 | 0 | 0 | 0 | 0 | 0 | 0 | 0 | 0 | 0 | 0 | 0 | 0 | 1 | 0 | 0 | 0 | 0 | 0 | 0 | 0 | 0 | 8080.327
2025-07-19 | 11076.034 | 0 | 9.37 | 1 | 0 | 0 | 0 | 0 | 0 | 0 | 0 | 0 | 0 | 0 | 0 | 0 | 0 | 0 | 0 | 0 | 1 | 0 | 0 | 0 | 0 | 0 | 0 | 0 | 8644.7166
2025-07-19 | 10162.562 | 0 | 9.44 | 1 | 0 | 0 | 0 | 0 | 0 | 0 | 0 | 0 | 0 | 0 | 0 | 0 | 0 | 0 | 0 | 0 | 0 | 1 | 0 | 0 | 0 | 0 | 0 | 0 | 8893.8698
2025-07-19 | 8839.699 | 0 | 8.92 | 1 | 0 | 0 | 0 | 0 | 0 | 0 | 0 | 0 | 0 | 0 | 0 | 0 | 0 | 0 | 0 | 0 | 0 | 0 | 1 | 0 | 0 | 0 | 0 | 0 | 8714.665
2025-07-19 | 7812.049 | 0 | 7.71 | 1 | 0 | 0 | 0 | 0 | 0 | 0 | 0 | 0 | 0 | 0 | 0 | 0 | 0 | 0 | 0 | 0 | 0 | 0 | 0 | 1 | 0 | 0 | 0 | 0 | 8240.7996
2025-07-19 | 7063.003 | 0 | 6.52 | 1 | 0 | 0 | 0 | 0 | 0 | 0 | 0 | 0 | 0 | 0 | 0 | 0 | 0 | 0 | 0 | 0 | 0 | 0 | 0 | 0 | 1 | 0 | 0 | 0 | 7568.9999
2025-07-19 | 6630.532 | 0 | 5.73 | 1 | 0 | 0 | 0 | 0 | 0 | 0 | 0 | 0 | 0 | 0 | 0 | 0 | 0 | 0 | 0 | 0 | 0 | 0 | 0 | 0 | 0 | 1 | 0 | 0 | 6743.5244
2025-07-19 | 6411.812 | 0 | 4.96 | 1 | 0 | 0 | 0 | 0 | 0 | 0 | 0 | 0 | 0 | 0 | 0 | 0 | 0 | 0 | 0 | 0 | 0 | 0 | 0 | 0 | 0 | 0 | 1 | 0 | 5836.631
2025-07-19 | 6354.934 | 0.01 | 4.31 | 1 | 0 | 0 | 0 | 0 | 0 | 0 | 0 | 0 | 0 | 0 | 0 | 0 | 0 | 0 | 0 | 0 | 0 | 0 | 0 | 0 | 0 | 0 | 0 | 1 | 5090.6328
2025-07-20 | 6494.921 | 0.17 | 3.78 | 1 | 1 | 0 | 0 | 0 | 0 | 0 | 0 | 0 | 0 | 0 | 0 | 0 | 0 | 0 | 0 | 0 | 0 | 0 | 0 | 0 | 0 | 0 | 0 | 0 | 4560.8954
2025-07-20 | 7093.242 | 0.39 | 3.51 | 1 | 0 | 1 | 0 | 0 | 0 | 0 | 0 | 0 | 0 | 0 | 0 | 0 | 0 | 0 | 0 | 0 | 0 | 0 | 0 | 0 | 0 | 0 | 0 | 0 | 4273.001
2025-07-20 | 8117.166 | 0.26 | 2.97 | 1 | 0 | 0 | 1 | 0 | 0 | 0 | 0 | 0 | 0 | 0 | 0 | 0 | 0 | 0 | 0 | 0 | 0 | 0 | 0 | 0 | 0 | 0 | 0 | 0 | 3942.7372
2025-07-20 | 8932.301 | 0.56 | 2.48 | 1 | 0 | 0 | 0 | 1 | 0 | 0 | 0 | 0 | 0 | 0 | 0 | 0 | 0 | 0 | 0 | 0 | 0 | 0 | 0 | 0 | 0 | 0 | 0 | 0 | 3768.7629
2025-07-20 | 8555.777 | 0.53 | 2.27 | 1 | 0 | 0 | 0 | 0 | 1 | 0 | 0 | 0 | 0 | 0 | 0 | 0 | 0 | 0 | 0 | 0 | 0 | 0 | 0 | 0 | 0 | 0 | 0 | 0 | 3834.4177
2025-07-20 | 8262.751 | 0.69 | 2.08 | 1 | 0 | 0 | 0 | 0 | 0 | 1 | 0 | 0 | 0 | 0 | 0 | 0 | 0 | 0 | 0 | 0 | 0 | 0 | 0 | 0 | 0 | 0 | 0 | 0 | 4112.024
2025-07-20 | 8083.504 | 0.29 | 2.64 | 1 | 0 | 0 | 0 | 0 | 0 | 0 | 1 | 0 | 0 | 0 | 0 | 0 | 0 | 0 | 0 | 0 | 0 | 0 | 0 | 0 | 0 | 0 | 0 | 0 | 4679.4669
2025-07-20 | 8069.609 | 0.05 | 3.95 | 1 | 0 | 0 | 0 | 0 | 0 | 0 | 0 | 1 | 0 | 0 | 0 | 0 | 0 | 0 | 0 | 0 | 0 | 0 | 0 | 0 | 0 | 0 | 0 | 0 | 5518.0429
2025-07-20 | 8037.096 | 0 | 5.56 | 1 | 0 | 0 | 0 | 0 | 0 | 0 | 0 | 0 | 1 | 0 | 0 | 0 | 0 | 0 | 0 | 0 | 0 | 0 | 0 | 0 | 0 | 0 | 0 | 0 | 6315.91
2025-07-20 | 7854.087 | 0 | 6.65 | 1 | 0 | 0 | 0 | 0 | 0 | 0 | 0 | 0 | 0 | 1 | 0 | 0 | 0 | 0 | 0 | 0 | 0 | 0 | 0 | 0 | 0 | 0 | 0 | 0 | 6769.2057
2025-07-20 | 7639.699 | 0 | 7.42 | 1 | 0 | 0 | 0 | 0 | 0 | 0 | 0 | 0 | 0 | 0 | 1 | 0 | 0 | 0 | 0 | 0 | 0 | 0 | 0 | 0 | 0 | 0 | 0 | 0 | 7059.2441
2025-07-20 | 8359.003 | 0.21 | 8.16 | 1 | 0 | 0 | 0 | 0 | 0 | 0 | 0 | 0 | 0 | 0 | 0 | 1 | 0 | 0 | 0 | 0 | 0 | 0 | 0 | 0 | 0 | 0 | 0 | 0 | 7353.8661
2025-07-20 | 9842.937 | 0.09 | 8.73 | 1 | 0 | 0 | 0 | 0 | 0 | 0 | 0 | 0 | 0 | 0 | 0 | 0 | 1 | 0 | 0 | 0 | 0 | 0 | 0 | 0 | 0 | 0 | 0 | 0 | 7448.3158
2025-07-20 | 11454.361 | 0 | 9.32 | 1 | 0 | 0 | 0 | 0 | 0 | 0 | 0 | 0 | 0 | 0 | 0 | 0 | 0 | 1 | 0 | 0 | 0 | 0 | 0 | 0 | 0 | 0 | 0 | 0 | 7592.6816
2025-07-20 | 11537.9 | 0 | 9.64 | 1 | 0 | 0 | 0 | 0 | 0 | 0 | 0 | 0 | 0 | 0 | 0 | 0 | 0 | 0 | 1 | 0 | 0 | 0 | 0 | 0 | 0 | 0 | 0 | 0 | 7796.455
2025-07-20 | 11477.599 | 0 | 10.03 | 1 | 0 | 0 | 0 | 0 | 0 | 0 | 0 | 0 | 0 | 0 | 0 | 0 | 0 | 0 | 0 | 1 | 0 | 0 | 0 | 0 | 0 | 0 | 0 | 0 | 8326.3087
2025-07-20 | 11347.954 | 0 | 9.5 | 1 | 0 | 0 | 0 | 0 | 0 | 0 | 0 | 0 | 0 | 0 | 0 | 0 | 0 | 0 | 0 | 0 | 1 | 0 | 0 | 0 | 0 | 0 | 0 | 0 | 8692.4444
2025-07-20 | 10601.88 | 0 | 8.74 | 1 | 0 | 0 | 0 | 0 | 0 | 0 | 0 | 0 | 0 | 0 | 0 | 0 | 0 | 0 | 0 | 0 | 0 | 1 | 0 | 0 | 0 | 0 | 0 | 0 | 8636.8741
2025-07-20 | 9358.461 | 0 | 8.17 | 1 | 0 | 0 | 0 | 0 | 0 | 0 | 0 | 0 | 0 | 0 | 0 | 0 | 0 | 0 | 0 | 0 | 0 | 0 | 1 | 0 | 0 | 0 | 0 | 0 | 8439.3124
2025-07-20 | 8276.62 | 0 | 7.21 | 1 | 0 | 0 | 0 | 0 | 0 | 0 | 0 | 0 | 0 | 0 | 0 | 0 | 0 | 0 | 0 | 0 | 0 | 0 | 0 | 1 | 0 | 0 | 0 | 0 | 8057.2313
2025-07-20 | 7682.536 | 0 | 5.93 | 1 | 0 | 0 | 0 | 0 | 0 | 0 | 0 | 0 | 0 | 0 | 0 | 0 | 0 | 0 | 0 | 0 | 0 | 0 | 0 | 0 | 1 | 0 | 0 | 0 | 7352.3892
2025-07-20 | 7316.437 | 0 | 4.4 | 1 | 0 | 0 | 0 | 0 | 0 | 0 | 0 | 0 | 0 | 0 | 0 | 0 | 0 | 0 | 0 | 0 | 0 | 0 | 0 | 0 | 0 | 1 | 0 | 0 | 6255.2325
2025-07-20 | 6916.557 | 0 | 3.67 | 1 | 0 | 0 | 0 | 0 | 0 | 0 | 0 | 0 | 0 | 0 | 0 | 0 | 0 | 0 | 0 | 0 | 0 | 0 | 0 | 0 | 0 | 0 | 1 | 0 | 5363.0245
2025-07-20 | 6795.876 | 0.01 | 3.42 | 1 | 0 | 0 | 0 | 0 | 0 | 0 | 0 | 0 | 0 | 0 | 0 | 0 | 0 | 0 | 0 | 0 | 0 | 0 | 0 | 0 | 0 | 0 | 0 | 1 | 4763.881
2025-07-21 | 6861.581 | 0.02 | 2.96 | 0 | 1 | 0 | 0 | 0 | 0 | 0 | 0 | 0 | 0 | 0 | 0 | 0 | 0 | 0 | 0 | 0 | 0 | 0 | 0 | 0 | 0 | 0 | 0 | 0 | 3964.8684
2025-07-21 | 7280.338 | 0.02 | 2.3 | 0 | 0 | 1 | 0 | 0 | 0 | 0 | 0 | 0 | 0 | 0 | 0 | 0 | 0 | 0 | 0 | 0 | 0 | 0 | 0 | 0 | 0 | 0 | 0 | 0 | 3509.5899
2025-07-21 | 8061.419 | 0.11 | 1.99 | 0 | 0 | 0 | 1 | 0 | 0 | 0 | 0 | 0 | 0 | 0 | 0 | 0 | 0 | 0 | 0 | 0 | 0 | 0 | 0 | 0 | 0 | 0 | 0 | 0 | 3287.9682
2025-07-21 | 9016.941 | 0.25 | 1.97 | 0 | 0 | 0 | 0 | 1 | 0 | 0 | 0 | 0 | 0 | 0 | 0 | 0 | 0 | 0 | 0 | 0 | 0 | 0 | 0 | 0 | 0 | 0 | 0 | 0 | 3268.9477
2025-07-21 | 8997.104 | 0.54 | 1.79 | 0 | 0 | 0 | 0 | 0 | 1 | 0 | 0 | 0 | 0 | 0 | 0 | 0 | 0 | 0 | 0 | 0 | 0 | 0 | 0 | 0 | 0 | 0 | 0 | 0 | 3380.8177
2025-07-21 | 8649.737 | 0.73 | 1.77 | 0 | 0 | 0 | 0 | 0 | 0 | 1 | 0 | 0 | 0 | 0 | 0 | 0 | 0 | 0 | 0 | 0 | 0 | 0 | 0 | 0 | 0 | 0 | 0 | 0 | 3724.1373
2025-07-21 | 8464.785 | 0.52 | 2.06 | 0 | 0 | 0 | 0 | 0 | 0 | 0 | 1 | 0 | 0 | 0 | 0 | 0 | 0 | 0 | 0 | 0 | 0 | 0 | 0 | 0 | 0 | 0 | 0 | 0 | 4213.3539
2025-07-21 | 8974.715 | 0.21 | 2.89 | 0 | 0 | 0 | 0 | 0 | 0 | 0 | 0 | 1 | 0 | 0 | 0 | 0 | 0 | 0 | 0 | 0 | 0 | 0 | 0 | 0 | 0 | 0 | 0 | 0 | 4868.004
2025-07-21 | 9047.925 | 0 | 4 | 0 | 0 | 0 | 0 | 0 | 0 | 0 | 0 | 0 | 1 | 0 | 0 | 0 | 0 | 0 | 0 | 0 | 0 | 0 | 0 | 0 | 0 | 0 | 0 | 0 | 5464.7022
2025-07-21 | 9121.63 | 0 | 5.43 | 0 | 0 | 0 | 0 | 0 | 0 | 0 | 0 | 0 | 0 | 1 | 0 | 0 | 0 | 0 | 0 | 0 | 0 | 0 | 0 | 0 | 0 | 0 | 0 | 0 | 6042.8244
2025-07-21 | 8983.022 | 0 | 6.1 | 0 | 0 | 0 | 0 | 0 | 0 | 0 | 0 | 0 | 0 | 0 | 1 | 0 | 0 | 0 | 0 | 0 | 0 | 0 | 0 | 0 | 0 | 0 | 0 | 0 | 6296.1491
2025-07-21 | 9381.354 | 0 | 6.99 | 0 | 0 | 0 | 0 | 0 | 0 | 0 | 0 | 0 | 0 | 0 | 0 | 1 | 0 | 0 | 0 | 0 | 0 | 0 | 0 | 0 | 0 | 0 | 0 | 0 | 6622.7409
2025-07-21 | 10442.891 | 0 | 7.72 | 0 | 0 | 0 | 0 | 0 | 0 | 0 | 0 | 0 | 0 | 0 | 0 | 0 | 1 | 0 | 0 | 0 | 0 | 0 | 0 | 0 | 0 | 0 | 0 | 0 | 6789.1329
2025-07-21 | 11371.003 | 0 | 8.09 | 0 | 0 | 0 | 0 | 0 | 0 | 0 | 0 | 0 | 0 | 0 | 0 | 0 | 0 | 1 | 0 | 0 | 0 | 0 | 0 | 0 | 0 | 0 | 0 | 0 | 6862.6289
2025-07-21 | 11024.977 | 0 | 8.75 | 0 | 0 | 0 | 0 | 0 | 0 | 0 | 0 | 0 | 0 | 0 | 0 | 0 | 0 | 0 | 1 | 0 | 0 | 0 | 0 | 0 | 0 | 0 | 0 | 0 | 7191.2289
2025-07-21 | 10686.475 | 0 | 9.17 | 0 | 0 | 0 | 0 | 0 | 0 | 0 | 0 | 0 | 0 | 0 | 0 | 0 | 0 | 0 | 0 | 1 | 0 | 0 | 0 | 0 | 0 | 0 | 0 | 0 | 7732.0966
2025-07-21 | 10251.822 | 0 | 8.76 | 0 | 0 | 0 | 0 | 0 | 0 | 0 | 0 | 0 | 0 | 0 | 0 | 0 | 0 | 0 | 0 | 0 | 1 | 0 | 0 | 0 | 0 | 0 | 0 | 0 | 8142.2888
2025-07-21 | 9596.326 | 0 | 8.33 | 0 | 0 | 0 | 0 | 0 | 0 | 0 | 0 | 0 | 0 | 0 | 0 | 0 | 0 | 0 | 0 | 0 | 0 | 1 | 0 | 0 | 0 | 0 | 0 | 0 | 8207.8736
2025-07-21 | 8713.835 | 0 | 7.56 | 0 | 0 | 0 | 0 | 0 | 0 | 0 | 0 | 0 | 0 | 0 | 0 | 0 | 0 | 0 | 0 | 0 | 0 | 0 | 1 | 0 | 0 | 0 | 0 | 0 | 7936.8845
2025-07-21 | 7681.572 | 0 | 6.73 | 0 | 0 | 0 | 0 | 0 | 0 | 0 | 0 | 0 | 0 | 0 | 0 | 0 | 0 | 0 | 0 | 0 | 0 | 0 | 0 | 1 | 0 | 0 | 0 | 0 | 7602.5311
2025-07-21 | 6877.428 | 0 | 5.77 | 0 | 0 | 0 | 0 | 0 | 0 | 0 | 0 | 0 | 0 | 0 | 0 | 0 | 0 | 0 | 0 | 0 | 0 | 0 | 0 | 0 | 1 | 0 | 0 | 0 | 7015.1729
2025-07-21 | 6524.99 | 0 | 5.02 | 0 | 0 | 0 | 0 | 0 | 0 | 0 | 0 | 0 | 0 | 0 | 0 | 0 | 0 | 0 | 0 | 0 | 0 | 0 | 0 | 0 | 0 | 1 | 0 | 0 | 6204.3829
2025-07-21 | 6273.921 | 0.08 | 4.06 | 0 | 0 | 0 | 0 | 0 | 0 | 0 | 0 | 0 | 0 | 0 | 0 | 0 | 0 | 0 | 0 | 0 | 0 | 0 | 0 | 0 | 0 | 0 | 1 | 0 | 5236.5337
2025-07-21 | 6113.005 | 0.17 | 3.29 | 0 | 0 | 0 | 0 | 0 | 0 | 0 | 0 | 0 | 0 | 0 | 0 | 0 | 0 | 0 | 0 | 0 | 0 | 0 | 0 | 0 | 0 | 0 | 0 | 1 | 4455.2793
2025-07-22 | 6125.288 | 0.31 | 2.58 | 0 | 1 | 0 | 0 | 0 | 0 | 0 | 0 | 0 | 0 | 0 | 0 | 0 | 0 | 0 | 0 | 0 | 0 | 0 | 0 | 0 | 0 | 0 | 0 | 0 | 3857.2573
2025-07-22 | 6492.738 | 0.4 | 2.26 | 0 | 0 | 1 | 0 | 0 | 0 | 0 | 0 | 0 | 0 | 0 | 0 | 0 | 0 | 0 | 0 | 0 | 0 | 0 | 0 | 0 | 0 | 0 | 0 | 0 | 3536.7056
2025-07-22 | 7220.45 | 0.49 | 1.77 | 0 | 0 | 0 | 1 | 0 | 0 | 0 | 0 | 0 | 0 | 0 | 0 | 0 | 0 | 0 | 0 | 0 | 0 | 0 | 0 | 0 | 0 | 0 | 0 | 0 | 3248.9993
2025-07-22 | 8372.714 | 0.67 | 1.63 | 0 | 0 | 0 | 0 | 1 | 0 | 0 | 0 | 0 | 0 | 0 | 0 | 0 | 0 | 0 | 0 | 0 | 0 | 0 | 0 | 0 | 0 | 0 | 0 | 0 | 3190.3225
2025-07-22 | 9277.98 | 0.83 | 1.54 | 0 | 0 | 0 | 0 | 0 | 1 | 0 | 0 | 0 | 0 | 0 | 0 | 0 | 0 | 0 | 0 | 0 | 0 | 0 | 0 | 0 | 0 | 0 | 0 | 0 | 3320.9344
2025-07-22 | 9820.567 | 0.96 | 1.49 | 0 | 0 | 0 | 0 | 0 | 0 | 1 | 0 | 0 | 0 | 0 | 0 | 0 | 0 | 0 | 0 | 0 | 0 | 0 | 0 | 0 | 0 | 0 | 0 | 0 | 3646.6397
2025-07-22 | 9919.3 | 0.68 | 1.69 | 0 | 0 | 0 | 0 | 0 | 0 | 0 | 1 | 0 | 0 | 0 | 0 | 0 | 0 | 0 | 0 | 0 | 0 | 0 | 0 | 0 | 0 | 0 | 0 | 0 | 4095.1138
2025-07-22 | 9822.731 | 0.13 | 2.38 | 0 | 0 | 0 | 0 | 0 | 0 | 0 | 0 | 1 | 0 | 0 | 0 | 0 | 0 | 0 | 0 | 0 | 0 | 0 | 0 | 0 | 0 | 0 | 0 | 0 | 4671.9639
2025-07-22 | 9775.388 | 0.08 | 3.48 | 0 | 0 | 0 | 0 | 0 | 0 | 0 | 0 | 0 | 1 | 0 | 0 | 0 | 0 | 0 | 0 | 0 | 0 | 0 | 0 | 0 | 0 | 0 | 0 | 0 | 5282.5913
2025-07-22 | 9292.016 | 0.06 | 4.72 | 0 | 0 | 0 | 0 | 0 | 0 | 0 | 0 | 0 | 0 | 1 | 0 | 0 | 0 | 0 | 0 | 0 | 0 | 0 | 0 | 0 | 0 | 0 | 0 | 0 | 5788.7575
2025-07-22 | 9048.028 | 0.05 | 5.75 | 0 | 0 | 0 | 0 | 0 | 0 | 0 | 0 | 0 | 0 | 0 | 1 | 0 | 0 | 0 | 0 | 0 | 0 | 0 | 0 | 0 | 0 | 0 | 0 | 0 | 6173.1514
2025-07-22 | 9342.168 | 0 | 6.82 | 0 | 0 | 0 | 0 | 0 | 0 | 0 | 0 | 0 | 0 | 0 | 0 | 1 | 0 | 0 | 0 | 0 | 0 | 0 | 0 | 0 | 0 | 0 | 0 | 0 | 6560.3277
2025-07-22 | 10671.651 | 0 | 6.64 | 0 | 0 | 0 | 0 | 0 | 0 | 0 | 0 | 0 | 0 | 0 | 0 | 0 | 1 | 0 | 0 | 0 | 0 | 0 | 0 | 0 | 0 | 0 | 0 | 0 | 6392.6252
2025-07-22 | 12282.22 | 0 | 7.36 | 0 | 0 | 0 | 0 | 0 | 0 | 0 | 0 | 0 | 0 | 0 | 0 | 0 | 0 | 1 | 0 | 0 | 0 | 0 | 0 | 0 | 0 | 0 | 0 | 0 | 6594.619
2025-07-22 | 12034.195 | 0 | 8.01 | 0 | 0 | 0 | 0 | 0 | 0 | 0 | 0 | 0 | 0 | 0 | 0 | 0 | 0 | 0 | 1 | 0 | 0 | 0 | 0 | 0 | 0 | 0 | 0 | 0 | 6919.5476
2025-07-22 | 11394.696 | 0 | 7.46 | 0 | 0 | 0 | 0 | 0 | 0 | 0 | 0 | 0 | 0 | 0 | 0 | 0 | 0 | 0 | 0 | 1 | 0 | 0 | 0 | 0 | 0 | 0 | 0 | 0 | 7104.2927
2025-07-22 | 10878.841 | 0 | 7.43 | 0 | 0 | 0 | 0 | 0 | 0 | 0 | 0 | 0 | 0 | 0 | 0 | 0 | 0 | 0 | 0 | 0 | 1 | 0 | 0 | 0 | 0 | 0 | 0 | 0 | 7653.9968
2025-07-22 | 10094.529 | 0 | 7.48 | 0 | 0 | 0 | 0 | 0 | 0 | 0 | 0 | 0 | 0 | 0 | 0 | 0 | 0 | 0 | 0 | 0 | 0 | 1 | 0 | 0 | 0 | 0 | 0 | 0 | 7895.8073
2025-07-22 | 9343.268 | 0 | 7.04 | 0 | 0 | 0 | 0 | 0 | 0 | 0 | 0 | 0 | 0 | 0 | 0 | 0 | 0 | 0 | 0 | 0 | 0 | 0 | 1 | 0 | 0 | 0 | 0 | 0 | 7745.9734
2025-07-22 | 8372.942 | 0 | 6.22 | 0 | 0 | 0 | 0 | 0 | 0 | 0 | 0 | 0 | 0 | 0 | 0 | 0 | 0 | 0 | 0 | 0 | 0 | 0 | 0 | 1 | 0 | 0 | 0 | 0 | 7415.2914
2025-07-22 | 7672.645 | 0 | 5.09 | 0 | 0 | 0 | 0 | 0 | 0 | 0 | 0 | 0 | 0 | 0 | 0 | 0 | 0 | 0 | 0 | 0 | 0 | 0 | 0 | 0 | 1 | 0 | 0 | 0 | 6765.5198
2025-07-22 | 7305.34 | 0 | 4.61 | 0 | 0 | 0 | 0 | 0 | 0 | 0 | 0 | 0 | 0 | 0 | 0 | 0 | 0 | 0 | 0 | 0 | 0 | 0 | 0 | 0 | 0 | 1 | 0 | 0 | 6053.8568
2025-07-22 | 6983.3 | 0 | 3.82 | 0 | 0 | 0 | 0 | 0 | 0 | 0 | 0 | 0 | 0 | 0 | 0 | 0 | 0 | 0 | 0 | 0 | 0 | 0 | 0 | 0 | 0 | 0 | 1 | 0 | 5139.6206
2025-07-22 | 6871.671 | 0 | 3.37 | 0 | 0 | 0 | 0 | 0 | 0 | 0 | 0 | 0 | 0 | 0 | 0 | 0 | 0 | 0 | 0 | 0 | 0 | 0 | 0 | 0 | 0 | 0 | 0 | 1 | 4465.9497
2025-07-23 | 6958.913 | 0 | 2.7 | 0 | 1 | 0 | 0 | 0 | 0 | 0 | 0 | 0 | 0 | 0 | 0 | 0 | 0 | 0 | 0 | 0 | 0 | 0 | 0 | 0 | 0 | 0 | 0 | 0 | 3867.2127
2025-07-23 | 7223.324 | 0.06 | 2.19 | 0 | 0 | 1 | 0 | 0 | 0 | 0 | 0 | 0 | 0 | 0 | 0 | 0 | 0 | 0 | 0 | 0 | 0 | 0 | 0 | 0 | 0 | 0 | 0 | 0 | 3473.605
2025-07-23 | 7863.581 | 0.25 | 2.28 | 0 | 0 | 0 | 1 | 0 | 0 | 0 | 0 | 0 | 0 | 0 | 0 | 0 | 0 | 0 | 0 | 0 | 0 | 0 | 0 | 0 | 0 | 0 | 0 | 0 | 3409.8383
2025-07-23 | 8893.89 | 0.53 | 1.97 | 0 | 0 | 0 | 0 | 1 | 0 | 0 | 0 | 0 | 0 | 0 | 0 | 0 | 0 | 0 | 0 | 0 | 0 | 0 | 0 | 0 | 0 | 0 | 0 | 0 | 3299.7486
2025-07-23 | 10183.312 | 0.76 | 2.01 | 0 | 0 | 0 | 0 | 0 | 1 | 0 | 0 | 0 | 0 | 0 | 0 | 0 | 0 | 0 | 0 | 0 | 0 | 0 | 0 | 0 | 0 | 0 | 0 | 0 | 3485.7885
2025-07-23 | 11390.006 | 0.73 | 1.81 | 0 | 0 | 0 | 0 | 0 | 0 | 1 | 0 | 0 | 0 | 0 | 0 | 0 | 0 | 0 | 0 | 0 | 0 | 0 | 0 | 0 | 0 | 0 | 0 | 0 | 3738.8227
2025-07-23 | 12064.94 | 0.32 | 1.94 | 0 | 0 | 0 | 0 | 0 | 0 | 0 | 1 | 0 | 0 | 0 | 0 | 0 | 0 | 0 | 0 | 0 | 0 | 0 | 0 | 0 | 0 | 0 | 0 | 0 | 4147.2968
2025-07-23 | 12654.378 | 0 | 3.11 | 0 | 0 | 0 | 0 | 0 | 0 | 0 | 0 | 1 | 0 | 0 | 0 | 0 | 0 | 0 | 0 | 0 | 0 | 0 | 0 | 0 | 0 | 0 | 0 | 0 | 4925.6734
2025-07-23 | 13199.988 | 0 | 4.42 | 0 | 0 | 0 | 0 | 0 | 0 | 0 | 0 | 0 | 1 | 0 | 0 | 0 | 0 | 0 | 0 | 0 | 0 | 0 | 0 | 0 | 0 | 0 | 0 | 0 | 5618.8996
2025-07-23 | 13260.908 | 0 | 6 | 0 | 0 | 0 | 0 | 0 | 0 | 0 | 0 | 0 | 0 | 1 | 0 | 0 | 0 | 0 | 0 | 0 | 0 | 0 | 0 | 0 | 0 | 0 | 0 | 0 | 6252.0924
2025-07-23 | 13443.983 | 0 | 6.99 | 0 | 0 | 0 | 0 | 0 | 0 | 0 | 0 | 0 | 0 | 0 | 1 | 0 | 0 | 0 | 0 | 0 | 0 | 0 | 0 | 0 | 0 | 0 | 0 | 0 | 6622.9008
2025-07-23 | 13889.171 | 0 | 7.57 | 0 | 0 | 0 | 0 | 0 | 0 | 0 | 0 | 0 | 0 | 0 | 0 | 1 | 0 | 0 | 0 | 0 | 0 | 0 | 0 | 0 | 0 | 0 | 0 | 0 | 6835.6802
2025-07-23 | 15037.7 | 0 | 8.49 | 0 | 0 | 0 | 0 | 0 | 0 | 0 | 0 | 0 | 0 | 0 | 0 | 0 | 1 | 0 | 0 | 0 | 0 | 0 | 0 | 0 | 0 | 0 | 0 | 0 | 7071.8282
2025-07-23 | 15867.236 | 0 | 8.82 | 0 | 0 | 0 | 0 | 0 | 0 | 0 | 0 | 0 | 0 | 0 | 0 | 0 | 0 | 1 | 0 | 0 | 0 | 0 | 0 | 0 | 0 | 0 | 0 | 0 | 7130.6387
2025-07-23 | 14787.198 | 0 | 9 | 0 | 0 | 0 | 0 | 0 | 0 | 0 | 0 | 0 | 0 | 0 | 0 | 0 | 0 | 0 | 1 | 0 | 0 | 0 | 0 | 0 | 0 | 0 | 0 | 0 | 7283.0131
2025-07-23 | 14104.481 | 0 | 8.92 | 0 | 0 | 0 | 0 | 0 | 0 | 0 | 0 | 0 | 0 | 0 | 0 | 0 | 0 | 0 | 0 | 1 | 0 | 0 | 0 | 0 | 0 | 0 | 0 | 0 | 7640.3124
2025-07-23 | 13177.267 | 0 | 8.78 | 0 | 0 | 0 | 0 | 0 | 0 | 0 | 0 | 0 | 0 | 0 | 0 | 0 | 0 | 0 | 0 | 0 | 1 | 0 | 0 | 0 | 0 | 0 | 0 | 0 | 8149.6315
2025-07-23 | 11923.265 | 0 | 8.2 | 0 | 0 | 0 | 0 | 0 | 0 | 0 | 0 | 0 | 0 | 0 | 0 | 0 | 0 | 0 | 0 | 0 | 0 | 1 | 0 | 0 | 0 | 0 | 0 | 0 | 8160.1458
2025-07-23 | 10515.209 | 0 | 7.61 | 0 | 0 | 0 | 0 | 0 | 0 | 0 | 0 | 0 | 0 | 0 | 0 | 0 | 0 | 0 | 0 | 0 | 0 | 0 | 1 | 0 | 0 | 0 | 0 | 0 | 7955.2413
2025-07-23 | 9225.78 | 0 | 6.51 | 0 | 0 | 0 | 0 | 0 | 0 | 0 | 0 | 0 | 0 | 0 | 0 | 0 | 0 | 0 | 0 | 0 | 0 | 0 | 0 | 1 | 0 | 0 | 0 | 0 | 7521.7611
2025-07-23 | 8410.599 | 0 | 5.39 | 0 | 0 | 0 | 0 | 0 | 0 | 0 | 0 | 0 | 0 | 0 | 0 | 0 | 0 | 0 | 0 | 0 | 0 | 0 | 0 | 0 | 1 | 0 | 0 | 0 | 6875.6609
2025-07-23 | 8033.003 | 0 | 4.72 | 0 | 0 | 0 | 0 | 0 | 0 | 0 | 0 | 0 | 0 | 0 | 0 | 0 | 0 | 0 | 0 | 0 | 0 | 0 | 0 | 0 | 0 | 1 | 0 | 0 | 6094.2418
2025-07-23 | 7829.403 | 0 | 4 | 0 | 0 | 0 | 0 | 0 | 0 | 0 | 0 | 0 | 0 | 0 | 0 | 0 | 0 | 0 | 0 | 0 | 0 | 0 | 0 | 0 | 0 | 0 | 1 | 0 | 5205.7052
2025-07-23 | 7768.733 | 0 | 3.45 | 0 | 0 | 0 | 0 | 0 | 0 | 0 | 0 | 0 | 0 | 0 | 0 | 0 | 0 | 0 | 0 | 0 | 0 | 0 | 0 | 0 | 0 | 0 | 0 | 1 | 4495.3206
2025-07-24 | 7949.252 | 0 | 2.94 | 0 | 1 | 0 | 0 | 0 | 0 | 0 | 0 | 0 | 0 | 0 | 0 | 0 | 0 | 0 | 0 | 0 | 0 | 0 | 0 | 0 | 0 | 0 | 0 | 0 | 3955.3256
2025-07-24 | 8479.934 | 0.01 | 2.56 | 0 | 0 | 1 | 0 | 0 | 0 | 0 | 0 | 0 | 0 | 0 | 0 | 0 | 0 | 0 | 0 | 0 | 0 | 0 | 0 | 0 | 0 | 0 | 0 | 0 | 3603.9454
2025-07-24 | 9321.056 | 0.09 | 2.24 | 0 | 0 | 0 | 1 | 0 | 0 | 0 | 0 | 0 | 0 | 0 | 0 | 0 | 0 | 0 | 0 | 0 | 0 | 0 | 0 | 0 | 0 | 0 | 0 | 0 | 3377.5524
2025-07-24 | 10219.902 | 0.14 | 2.06 | 0 | 0 | 0 | 0 | 1 | 0 | 0 | 0 | 0 | 0 | 0 | 0 | 0 | 0 | 0 | 0 | 0 | 0 | 0 | 0 | 0 | 0 | 0 | 0 | 0 | 3289.8897
2025-07-24 | 10316.866 | 0.21 | 1.78 | 0 | 0 | 0 | 0 | 0 | 1 | 0 | 0 | 0 | 0 | 0 | 0 | 0 | 0 | 0 | 0 | 0 | 0 | 0 | 0 | 0 | 0 | 0 | 0 | 0 | 3340.8453
2025-07-24 | 10346.067 | 0.22 | 1.82 | 0 | 0 | 0 | 0 | 0 | 0 | 1 | 0 | 0 | 0 | 0 | 0 | 0 | 0 | 0 | 0 | 0 | 0 | 0 | 0 | 0 | 0 | 0 | 0 | 0 | 3686.3925
2025-07-24 | 10453.358 | 0.14 | 2.46 | 0 | 0 | 0 | 0 | 0 | 0 | 0 | 1 | 0 | 0 | 0 | 0 | 0 | 0 | 0 | 0 | 0 | 0 | 0 | 0 | 0 | 0 | 0 | 0 | 0 | 4318.4074
2025-07-24 | 10528.53 | 0.02 | 3.6 | 0 | 0 | 0 | 0 | 0 | 0 | 0 | 0 | 1 | 0 | 0 | 0 | 0 | 0 | 0 | 0 | 0 | 0 | 0 | 0 | 0 | 0 | 0 | 0 | 0 | 5107.7705
2025-07-24 | 10550.624 | 0 | 4.85 | 0 | 0 | 0 | 0 | 0 | 0 | 0 | 0 | 0 | 1 | 0 | 0 | 0 | 0 | 0 | 0 | 0 | 0 | 0 | 0 | 0 | 0 | 0 | 0 | 0 | 5776.7685
2025-07-24 | 10309.03 | 0 | 5.67 | 0 | 0 | 0 | 0 | 0 | 0 | 0 | 0 | 0 | 0 | 1 | 0 | 0 | 0 | 0 | 0 | 0 | 0 | 0 | 0 | 0 | 0 | 0 | 0 | 0 | 6130.9372
2025-07-24 | 10503.91 | 0 | 6.16 | 0 | 0 | 0 | 0 | 0 | 0 | 0 | 0 | 0 | 0 | 0 | 1 | 0 | 0 | 0 | 0 | 0 | 0 | 0 | 0 | 0 | 0 | 0 | 0 | 0 | 6318.1773
2025-07-24 | 10740.85 | 0 | 6.59 | 0 | 0 | 0 | 0 | 0 | 0 | 0 | 0 | 0 | 0 | 0 | 0 | 1 | 0 | 0 | 0 | 0 | 0 | 0 | 0 | 0 | 0 | 0 | 0 | 0 | 6475.8862
2025-07-24 | 12186.168 | 0 | 7.34 | 0 | 0 | 0 | 0 | 0 | 0 | 0 | 0 | 0 | 0 | 0 | 0 | 0 | 1 | 0 | 0 | 0 | 0 | 0 | 0 | 0 | 0 | 0 | 0 | 0 | 6649.6209
2025-07-24 | 13915.18 | 0 | 7.4 | 0 | 0 | 0 | 0 | 0 | 0 | 0 | 0 | 0 | 0 | 0 | 0 | 0 | 0 | 1 | 0 | 0 | 0 | 0 | 0 | 0 | 0 | 0 | 0 | 0 | 6609.3045
2025-07-24 | 13614.385 | 0 | 8.29 | 0 | 0 | 0 | 0 | 0 | 0 | 0 | 0 | 0 | 0 | 0 | 0 | 0 | 0 | 0 | 1 | 0 | 0 | 0 | 0 | 0 | 0 | 0 | 0 | 0 | 7022.3459
2025-07-24 | 13302.369 | 0 | 8.47 | 0 | 0 | 0 | 0 | 0 | 0 | 0 | 0 | 0 | 0 | 0 | 0 | 0 | 0 | 0 | 0 | 1 | 0 | 0 | 0 | 0 | 0 | 0 | 0 | 0 | 7475.1008
2025-07-24 | 12853.471 | 0 | 7.93 | 0 | 0 | 0 | 0 | 0 | 0 | 0 | 0 | 0 | 0 | 0 | 0 | 0 | 0 | 0 | 0 | 0 | 1 | 0 | 0 | 0 | 0 | 0 | 0 | 0 | 7837.5652
2025-07-24 | 11924.31 | 0 | 7.65 | 0 | 0 | 0 | 0 | 0 | 0 | 0 | 0 | 0 | 0 | 0 | 0 | 0 | 0 | 0 | 0 | 0 | 0 | 1 | 0 | 0 | 0 | 0 | 0 | 0 | 7958.2205
2025-07-24 | 10711.177 | 0 | 7.01 | 0 | 0 | 0 | 0 | 0 | 0 | 0 | 0 | 0 | 0 | 0 | 0 | 0 | 0 | 0 | 0 | 0 | 0 | 0 | 1 | 0 | 0 | 0 | 0 | 0 | 7734.9593
2025-07-24 | 9489.405 | 0.06 | 6 | 0 | 0 | 0 | 0 | 0 | 0 | 0 | 0 | 0 | 0 | 0 | 0 | 0 | 0 | 0 | 0 | 0 | 0 | 0 | 0 | 1 | 0 | 0 | 0 | 0 | 7341.1215
2025-07-24 | 8828.285 | 0.06 | 4.72 | 0 | 0 | 0 | 0 | 0 | 0 | 0 | 0 | 0 | 0 | 0 | 0 | 0 | 0 | 0 | 0 | 0 | 0 | 0 | 0 | 0 | 1 | 0 | 0 | 0 | 6636.2794
2025-07-24 | 8437.243 | 0.16 | 3.69 | 0 | 0 | 0 | 0 | 0 | 0 | 0 | 0 | 0 | 0 | 0 | 0 | 0 | 0 | 0 | 0 | 0 | 0 | 0 | 0 | 0 | 0 | 1 | 0 | 0 | 5733.6914
2025-07-24 | 8192.002 | 0.2 | 3.41 | 0 | 0 | 0 | 0 | 0 | 0 | 0 | 0 | 0 | 0 | 0 | 0 | 0 | 0 | 0 | 0 | 0 | 0 | 0 | 0 | 0 | 0 | 0 | 1 | 0 | 5011.0951
2025-07-24 | 8060.11 | 0.12 | 3.15 | 0 | 0 | 0 | 0 | 0 | 0 | 0 | 0 | 0 | 0 | 0 | 0 | 0 | 0 | 0 | 0 | 0 | 0 | 0 | 0 | 0 | 0 | 0 | 0 | 1 | 4398.38
2025-07-25 | 8242.225 | 0.21 | 2.68 | 0 | 1 | 0 | 0 | 0 | 0 | 0 | 0 | 0 | 0 | 0 | 0 | 0 | 0 | 0 | 0 | 0 | 0 | 0 | 0 | 0 | 0 | 0 | 0 | 0 | 3882.9707
2025-07-25 | 8718.62 | 0.35 | 2.44 | 0 | 0 | 1 | 0 | 0 | 0 | 0 | 0 | 0 | 0 | 0 | 0 | 0 | 0 | 0 | 0 | 0 | 0 | 0 | 0 | 0 | 0 | 0 | 0 | 0 | 3597.2901
2025-07-25 | 9468.374 | 0.32 | 2.05 | 0 | 0 | 0 | 1 | 0 | 0 | 0 | 0 | 0 | 0 | 0 | 0 | 0 | 0 | 0 | 0 | 0 | 0 | 0 | 0 | 0 | 0 | 0 | 0 | 0 | 3333.0971
2025-07-25 | 10486.078 | 0.37 | 1.84 | 0 | 0 | 0 | 0 | 1 | 0 | 0 | 0 | 0 | 0 | 0 | 0 | 0 | 0 | 0 | 0 | 0 | 0 | 0 | 0 | 0 | 0 | 0 | 0 | 0 | 3234.4203
2025-07-25 | 10594.468 | 0.5 | 1.59 | 0 | 0 | 0 | 0 | 0 | 1 | 0 | 0 | 0 | 0 | 0 | 0 | 0 | 0 | 0 | 0 | 0 | 0 | 0 | 0 | 0 | 0 | 0 | 0 | 0 | 3302.9902
2025-07-25 | 10426.845 | 0.43 | 1.49 | 0 | 0 | 0 | 0 | 0 | 0 | 1 | 0 | 0 | 0 | 0 | 0 | 0 | 0 | 0 | 0 | 0 | 0 | 0 | 0 | 0 | 0 | 0 | 0 | 0 | 3588.338
2025-07-25 | 9928.093 | 0.38 | 1.72 | 0 | 0 | 0 | 0 | 0 | 0 | 0 | 1 | 0 | 0 | 0 | 0 | 0 | 0 | 0 | 0 | 0 | 0 | 0 | 0 | 0 | 0 | 0 | 0 | 0 | 4073.1269
2025-07-25 | 9850.519 | 0.13 | 2.43 | 0 | 0 | 0 | 0 | 0 | 0 | 0 | 0 | 1 | 0 | 0 | 0 | 0 | 0 | 0 | 0 | 0 | 0 | 0 | 0 | 0 | 0 | 0 | 0 | 0 | 4690.3208
2025-07-25 | 9774.655 | 0.05 | 3.26 | 0 | 0 | 0 | 0 | 0 | 0 | 0 | 0 | 0 | 1 | 0 | 0 | 0 | 0 | 0 | 0 | 0 | 0 | 0 | 0 | 0 | 0 | 0 | 0 | 0 | 5198.5211
2025-07-25 | 9838.237 | 0 | 4.58 | 0 | 0 | 0 | 0 | 0 | 0 | 0 | 0 | 0 | 0 | 1 | 0 | 0 | 0 | 0 | 0 | 0 | 0 | 0 | 0 | 0 | 0 | 0 | 0 | 0 | 5730.7581
2025-07-25 | 10027.136 | 0 | 5.66 | 0 | 0 | 0 | 0 | 0 | 0 | 0 | 0 | 0 | 0 | 0 | 1 | 0 | 0 | 0 | 0 | 0 | 0 | 0 | 0 | 0 | 0 | 0 | 0 | 0 | 6134.6089
2025-07-25 | 10552.145 | 0 | 6.72 | 0 | 0 | 0 | 0 | 0 | 0 | 0 | 0 | 0 | 0 | 0 | 0 | 1 | 0 | 0 | 0 | 0 | 0 | 0 | 0 | 0 | 0 | 0 | 0 | 0 | 6523.614
2025-07-25 | 11908.42 | 0 | 7.58 | 0 | 0 | 0 | 0 | 0 | 0 | 0 | 0 | 0 | 0 | 0 | 0 | 0 | 1 | 0 | 0 | 0 | 0 | 0 | 0 | 0 | 0 | 0 | 0 | 0 | 6737.7337
2025-07-25 | 13321.319 | 0 | 8.41 | 0 | 0 | 0 | 0 | 0 | 0 | 0 | 0 | 0 | 0 | 0 | 0 | 0 | 0 | 1 | 0 | 0 | 0 | 0 | 0 | 0 | 0 | 0 | 0 | 0 | 6980.1126
2025-07-25 | 12825.132 | 0 | 8.72 | 0 | 0 | 0 | 0 | 0 | 0 | 0 | 0 | 0 | 0 | 0 | 0 | 0 | 0 | 0 | 1 | 0 | 0 | 0 | 0 | 0 | 0 | 0 | 0 | 0 | 7180.2148
2025-07-25 | 12549.542 | 0 | 9.08 | 0 | 0 | 0 | 0 | 0 | 0 | 0 | 0 | 0 | 0 | 0 | 0 | 0 | 0 | 0 | 0 | 1 | 0 | 0 | 0 | 0 | 0 | 0 | 0 | 0 | 7699.0543
2025-07-25 | 12250.154 | 0 | 8.73 | 0 | 0 | 0 | 0 | 0 | 0 | 0 | 0 | 0 | 0 | 0 | 0 | 0 | 0 | 0 | 0 | 0 | 1 | 0 | 0 | 0 | 0 | 0 | 0 | 0 | 8131.2746
2025-07-25 | 11356.466 | 0 | 8.55 | 0 | 0 | 0 | 0 | 0 | 0 | 0 | 0 | 0 | 0 | 0 | 0 | 0 | 0 | 0 | 0 | 0 | 0 | 1 | 0 | 0 | 0 | 0 | 0 | 0 | 8288.6437
2025-07-25 | 10008.877 | 0 | 8.09 | 0 | 0 | 0 | 0 | 0 | 0 | 0 | 0 | 0 | 0 | 0 | 0 | 0 | 0 | 0 | 0 | 0 | 0 | 0 | 1 | 0 | 0 | 0 | 0 | 0 | 8131.467
2025-07-25 | 8853.815 | 0 | 7.06 | 0 | 0 | 0 | 0 | 0 | 0 | 0 | 0 | 0 | 0 | 0 | 0 | 0 | 0 | 0 | 0 | 0 | 0 | 0 | 0 | 1 | 0 | 0 | 0 | 0 | 7723.6863
2025-07-25 | 8024.792 | 0 | 5.42 | 0 | 0 | 0 | 0 | 0 | 0 | 0 | 0 | 0 | 0 | 0 | 0 | 0 | 0 | 0 | 0 | 0 | 0 | 0 | 0 | 0 | 1 | 0 | 0 | 0 | 6886.675
2025-07-25 | 7693.18 | 0 | 4.34 | 0 | 0 | 0 | 0 | 0 | 0 | 0 | 0 | 0 | 0 | 0 | 0 | 0 | 0 | 0 | 0 | 0 | 0 | 0 | 0 | 0 | 0 | 1 | 0 | 0 | 5954.7299
2025-07-25 | 7436.069 | 0.11 | 3.51 | 0 | 0 | 0 | 0 | 0 | 0 | 0 | 0 | 0 | 0 | 0 | 0 | 0 | 0 | 0 | 0 | 0 | 0 | 0 | 0 | 0 | 0 | 0 | 1 | 0 | 5037.9085
2025-07-25 | 7355.54 | 0.12 | 2.75 | 0 | 0 | 0 | 0 | 0 | 0 | 0 | 0 | 0 | 0 | 0 | 0 | 0 | 0 | 0 | 0 | 0 | 0 | 0 | 0 | 0 | 0 | 0 | 0 | 1 | 4251.5253
2025-07-26 | 7461.242 | 0.31 | 1.94 | 1 | 1 | 0 | 0 | 0 | 0 | 0 | 0 | 0 | 0 | 0 | 0 | 0 | 0 | 0 | 0 | 0 | 0 | 0 | 0 | 0 | 0 | 0 | 0 | 0 | 3900.7642
2025-07-26 | 8046.471 | 0.56 | 1.71 | 1 | 0 | 1 | 0 | 0 | 0 | 0 | 0 | 0 | 0 | 0 | 0 | 0 | 0 | 0 | 0 | 0 | 0 | 0 | 0 | 0 | 0 | 0 | 0 | 0 | 3630.8553
2025-07-26 | 8896.54 | 0.57 | 1.3 | 1 | 0 | 0 | 1 | 0 | 0 | 0 | 0 | 0 | 0 | 0 | 0 | 0 | 0 | 0 | 0 | 0 | 0 | 0 | 0 | 0 | 0 | 0 | 0 | 0 | 3363.7197
2025-07-26 | 9779.134 | 0.72 | 1.13 | 1 | 0 | 0 | 0 | 1 | 0 | 0 | 0 | 0 | 0 | 0 | 0 | 0 | 0 | 0 | 0 | 0 | 0 | 0 | 0 | 0 | 0 | 0 | 0 | 0 | 3290.7287
2025-07-26 | 9754.603 | 0.96 | 0.96 | 1 | 0 | 0 | 0 | 0 | 1 | 0 | 0 | 0 | 0 | 0 | 0 | 0 | 0 | 0 | 0 | 0 | 0 | 0 | 0 | 0 | 0 | 0 | 0 | 0 | 3400.7699
2025-07-26 | 9675.364 | 0.88 | 0.94 | 1 | 0 | 0 | 0 | 0 | 0 | 1 | 0 | 0 | 0 | 0 | 0 | 0 | 0 | 0 | 0 | 0 | 0 | 0 | 0 | 0 | 0 | 0 | 0 | 0 | 3714.3886
2025-07-26 | 9621.206 | 0.45 | 1.34 | 1 | 0 | 0 | 0 | 0 | 0 | 0 | 1 | 0 | 0 | 0 | 0 | 0 | 0 | 0 | 0 | 0 | 0 | 0 | 0 | 0 | 0 | 0 | 0 | 0 | 4219.7896
2025-07-26 | 9791.769 | 0.02 | 2.82 | 1 | 0 | 0 | 0 | 0 | 0 | 0 | 0 | 1 | 0 | 0 | 0 | 0 | 0 | 0 | 0 | 0 | 0 | 0 | 0 | 0 | 0 | 0 | 0 | 0 | 5099.8782
2025-07-26 | 9668.692 | 0 | 4.94 | 1 | 0 | 0 | 0 | 0 | 0 | 0 | 0 | 0 | 1 | 0 | 0 | 0 | 0 | 0 | 0 | 0 | 0 | 0 | 0 | 0 | 0 | 0 | 0 | 0 | 6088.2852
2025-07-26 | 9631.659 | 0 | 6.46 | 1 | 0 | 0 | 0 | 0 | 0 | 0 | 0 | 0 | 0 | 1 | 0 | 0 | 0 | 0 | 0 | 0 | 0 | 0 | 0 | 0 | 0 | 0 | 0 | 0 | 6699.4497
2025-07-26 | 9465.005 | 0 | 7.44 | 1 | 0 | 0 | 0 | 0 | 0 | 0 | 0 | 0 | 0 | 0 | 1 | 0 | 0 | 0 | 0 | 0 | 0 | 0 | 0 | 0 | 0 | 0 | 0 | 0 | 7066.5868
2025-07-26 | 9764.013 | 0 | 8.35 | 1 | 0 | 0 | 0 | 0 | 0 | 0 | 0 | 0 | 0 | 0 | 0 | 1 | 0 | 0 | 0 | 0 | 0 | 0 | 0 | 0 | 0 | 0 | 0 | 0 | 7400.5214
2025-07-26 | 11126.802 | 0 | 8.84 | 1 | 0 | 0 | 0 | 0 | 0 | 0 | 0 | 0 | 0 | 0 | 0 | 0 | 1 | 0 | 0 | 0 | 0 | 0 | 0 | 0 | 0 | 0 | 0 | 0 | 7478.8005
2025-07-26 | 12546.262 | 0 | 9.05 | 1 | 0 | 0 | 0 | 0 | 0 | 0 | 0 | 0 | 0 | 0 | 0 | 0 | 0 | 1 | 0 | 0 | 0 | 0 | 0 | 0 | 0 | 0 | 0 | 0 | 7493.5546
2025-07-26 | 12039.649 | 0 | 9.35 | 1 | 0 | 0 | 0 | 0 | 0 | 0 | 0 | 0 | 0 | 0 | 0 | 0 | 0 | 0 | 1 | 0 | 0 | 0 | 0 | 0 | 0 | 0 | 0 | 0 | 7689.9854
2025-07-26 | 11867.71 | 0 | 8.65 | 1 | 0 | 0 | 0 | 0 | 0 | 0 | 0 | 0 | 0 | 0 | 0 | 0 | 0 | 0 | 0 | 1 | 0 | 0 | 0 | 0 | 0 | 0 | 0 | 0 | 7819.6599
2025-07-26 | 11823.462 | 0 | 8.64 | 1 | 0 | 0 | 0 | 0 | 0 | 0 | 0 | 0 | 0 | 0 | 0 | 0 | 0 | 0 | 0 | 0 | 1 | 0 | 0 | 0 | 0 | 0 | 0 | 0 | 8376.7068
2025-07-26 | 10945.608 | 0 | 8.71 | 1 | 0 | 0 | 0 | 0 | 0 | 0 | 0 | 0 | 0 | 0 | 0 | 0 | 0 | 0 | 0 | 0 | 0 | 1 | 0 | 0 | 0 | 0 | 0 | 0 | 8625.86
2025-07-26 | 9631.657 | 0 | 8.29 | 1 | 0 | 0 | 0 | 0 | 0 | 0 | 0 | 0 | 0 | 0 | 0 | 0 | 0 | 0 | 0 | 0 | 0 | 0 | 1 | 0 | 0 | 0 | 0 | 0 | 8483.3688
2025-07-26 | 8549.292 | 0 | 6.96 | 1 | 0 | 0 | 0 | 0 | 0 | 0 | 0 | 0 | 0 | 0 | 0 | 0 | 0 | 0 | 0 | 0 | 0 | 0 | 0 | 1 | 0 | 0 | 0 | 0 | 7965.4471
2025-07-26 | 7703.966 | 0 | 5.88 | 1 | 0 | 0 | 0 | 0 | 0 | 0 | 0 | 0 | 0 | 0 | 0 | 0 | 0 | 0 | 0 | 0 | 0 | 0 | 0 | 0 | 1 | 0 | 0 | 0 | 7334.0323
2025-07-26 | 7283.329 | 0 | 5.16 | 1 | 0 | 0 | 0 | 0 | 0 | 0 | 0 | 0 | 0 | 0 | 0 | 0 | 0 | 0 | 0 | 0 | 0 | 0 | 0 | 0 | 0 | 1 | 0 | 0 | 6534.2565
2025-07-26 | 6926.762 | 0 | 4.36 | 1 | 0 | 0 | 0 | 0 | 0 | 0 | 0 | 0 | 0 | 0 | 0 | 0 | 0 | 0 | 0 | 0 | 0 | 0 | 0 | 0 | 0 | 0 | 1 | 0 | 5616.3489
2025-07-26 | 6891.486 | 0 | 3.98 | 1 | 0 | 0 | 0 | 0 | 0 | 0 | 0 | 0 | 0 | 0 | 0 | 0 | 0 | 0 | 0 | 0 | 0 | 0 | 0 | 0 | 0 | 0 | 0 | 1 | 4968.3776
2025-07-27 | 6921.292 | 0 | 3.37 | 1 | 1 | 0 | 0 | 0 | 0 | 0 | 0 | 0 | 0 | 0 | 0 | 0 | 0 | 0 | 0 | 0 | 0 | 0 | 0 | 0 | 0 | 0 | 0 | 0 | 4391.6688
2025-07-27 | 7410.273 | 0 | 3.03 | 1 | 0 | 1 | 0 | 0 | 0 | 0 | 0 | 0 | 0 | 0 | 0 | 0 | 0 | 0 | 0 | 0 | 0 | 0 | 0 | 0 | 0 | 0 | 0 | 0 | 4053.8741
2025-07-27 | 8331.485 | 0 | 2.36 | 1 | 0 | 0 | 1 | 0 | 0 | 0 | 0 | 0 | 0 | 0 | 0 | 0 | 0 | 0 | 0 | 0 | 0 | 0 | 0 | 0 | 0 | 0 | 0 | 0 | 3690.1829
2025-07-27 | 9172.775 | 0.16 | 2.12 | 1 | 0 | 0 | 0 | 1 | 0 | 0 | 0 | 0 | 0 | 0 | 0 | 0 | 0 | 0 | 0 | 0 | 0 | 0 | 0 | 0 | 0 | 0 | 0 | 0 | 3592.5924
2025-07-27 | 9249.655 | 0.3 | 1.98 | 1 | 0 | 0 | 0 | 0 | 1 | 0 | 0 | 0 | 0 | 0 | 0 | 0 | 0 | 0 | 0 | 0 | 0 | 0 | 0 | 0 | 0 | 0 | 0 | 0 | 3702.6474
2025-07-27 | 8521.852 | 0.24 | 1.96 | 1 | 0 | 0 | 0 | 0 | 0 | 1 | 0 | 0 | 0 | 0 | 0 | 0 | 0 | 0 | 0 | 0 | 0 | 0 | 0 | 0 | 0 | 0 | 0 | 0 | 4018.4661
2025-07-27 | 8490.135 | 0.14 | 2.53 | 1 | 0 | 0 | 0 | 0 | 0 | 0 | 1 | 0 | 0 | 0 | 0 | 0 | 0 | 0 | 0 | 0 | 0 | 0 | 0 | 0 | 0 | 0 | 0 | 0 | 4622.5814
2025-07-27 | 8599.569 | 0 | 3.82 | 1 | 0 | 0 | 0 | 0 | 0 | 0 | 0 | 1 | 0 | 0 | 0 | 0 | 0 | 0 | 0 | 0 | 0 | 0 | 0 | 0 | 0 | 0 | 0 | 0 | 5464.815
2025-07-27 | 8391.017 | 0 | 5.26 | 1 | 0 | 0 | 0 | 0 | 0 | 0 | 0 | 0 | 1 | 0 | 0 | 0 | 0 | 0 | 0 | 0 | 0 | 0 | 0 | 0 | 0 | 0 | 0 | 0 | 6205.769
2025-07-27 | 8400.435 | 0 | 6.12 | 1 | 0 | 0 | 0 | 0 | 0 | 0 | 0 | 0 | 0 | 1 | 0 | 0 | 0 | 0 | 0 | 0 | 0 | 0 | 0 | 0 | 0 | 0 | 0 | 0 | 6574.6232
2025-07-27 | 8291.199 | 0 | 7.13 | 1 | 0 | 0 | 0 | 0 | 0 | 0 | 0 | 0 | 0 | 0 | 1 | 0 | 0 | 0 | 0 | 0 | 0 | 0 | 0 | 0 | 0 | 0 | 0 | 0 | 6952.7744
2025-07-27 | 9041.931 | 0 | 8.27 | 1 | 0 | 0 | 0 | 0 | 0 | 0 | 0 | 0 | 0 | 0 | 0 | 1 | 0 | 0 | 0 | 0 | 0 | 0 | 0 | 0 | 0 | 0 | 0 | 0 | 7371.1504
2025-07-27 | 10678.706 | 0 | 7.99 | 1 | 0 | 0 | 0 | 0 | 0 | 0 | 0 | 0 | 0 | 0 | 0 | 0 | 1 | 0 | 0 | 0 | 0 | 0 | 0 | 0 | 0 | 0 | 0 | 0 | 7166.7343
2025-07-27 | 12179.166 | 0 | 9.18 | 1 | 0 | 0 | 0 | 0 | 0 | 0 | 0 | 0 | 0 | 0 | 0 | 0 | 0 | 1 | 0 | 0 | 0 | 0 | 0 | 0 | 0 | 0 | 0 | 0 | 7541.2824
2025-07-27 | 12076.553 | 0 | 10.07 | 1 | 0 | 0 | 0 | 0 | 0 | 0 | 0 | 0 | 0 | 0 | 0 | 0 | 0 | 0 | 1 | 0 | 0 | 0 | 0 | 0 | 0 | 0 | 0 | 0 | 7954.3239
2025-07-27 | 11986.964 | 0 | 9.85 | 1 | 0 | 0 | 0 | 0 | 0 | 0 | 0 | 0 | 0 | 0 | 0 | 0 | 0 | 0 | 0 | 1 | 0 | 0 | 0 | 0 | 0 | 0 | 0 | 0 | 8260.2241
2025-07-27 | 11636.273 | 0 | 9.86 | 1 | 0 | 0 | 0 | 0 | 0 | 0 | 0 | 0 | 0 | 0 | 0 | 0 | 0 | 0 | 0 | 0 | 1 | 0 | 0 | 0 | 0 | 0 | 0 | 0 | 8824.6137
2025-07-27 | 11015.441 | 0 | 9.63 | 1 | 0 | 0 | 0 | 0 | 0 | 0 | 0 | 0 | 0 | 0 | 0 | 0 | 0 | 0 | 0 | 0 | 0 | 1 | 0 | 0 | 0 | 0 | 0 | 0 | 8963.6258
2025-07-27 | 9748.397 | 0 | 9.13 | 1 | 0 | 0 | 0 | 0 | 0 | 0 | 0 | 0 | 0 | 0 | 0 | 0 | 0 | 0 | 0 | 0 | 0 | 0 | 1 | 0 | 0 | 0 | 0 | 0 | 8791.7637
2025-07-27 | 8534.719 | 0 | 7.6 | 1 | 0 | 0 | 0 | 0 | 0 | 0 | 0 | 0 | 0 | 0 | 0 | 0 | 0 | 0 | 0 | 0 | 0 | 0 | 0 | 1 | 0 | 0 | 0 | 0 | 8200.4146
2025-07-27 | 7792.881 | 0 | 6.36 | 1 | 0 | 0 | 0 | 0 | 0 | 0 | 0 | 0 | 0 | 0 | 0 | 0 | 0 | 0 | 0 | 0 | 0 | 0 | 0 | 0 | 1 | 0 | 0 | 0 | 7510.258
2025-07-27 | 7259.805 | 0 | 5.25 | 1 | 0 | 0 | 0 | 0 | 0 | 0 | 0 | 0 | 0 | 0 | 0 | 0 | 0 | 0 | 0 | 0 | 0 | 0 | 0 | 0 | 0 | 1 | 0 | 0 | 6567.2988
2025-07-27 | 6907.433 | 0.05 | 4.32 | 1 | 0 | 0 | 0 | 0 | 0 | 0 | 0 | 0 | 0 | 0 | 0 | 0 | 0 | 0 | 0 | 0 | 0 | 0 | 0 | 0 | 0 | 0 | 1 | 0 | 5607.1636
2025-07-27 | 6741.906 | 0.03 | 4.05 | 1 | 0 | 0 | 0 | 0 | 0 | 0 | 0 | 0 | 0 | 0 | 0 | 0 | 0 | 0 | 0 | 0 | 0 | 0 | 0 | 0 | 0 | 0 | 0 | 1 | 4997.3773
2025-07-28 | 6745.715 | 0 | 3.56 | 0 | 1 | 0 | 0 | 0 | 0 | 0 | 0 | 0 | 0 | 0 | 0 | 0 | 0 | 0 | 0 | 0 | 0 | 0 | 0 | 0 | 0 | 0 | 0 | 0 | 4182.9504
2025-07-28 | 7214.495 | 0.13 | 3.03 | 0 | 0 | 1 | 0 | 0 | 0 | 0 | 0 | 0 | 0 | 0 | 0 | 0 | 0 | 0 | 0 | 0 | 0 | 0 | 0 | 0 | 0 | 0 | 0 | 0 | 3789.7001
2025-07-28 | 8009.205 | 0.24 | 2.7 | 0 | 0 | 0 | 1 | 0 | 0 | 0 | 0 | 0 | 0 | 0 | 0 | 0 | 0 | 0 | 0 | 0 | 0 | 0 | 0 | 0 | 0 | 0 | 0 | 0 | 3562.9357
2025-07-28 | 9035.107 | 0.17 | 2.16 | 0 | 0 | 0 | 0 | 1 | 0 | 0 | 0 | 0 | 0 | 0 | 0 | 0 | 0 | 0 | 0 | 0 | 0 | 0 | 0 | 0 | 0 | 0 | 0 | 0 | 3329.9035
2025-07-28 | 9340.125 | 0.25 | 2.14 | 0 | 0 | 0 | 0 | 0 | 1 | 0 | 0 | 0 | 0 | 0 | 0 | 0 | 0 | 0 | 0 | 0 | 0 | 0 | 0 | 0 | 0 | 0 | 0 | 0 | 3477.4146
2025-07-28 | 9175.766 | 0.33 | 1.93 | 0 | 0 | 0 | 0 | 0 | 0 | 1 | 0 | 0 | 0 | 0 | 0 | 0 | 0 | 0 | 0 | 0 | 0 | 0 | 0 | 0 | 0 | 0 | 0 | 0 | 3738.8779
2025-07-28 | 9189.224 | 0.3 | 2.23 | 0 | 0 | 0 | 0 | 0 | 0 | 0 | 1 | 0 | 0 | 0 | 0 | 0 | 0 | 0 | 0 | 0 | 0 | 0 | 0 | 0 | 0 | 0 | 0 | 0 | 4251.5665
2025-07-28 | 9367.542 | 0.11 | 3.25 | 0 | 0 | 0 | 0 | 0 | 0 | 0 | 0 | 1 | 0 | 0 | 0 | 0 | 0 | 0 | 0 | 0 | 0 | 0 | 0 | 0 | 0 | 0 | 0 | 0 | 4989.1729
2025-07-28 | 9354.176 | 0.02 | 4.66 | 0 | 0 | 0 | 0 | 0 | 0 | 0 | 0 | 0 | 1 | 0 | 0 | 0 | 0 | 0 | 0 | 0 | 0 | 0 | 0 | 0 | 0 | 0 | 0 | 0 | 5709.2125
2025-07-28 | 9309.756 | 0 | 6.27 | 0 | 0 | 0 | 0 | 0 | 0 | 0 | 0 | 0 | 0 | 1 | 0 | 0 | 0 | 0 | 0 | 0 | 0 | 0 | 0 | 0 | 0 | 0 | 0 | 0 | 6351.2193
2025-07-28 | 9321.986 | 0 | 6.96 | 0 | 0 | 0 | 0 | 0 | 0 | 0 | 0 | 0 | 0 | 0 | 1 | 0 | 0 | 0 | 0 | 0 | 0 | 0 | 0 | 0 | 0 | 0 | 0 | 0 | 6611.8867
2025-07-28 | 9744.74 | 0 | 7.77 | 0 | 0 | 0 | 0 | 0 | 0 | 0 | 0 | 0 | 0 | 0 | 0 | 1 | 0 | 0 | 0 | 0 | 0 | 0 | 0 | 0 | 0 | 0 | 0 | 0 | 6909.1076
2025-07-28 | 10710.291 | 0 | 7.99 | 0 | 0 | 0 | 0 | 0 | 0 | 0 | 0 | 0 | 0 | 0 | 0 | 0 | 1 | 0 | 0 | 0 | 0 | 0 | 0 | 0 | 0 | 0 | 0 | 0 | 6888.2598
2025-07-28 | 11685.486 | 0 | 9.24 | 0 | 0 | 0 | 0 | 0 | 0 | 0 | 0 | 0 | 0 | 0 | 0 | 0 | 0 | 1 | 0 | 0 | 0 | 0 | 0 | 0 | 0 | 0 | 0 | 0 | 7284.8362
2025-07-28 | 11596.525 | 0 | 9.4 | 0 | 0 | 0 | 0 | 0 | 0 | 0 | 0 | 0 | 0 | 0 | 0 | 0 | 0 | 0 | 1 | 0 | 0 | 0 | 0 | 0 | 0 | 0 | 0 | 0 | 7429.8678
2025-07-28 | 11510.212 | 0 | 9.56 | 0 | 0 | 0 | 0 | 0 | 0 | 0 | 0 | 0 | 0 | 0 | 0 | 0 | 0 | 0 | 0 | 1 | 0 | 0 | 0 | 0 | 0 | 0 | 0 | 0 | 7875.2799
2025-07-28 | 11179.024 | 0 | 9.42 | 0 | 0 | 0 | 0 | 0 | 0 | 0 | 0 | 0 | 0 | 0 | 0 | 0 | 0 | 0 | 0 | 0 | 1 | 0 | 0 | 0 | 0 | 0 | 0 | 0 | 8384.599
2025-07-28 | 10489.223 | 0 | 8.88 | 0 | 0 | 0 | 0 | 0 | 0 | 0 | 0 | 0 | 0 | 0 | 0 | 0 | 0 | 0 | 0 | 0 | 0 | 1 | 0 | 0 | 0 | 0 | 0 | 0 | 8409.7988
2025-07-28 | 9536.875 | 0 | 8.49 | 0 | 0 | 0 | 0 | 0 | 0 | 0 | 0 | 0 | 0 | 0 | 0 | 0 | 0 | 0 | 0 | 0 | 0 | 0 | 1 | 0 | 0 | 0 | 0 | 0 | 8278.3217
2025-07-28 | 8538.717 | 0 | 7.58 | 0 | 0 | 0 | 0 | 0 | 0 | 0 | 0 | 0 | 0 | 0 | 0 | 0 | 0 | 0 | 0 | 0 | 0 | 0 | 0 | 1 | 0 | 0 | 0 | 0 | 7914.5974
2025-07-28 | 8373.45 | 0 | 6.45 | 0 | 0 | 0 | 0 | 0 | 0 | 0 | 0 | 0 | 0 | 0 | 0 | 0 | 0 | 0 | 0 | 0 | 0 | 0 | 0 | 0 | 1 | 0 | 0 | 0 | 7264.8259
2025-07-28 | 7882.508 | 0 | 5.69 | 0 | 0 | 0 | 0 | 0 | 0 | 0 | 0 | 0 | 0 | 0 | 0 | 0 | 0 | 0 | 0 | 0 | 0 | 0 | 0 | 0 | 0 | 1 | 0 | 0 | 6450.3645
2025-07-28 | 7586.635 | 0.06 | 4.6 | 0 | 0 | 0 | 0 | 0 | 0 | 0 | 0 | 0 | 0 | 0 | 0 | 0 | 0 | 0 | 0 | 0 | 0 | 0 | 0 | 0 | 0 | 0 | 1 | 0 | 5432.5875
2025-07-28 | 7396.979 | 0.15 | 3.87 | 0 | 0 | 0 | 0 | 0 | 0 | 0 | 0 | 0 | 0 | 0 | 0 | 0 | 0 | 0 | 0 | 0 | 0 | 0 | 0 | 0 | 0 | 0 | 0 | 1 | 4666.0186
2025-07-29 | 7424.633 | 0.35 | 3.66 | 0 | 1 | 0 | 0 | 0 | 0 | 0 | 0 | 0 | 0 | 0 | 0 | 0 | 0 | 0 | 0 | 0 | 0 | 0 | 0 | 0 | 0 | 0 | 0 | 0 | 4258.1652
2025-07-29 | 7737.03 | 0.5 | 3.3 | 0 | 0 | 1 | 0 | 0 | 0 | 0 | 0 | 0 | 0 | 0 | 0 | 0 | 0 | 0 | 0 | 0 | 0 | 0 | 0 | 0 | 0 | 0 | 0 | 0 | 3929.5282
2025-07-29 | 8286.416 | 0.53 | 2.79 | 0 | 0 | 0 | 1 | 0 | 0 | 0 | 0 | 0 | 0 | 0 | 0 | 0 | 0 | 0 | 0 | 0 | 0 | 0 | 0 | 0 | 0 | 0 | 0 | 0 | 3627.879
2025-07-29 | 9489.068 | 0.63 | 2.51 | 0 | 0 | 0 | 0 | 1 | 0 | 0 | 0 | 0 | 0 | 0 | 0 | 0 | 0 | 0 | 0 | 0 | 0 | 0 | 0 | 0 | 0 | 0 | 0 | 0 | 3509.0028
2025-07-29 | 10527.937 | 0.79 | 2.27 | 0 | 0 | 0 | 0 | 0 | 1 | 0 | 0 | 0 | 0 | 0 | 0 | 0 | 0 | 0 | 0 | 0 | 0 | 0 | 0 | 0 | 0 | 0 | 0 | 0 | 3584.5441
2025-07-29 | 11102.924 | 0.8 | 2.1 | 0 | 0 | 0 | 0 | 0 | 0 | 1 | 0 | 0 | 0 | 0 | 0 | 0 | 0 | 0 | 0 | 0 | 0 | 0 | 0 | 0 | 0 | 0 | 0 | 0 | 3852.9926
2025-07-29 | 11389.801 | 0.52 | 2.14 | 0 | 0 | 0 | 0 | 0 | 0 | 0 | 1 | 0 | 0 | 0 | 0 | 0 | 0 | 0 | 0 | 0 | 0 | 0 | 0 | 0 | 0 | 0 | 0 | 0 | 4242.7248
2025-07-29 | 11490.433 | 0.05 | 2.71 | 0 | 0 | 0 | 0 | 0 | 0 | 0 | 0 | 1 | 0 | 0 | 0 | 0 | 0 | 0 | 0 | 0 | 0 | 0 | 0 | 0 | 0 | 0 | 0 | 0 | 4784.3188
2025-07-29 | 11936.939 | 0 | 4.16 | 0 | 0 | 0 | 0 | 0 | 0 | 0 | 0 | 0 | 1 | 0 | 0 | 0 | 0 | 0 | 0 | 0 | 0 | 0 | 0 | 0 | 0 | 0 | 0 | 0 | 5523.4441
2025-07-29 | 11773.478 | 0 | 5.47 | 0 | 0 | 0 | 0 | 0 | 0 | 0 | 0 | 0 | 0 | 1 | 0 | 0 | 0 | 0 | 0 | 0 | 0 | 0 | 0 | 0 | 0 | 0 | 0 | 0 | 6057.5099
2025-07-29 | 11760.734 | 0 | 6.51 | 0 | 0 | 0 | 0 | 0 | 0 | 0 | 0 | 0 | 0 | 0 | 1 | 0 | 0 | 0 | 0 | 0 | 0 | 0 | 0 | 0 | 0 | 0 | 0 | 0 | 6446.6752
2025-07-29 | 11819.102 | 0 | 6.98 | 0 | 0 | 0 | 0 | 0 | 0 | 0 | 0 | 0 | 0 | 0 | 0 | 1 | 0 | 0 | 0 | 0 | 0 | 0 | 0 | 0 | 0 | 0 | 0 | 0 | 6619.0695
2025-07-29 | 12634.5 | 0 | 7.9 | 0 | 0 | 0 | 0 | 0 | 0 | 0 | 0 | 0 | 0 | 0 | 0 | 0 | 1 | 0 | 0 | 0 | 0 | 0 | 0 | 0 | 0 | 0 | 0 | 0 | 6855.2175
2025-07-29 | 13296.97 | 0 | 8.49 | 0 | 0 | 0 | 0 | 0 | 0 | 0 | 0 | 0 | 0 | 0 | 0 | 0 | 0 | 1 | 0 | 0 | 0 | 0 | 0 | 0 | 0 | 0 | 0 | 0 | 7009.4836
2025-07-29 | 12527.355 | 0 | 9.09 | 0 | 0 | 0 | 0 | 0 | 0 | 0 | 0 | 0 | 0 | 0 | 0 | 0 | 0 | 0 | 1 | 0 | 0 | 0 | 0 | 0 | 0 | 0 | 0 | 0 | 7316.0554
2025-07-29 | 11715.171 | 0 | 8.99 | 0 | 0 | 0 | 0 | 0 | 0 | 0 | 0 | 0 | 0 | 0 | 0 | 0 | 0 | 0 | 0 | 1 | 0 | 0 | 0 | 0 | 0 | 0 | 0 | 0 | 7666.012
2025-07-29 | 11118.335 | 0 | 9.01 | 0 | 0 | 0 | 0 | 0 | 0 | 0 | 0 | 0 | 0 | 0 | 0 | 0 | 0 | 0 | 0 | 0 | 1 | 0 | 0 | 0 | 0 | 0 | 0 | 0 | 8234.073
2025-07-29 | 10312.964 | 0 | 8.94 | 0 | 0 | 0 | 0 | 0 | 0 | 0 | 0 | 0 | 0 | 0 | 0 | 0 | 0 | 0 | 0 | 0 | 0 | 1 | 0 | 0 | 0 | 0 | 0 | 0 | 8431.827
2025-07-29 | 9355.685 | 0 | 7.89 | 0 | 0 | 0 | 0 | 0 | 0 | 0 | 0 | 0 | 0 | 0 | 0 | 0 | 0 | 0 | 0 | 0 | 0 | 0 | 1 | 0 | 0 | 0 | 0 | 0 | 8058.0396
2025-07-29 | 8449.148 | 0 | 6.84 | 0 | 0 | 0 | 0 | 0 | 0 | 0 | 0 | 0 | 0 | 0 | 0 | 0 | 0 | 0 | 0 | 0 | 0 | 0 | 0 | 1 | 0 | 0 | 0 | 0 | 7642.9162
2025-07-29 | 7551 | 0 | 5.51 | 0 | 0 | 0 | 0 | 0 | 0 | 0 | 0 | 0 | 0 | 0 | 0 | 0 | 0 | 0 | 0 | 0 | 0 | 0 | 0 | 0 | 1 | 0 | 0 | 0 | 6919.7173
2025-07-29 | 7082.056 | 0 | 4.55 | 0 | 0 | 0 | 0 | 0 | 0 | 0 | 0 | 0 | 0 | 0 | 0 | 0 | 0 | 0 | 0 | 0 | 0 | 0 | 0 | 0 | 0 | 1 | 0 | 0 | 6031.8286
2025-07-29 | 6754.678 | 0 | 3.84 | 0 | 0 | 0 | 0 | 0 | 0 | 0 | 0 | 0 | 0 | 0 | 0 | 0 | 0 | 0 | 0 | 0 | 0 | 0 | 0 | 0 | 0 | 0 | 1 | 0 | 5146.9633
2025-07-29 | 6595.593 | 0.06 | 3.34 | 0 | 0 | 0 | 0 | 0 | 0 | 0 | 0 | 0 | 0 | 0 | 0 | 0 | 0 | 0 | 0 | 0 | 0 | 0 | 0 | 0 | 0 | 0 | 0 | 1 | 4461.5358
2025-07-30 | 6694.297 | 0.23 | 2.88 | 0 | 1 | 0 | 0 | 0 | 0 | 0 | 0 | 0 | 0 | 0 | 0 | 0 | 0 | 0 | 0 | 0 | 0 | 0 | 0 | 0 | 0 | 0 | 0 | 0 | 3958.5981
2025-07-30 | 6984.674 | 0.37 | 2.49 | 0 | 0 | 1 | 0 | 0 | 0 | 0 | 0 | 0 | 0 | 0 | 0 | 0 | 0 | 0 | 0 | 0 | 0 | 0 | 0 | 0 | 0 | 0 | 0 | 0 | 3617.847
2025-07-30 | 7502.892 | 0.51 | 1.98 | 0 | 0 | 0 | 1 | 0 | 0 | 0 | 0 | 0 | 0 | 0 | 0 | 0 | 0 | 0 | 0 | 0 | 0 | 0 | 0 | 0 | 0 | 0 | 0 | 0 | 3328.2981
2025-07-30 | 8595.479 | 0.61 | 1.66 | 0 | 0 | 0 | 0 | 1 | 0 | 0 | 0 | 0 | 0 | 0 | 0 | 0 | 0 | 0 | 0 | 0 | 0 | 0 | 0 | 0 | 0 | 0 | 0 | 0 | 3194.7364
2025-07-30 | 9690.947 | 0.74 | 1.55 | 0 | 0 | 0 | 0 | 0 | 1 | 0 | 0 | 0 | 0 | 0 | 0 | 0 | 0 | 0 | 0 | 0 | 0 | 0 | 0 | 0 | 0 | 0 | 0 | 0 | 3314.7055
2025-07-30 | 10470.884 | 0.84 | 1.38 | 0 | 0 | 0 | 0 | 0 | 0 | 1 | 0 | 0 | 0 | 0 | 0 | 0 | 0 | 0 | 0 | 0 | 0 | 0 | 0 | 0 | 0 | 0 | 0 | 0 | 3593.0542
2025-07-30 | 10893.411 | 0.52 | 1.65 | 0 | 0 | 0 | 0 | 0 | 0 | 0 | 1 | 0 | 0 | 0 | 0 | 0 | 0 | 0 | 0 | 0 | 0 | 0 | 0 | 0 | 0 | 0 | 0 | 0 | 4062.8278
2025-07-30 | 11256.987 | 0.23 | 2.25 | 0 | 0 | 0 | 0 | 0 | 0 | 0 | 0 | 1 | 0 | 0 | 0 | 0 | 0 | 0 | 0 | 0 | 0 | 0 | 0 | 0 | 0 | 0 | 0 | 0 | 4635.2365
2025-07-30 | 11809.106 | 0.06 | 3.44 | 0 | 0 | 0 | 0 | 0 | 0 | 0 | 0 | 0 | 1 | 0 | 0 | 0 | 0 | 0 | 0 | 0 | 0 | 0 | 0 | 0 | 0 | 0 | 0 | 0 | 5265.7058
2025-07-30 | 11403.308 | 0 | 4.38 | 0 | 0 | 0 | 0 | 0 | 0 | 0 | 0 | 0 | 0 | 1 | 0 | 0 | 0 | 0 | 0 | 0 | 0 | 0 | 0 | 0 | 0 | 0 | 0 | 0 | 5657.3308
2025-07-30 | 11555.161 | 0 | 5.54 | 0 | 0 | 0 | 0 | 0 | 0 | 0 | 0 | 0 | 0 | 0 | 1 | 0 | 0 | 0 | 0 | 0 | 0 | 0 | 0 | 0 | 0 | 0 | 0 | 0 | 6090.5525
2025-07-30 | 12484.022 | 0 | 6.44 | 0 | 0 | 0 | 0 | 0 | 0 | 0 | 0 | 0 | 0 | 0 | 0 | 1 | 0 | 0 | 0 | 0 | 0 | 0 | 0 | 0 | 0 | 0 | 0 | 0 | 6420.8157
2025-07-30 | 13892.659 | 0 | 7.37 | 0 | 0 | 0 | 0 | 0 | 0 | 0 | 0 | 0 | 0 | 0 | 0 | 0 | 1 | 0 | 0 | 0 | 0 | 0 | 0 | 0 | 0 | 0 | 0 | 0 | 6660.635
2025-07-30 | 14984.964 | 0 | 7.89 | 0 | 0 | 0 | 0 | 0 | 0 | 0 | 0 | 0 | 0 | 0 | 0 | 0 | 0 | 1 | 0 | 0 | 0 | 0 | 0 | 0 | 0 | 0 | 0 | 0 | 6789.2015
2025-07-30 | 14224.713 | 0 | 8.2 | 0 | 0 | 0 | 0 | 0 | 0 | 0 | 0 | 0 | 0 | 0 | 0 | 0 | 0 | 0 | 1 | 0 | 0 | 0 | 0 | 0 | 0 | 0 | 0 | 0 | 6989.3036
2025-07-30 | 13470.603 | 0 | 8.03 | 0 | 0 | 0 | 0 | 0 | 0 | 0 | 0 | 0 | 0 | 0 | 0 | 0 | 0 | 0 | 0 | 1 | 0 | 0 | 0 | 0 | 0 | 0 | 0 | 0 | 7313.5607
2025-07-30 | 12805.486 | 0 | 7.83 | 0 | 0 | 0 | 0 | 0 | 0 | 0 | 0 | 0 | 0 | 0 | 0 | 0 | 0 | 0 | 0 | 0 | 1 | 0 | 0 | 0 | 0 | 0 | 0 | 0 | 7800.8515
2025-07-30 | 11714.01 | 0 | 7.24 | 0 | 0 | 0 | 0 | 0 | 0 | 0 | 0 | 0 | 0 | 0 | 0 | 0 | 0 | 0 | 0 | 0 | 0 | 1 | 0 | 0 | 0 | 0 | 0 | 0 | 7807.6945
2025-07-30 | 10260.885 | 0 | 6.51 | 0 | 0 | 0 | 0 | 0 | 0 | 0 | 0 | 0 | 0 | 0 | 0 | 0 | 0 | 0 | 0 | 0 | 0 | 0 | 1 | 0 | 0 | 0 | 0 | 0 | 7551.3909
2025-07-30 | 9163.231 | 0.07 | 5.48 | 0 | 0 | 0 | 0 | 0 | 0 | 0 | 0 | 0 | 0 | 0 | 0 | 0 | 0 | 0 | 0 | 0 | 0 | 0 | 0 | 1 | 0 | 0 | 0 | 0 | 7151.3104
2025-07-30 | 8355.751 | 0.18 | 4.64 | 0 | 0 | 0 | 0 | 0 | 0 | 0 | 0 | 0 | 0 | 0 | 0 | 0 | 0 | 0 | 0 | 0 | 0 | 0 | 0 | 0 | 1 | 0 | 0 | 0 | 6620.1088
2025-07-30 | 7913.368 | 0.26 | 3.98 | 0 | 0 | 0 | 0 | 0 | 0 | 0 | 0 | 0 | 0 | 0 | 0 | 0 | 0 | 0 | 0 | 0 | 0 | 0 | 0 | 0 | 0 | 1 | 0 | 0 | 5851.1614
2025-07-30 | 7689.038 | 0.27 | 3.36 | 0 | 0 | 0 | 0 | 0 | 0 | 0 | 0 | 0 | 0 | 0 | 0 | 0 | 0 | 0 | 0 | 0 | 0 | 0 | 0 | 0 | 0 | 0 | 1 | 0 | 5000.4385
2025-07-30 | 7561.498 | 0.38 | 2.67 | 0 | 0 | 0 | 0 | 0 | 0 | 0 | 0 | 0 | 0 | 0 | 0 | 0 | 0 | 0 | 0 | 0 | 0 | 0 | 0 | 0 | 0 | 0 | 0 | 1 | 4250.7551
2025-07-31 | 7791.122 | 0.54 | 2.15 | 0 | 1 | 0 | 0 | 0 | 0 | 0 | 0 | 0 | 0 | 0 | 0 | 0 | 0 | 0 | 0 | 0 | 0 | 0 | 0 | 0 | 0 | 0 | 0 | 0 | 3724.6892
2025-07-31 | 8369.947 | 0.61 | 1.64 | 0 | 0 | 1 | 0 | 0 | 0 | 0 | 0 | 0 | 0 | 0 | 0 | 0 | 0 | 0 | 0 | 0 | 0 | 0 | 0 | 0 | 0 | 0 | 0 | 0 | 3332.1815
2025-07-31 | 9366.218 | 0.81 | 1.36 | 0 | 0 | 0 | 1 | 0 | 0 | 0 | 0 | 0 | 0 | 0 | 0 | 0 | 0 | 0 | 0 | 0 | 0 | 0 | 0 | 0 | 0 | 0 | 0 | 0 | 3133.6742
2025-07-31 | 10137.23 | 1.17 | 1.11 | 0 | 0 | 0 | 0 | 1 | 0 | 0 | 0 | 0 | 0 | 0 | 0 | 0 | 0 | 0 | 0 | 0 | 0 | 0 | 0 | 0 | 0 | 0 | 0 | 0 | 3054.413
2025-07-31 | 9929.592 | 1.02 | 0.93 | 0 | 0 | 0 | 0 | 0 | 1 | 0 | 0 | 0 | 0 | 0 | 0 | 0 | 0 | 0 | 0 | 0 | 0 | 0 | 0 | 0 | 0 | 0 | 0 | 0 | 3117.8815
2025-07-31 | 9362.545 | 1.18 | 0.83 | 0 | 0 | 0 | 0 | 0 | 0 | 1 | 0 | 0 | 0 | 0 | 0 | 0 | 0 | 0 | 0 | 0 | 0 | 0 | 0 | 0 | 0 | 0 | 0 | 0 | 3428.5301
2025-07-31 | 9188.97 | 0.78 | 1.22 | 0 | 0 | 0 | 0 | 0 | 0 | 0 | 1 | 0 | 0 | 0 | 0 | 0 | 0 | 0 | 0 | 0 | 0 | 0 | 0 | 0 | 0 | 0 | 0 | 0 | 3933.5598
2025-07-31 | 9233.125 | 0.42 | 2.27 | 0 | 0 | 0 | 0 | 0 | 0 | 0 | 0 | 1 | 0 | 0 | 0 | 0 | 0 | 0 | 0 | 0 | 0 | 0 | 0 | 0 | 0 | 0 | 0 | 0 | 4663.4798
2025-07-31 | 9346.701 | 0.21 | 3.45 | 0 | 0 | 0 | 0 | 0 | 0 | 0 | 0 | 0 | 1 | 0 | 0 | 0 | 0 | 0 | 0 | 0 | 0 | 0 | 0 | 0 | 0 | 0 | 0 | 0 | 5285.8776
2025-07-31 | 9386.126 | 0 | 4.29 | 0 | 0 | 0 | 0 | 0 | 0 | 0 | 0 | 0 | 0 | 1 | 0 | 0 | 0 | 0 | 0 | 0 | 0 | 0 | 0 | 0 | 0 | 0 | 0 | 0 | 5624.2885
2025-07-31 | 9478 | 0 | 5.16 | 0 | 0 | 0 | 0 | 0 | 0 | 0 | 0 | 0 | 0 | 0 | 1 | 0 | 0 | 0 | 0 | 0 | 0 | 0 | 0 | 0 | 0 | 0 | 0 | 0 | 5951.0405
2025-07-31 | 9950.037 | 0 | 6.09 | 0 | 0 | 0 | 0 | 0 | 0 | 0 | 0 | 0 | 0 | 0 | 0 | 1 | 0 | 0 | 0 | 0 | 0 | 0 | 0 | 0 | 0 | 0 | 0 | 0 | 6292.3178
2025-07-31 | 11684.34 | 0 | 6.59 | 0 | 0 | 0 | 0 | 0 | 0 | 0 | 0 | 0 | 0 | 0 | 0 | 0 | 1 | 0 | 0 | 0 | 0 | 0 | 0 | 0 | 0 | 0 | 0 | 0 | 6374.2683
2025-07-31 | 13183.674 | 0 | 7.3 | 0 | 0 | 0 | 0 | 0 | 0 | 0 | 0 | 0 | 0 | 0 | 0 | 0 | 0 | 1 | 0 | 0 | 0 | 0 | 0 | 0 | 0 | 0 | 0 | 0 | 6572.5908
2025-07-31 | 12957.221 | 0 | 6.9 | 0 | 0 | 0 | 0 | 0 | 0 | 0 | 0 | 0 | 0 | 0 | 0 | 0 | 0 | 0 | 1 | 0 | 0 | 0 | 0 | 0 | 0 | 0 | 0 | 0 | 6512.0258
2025-07-31 | 12631.231 | 0 | 7.22 | 0 | 0 | 0 | 0 | 0 | 0 | 0 | 0 | 0 | 0 | 0 | 0 | 0 | 0 | 0 | 0 | 1 | 0 | 0 | 0 | 0 | 0 | 0 | 0 | 0 | 7016.1799
2025-07-31 | 12501.623 | 0 | 7.45 | 0 | 0 | 0 | 0 | 0 | 0 | 0 | 0 | 0 | 0 | 0 | 0 | 0 | 0 | 0 | 0 | 0 | 1 | 0 | 0 | 0 | 0 | 0 | 0 | 0 | 7661.3396
2025-07-31 | 11634.462 | 0 | 7.52 | 0 | 0 | 0 | 0 | 0 | 0 | 0 | 0 | 0 | 0 | 0 | 0 | 0 | 0 | 0 | 0 | 0 | 0 | 1 | 0 | 0 | 0 | 0 | 0 | 0 | 7910.4928
2025-07-31 | 10377.17 | 0 | 6.63 | 0 | 0 | 0 | 0 | 0 | 0 | 0 | 0 | 0 | 0 | 0 | 0 | 0 | 0 | 0 | 0 | 0 | 0 | 0 | 1 | 0 | 0 | 0 | 0 | 0 | 7595.4473
2025-07-31 | 9330.266 | 0 | 5.52 | 0 | 0 | 0 | 0 | 0 | 0 | 0 | 0 | 0 | 0 | 0 | 0 | 0 | 0 | 0 | 0 | 0 | 0 | 0 | 0 | 1 | 0 | 0 | 0 | 0 | 7158.2956
2025-07-31 | 8488.225 | 0 | 4.59 | 0 | 0 | 0 | 0 | 0 | 0 | 0 | 0 | 0 | 0 | 0 | 0 | 0 | 0 | 0 | 0 | 0 | 0 | 0 | 0 | 0 | 1 | 0 | 0 | 0 | 6581.9514
2025-07-31 | 8156.331 | 0 | 4.24 | 0 | 0 | 0 | 0 | 0 | 0 | 0 | 0 | 0 | 0 | 0 | 0 | 0 | 0 | 0 | 0 | 0 | 0 | 0 | 0 | 0 | 0 | 1 | 0 | 0 | 5918.0162
2025-07-31 | 7925.7 | 0.01 | 3.52 | 0 | 0 | 0 | 0 | 0 | 0 | 0 | 0 | 0 | 0 | 0 | 0 | 0 | 0 | 0 | 0 | 0 | 0 | 0 | 0 | 0 | 0 | 0 | 1 | 0 | 5030.5796
2025-07-31 | 7889.273 | 0.17 | 2.85 | 0 | 0 | 0 | 0 | 0 | 0 | 0 | 0 | 0 | 0 | 0 | 0 | 0 | 0 | 0 | 0 | 0 | 0 | 0 | 0 | 0 | 0 | 0 | 0 | 1 | 4293.7391
2025-08-01 | 8007.696 | 0.28 | 2.53 | 0 | 1 | 0 | 0 | 0 | 0 | 0 | 0 | 0 | 0 | 0 | 0 | 0 | 0 | 0 | 0 | 0 | 0 | 0 | 0 | 0 | 0 | 0 | 0 | 0 | 3835.6004
2025-08-01 | 8570.135 | 0.46 | 2.04 | 0 | 0 | 1 | 0 | 0 | 0 | 0 | 0 | 0 | 0 | 0 | 0 | 0 | 0 | 0 | 0 | 0 | 0 | 0 | 0 | 0 | 0 | 0 | 0 | 0 | 3462.5357
2025-08-01 | 9444.672 | 0.75 | 1.64 | 0 | 0 | 0 | 1 | 0 | 0 | 0 | 0 | 0 | 0 | 0 | 0 | 0 | 0 | 0 | 0 | 0 | 0 | 0 | 0 | 0 | 0 | 0 | 0 | 0 | 3229.8723
2025-08-01 | 10168.028 | 0.8 | 1.48 | 0 | 0 | 0 | 0 | 1 | 0 | 0 | 0 | 0 | 0 | 0 | 0 | 0 | 0 | 0 | 0 | 0 | 0 | 0 | 0 | 0 | 0 | 0 | 0 | 0 | 3149.5524
2025-08-01 | 10099.825 | 0.87 | 1.34 | 0 | 0 | 0 | 0 | 0 | 1 | 0 | 0 | 0 | 0 | 0 | 0 | 0 | 0 | 0 | 0 | 0 | 0 | 0 | 0 | 0 | 0 | 0 | 0 | 0 | 3251.9072
2025-08-01 | 9332.101 | 1.03 | 1.3 | 0 | 0 | 0 | 0 | 0 | 0 | 1 | 0 | 0 | 0 | 0 | 0 | 0 | 0 | 0 | 0 | 0 | 0 | 0 | 0 | 0 | 0 | 0 | 0 | 0 | 3584.5839
2025-08-01 | 9205.704 | 0.92 | 1.59 | 0 | 0 | 0 | 0 | 0 | 0 | 0 | 1 | 0 | 0 | 0 | 0 | 0 | 0 | 0 | 0 | 0 | 0 | 0 | 0 | 0 | 0 | 0 | 0 | 0 | 4084.8008
2025-08-01 | 8935.107 | 0.34 | 2.31 | 0 | 0 | 0 | 0 | 0 | 0 | 0 | 0 | 1 | 0 | 0 | 0 | 0 | 0 | 0 | 0 | 0 | 0 | 0 | 0 | 0 | 0 | 0 | 0 | 0 | 4669.365
2025-08-01 | 9161.822 | 0.06 | 3.7 | 0 | 0 | 0 | 0 | 0 | 0 | 0 | 0 | 0 | 1 | 0 | 0 | 0 | 0 | 0 | 0 | 0 | 0 | 0 | 0 | 0 | 0 | 0 | 0 | 0 | 5361.1613
2025-08-01 | 8658.817 | 0.01 | 5.15 | 0 | 0 | 0 | 0 | 0 | 0 | 0 | 0 | 0 | 0 | 1 | 0 | 0 | 0 | 0 | 0 | 0 | 0 | 0 | 0 | 0 | 0 | 0 | 0 | 0 | 5941.1261
2025-08-01 | 8831.239 | 0.09 | 5.86 | 0 | 0 | 0 | 0 | 0 | 0 | 0 | 0 | 0 | 0 | 0 | 1 | 0 | 0 | 0 | 0 | 0 | 0 | 0 | 0 | 0 | 0 | 0 | 0 | 0 | 6217.9366
2025-08-01 | 9595.827 | 0.01 | 6.3 | 0 | 0 | 0 | 0 | 0 | 0 | 0 | 0 | 0 | 0 | 0 | 0 | 1 | 0 | 0 | 0 | 0 | 0 | 0 | 0 | 0 | 0 | 0 | 0 | 0 | 6370.5166
2025-08-01 | 11016.377 | 0 | 6.75 | 0 | 0 | 0 | 0 | 0 | 0 | 0 | 0 | 0 | 0 | 0 | 0 | 0 | 1 | 0 | 0 | 0 | 0 | 0 | 0 | 0 | 0 | 0 | 0 | 0 | 6433.0102
2025-08-01 | 12510.453 | 0 | 7.67 | 0 | 0 | 0 | 0 | 0 | 0 | 0 | 0 | 0 | 0 | 0 | 0 | 0 | 0 | 1 | 0 | 0 | 0 | 0 | 0 | 0 | 0 | 0 | 0 | 0 | 6708.4314
2025-08-01 | 12227.291 | 0 | 7.76 | 0 | 0 | 0 | 0 | 0 | 0 | 0 | 0 | 0 | 0 | 0 | 0 | 0 | 0 | 0 | 1 | 0 | 0 | 0 | 0 | 0 | 0 | 0 | 0 | 0 | 6827.7634
2025-08-01 | 12282.553 | 0 | 7.06 | 0 | 0 | 0 | 0 | 0 | 0 | 0 | 0 | 0 | 0 | 0 | 0 | 0 | 0 | 0 | 0 | 1 | 0 | 0 | 0 | 0 | 0 | 0 | 0 | 0 | 6957.438
2025-08-01 | 12303.338 | 0 | 7.29 | 0 | 0 | 0 | 0 | 0 | 0 | 0 | 0 | 0 | 0 | 0 | 0 | 0 | 0 | 0 | 0 | 0 | 1 | 0 | 0 | 0 | 0 | 0 | 0 | 0 | 7602.5977
2025-08-01 | 11600.74 | 0 | 7.03 | 0 | 0 | 0 | 0 | 0 | 0 | 0 | 0 | 0 | 0 | 0 | 0 | 0 | 0 | 0 | 0 | 0 | 0 | 1 | 0 | 0 | 0 | 0 | 0 | 0 | 7730.5957
2025-08-01 | 10318.052 | 0 | 6.08 | 0 | 0 | 0 | 0 | 0 | 0 | 0 | 0 | 0 | 0 | 0 | 0 | 0 | 0 | 0 | 0 | 0 | 0 | 0 | 1 | 0 | 0 | 0 | 0 | 0 | 7393.522
2025-08-01 | 9132.54 | 0.09 | 5.41 | 0 | 0 | 0 | 0 | 0 | 0 | 0 | 0 | 0 | 0 | 0 | 0 | 0 | 0 | 0 | 0 | 0 | 0 | 0 | 0 | 1 | 0 | 0 | 0 | 0 | 7127.8109
2025-08-01 | 8291.87 | 0.16 | 4.81 | 0 | 0 | 0 | 0 | 0 | 0 | 0 | 0 | 0 | 0 | 0 | 0 | 0 | 0 | 0 | 0 | 0 | 0 | 0 | 0 | 0 | 1 | 0 | 0 | 0 | 6680.322
2025-08-01 | 7977.69 | 0.18 | 4.27 | 0 | 0 | 0 | 0 | 0 | 0 | 0 | 0 | 0 | 0 | 0 | 0 | 0 | 0 | 0 | 0 | 0 | 0 | 0 | 0 | 0 | 0 | 1 | 0 | 0 | 5948.8308
2025-08-01 | 7712.31 | 0.2 | 3.89 | 0 | 0 | 0 | 0 | 0 | 0 | 0 | 0 | 0 | 0 | 0 | 0 | 0 | 0 | 0 | 0 | 0 | 0 | 0 | 0 | 0 | 0 | 0 | 1 | 0 | 5187.3208
2025-08-01 | 7623.408 | 0.25 | 3.35 | 0 | 0 | 0 | 0 | 0 | 0 | 0 | 0 | 0 | 0 | 0 | 0 | 0 | 0 | 0 | 0 | 0 | 0 | 0 | 0 | 0 | 0 | 0 | 0 | 1 | 4486.1077
2025-08-02 | 7831.883 | 0.38 | 2.81 | 1 | 1 | 0 | 0 | 0 | 0 | 0 | 0 | 0 | 0 | 0 | 0 | 0 | 0 | 0 | 0 | 0 | 0 | 0 | 0 | 0 | 0 | 0 | 0 | 0 | 4227.8734
2025-08-02 | 8321.142 | 0.58 | 2.29 | 1 | 0 | 1 | 0 | 0 | 0 | 0 | 0 | 0 | 0 | 0 | 0 | 0 | 0 | 0 | 0 | 0 | 0 | 0 | 0 | 0 | 0 | 0 | 0 | 0 | 3845.9947
2025-08-02 | 9193.814 | 0.81 | 1.96 | 1 | 0 | 0 | 1 | 0 | 0 | 0 | 0 | 0 | 0 | 0 | 0 | 0 | 0 | 0 | 0 | 0 | 0 | 0 | 0 | 0 | 0 | 0 | 0 | 0 | 3632.4307
2025-08-02 | 10009.644 | 0.99 | 1.68 | 1 | 0 | 0 | 0 | 1 | 0 | 0 | 0 | 0 | 0 | 0 | 0 | 0 | 0 | 0 | 0 | 0 | 0 | 0 | 0 | 0 | 0 | 0 | 0 | 0 | 3522.3548
2025-08-02 | 9787.802 | 1.08 | 1.57 | 1 | 0 | 0 | 0 | 0 | 1 | 0 | 0 | 0 | 0 | 0 | 0 | 0 | 0 | 0 | 0 | 0 | 0 | 0 | 0 | 0 | 0 | 0 | 0 | 0 | 3637.9237
2025-08-02 | 9048.609 | 1.26 | 1.28 | 1 | 0 | 0 | 0 | 0 | 0 | 1 | 0 | 0 | 0 | 0 | 0 | 0 | 0 | 0 | 0 | 0 | 0 | 0 | 0 | 0 | 0 | 0 | 0 | 0 | 3881.0163
2025-08-02 | 8599.636 | 0.76 | 1.4 | 1 | 0 | 0 | 0 | 0 | 0 | 0 | 1 | 0 | 0 | 0 | 0 | 0 | 0 | 0 | 0 | 0 | 0 | 0 | 0 | 0 | 0 | 0 | 0 | 0 | 4275.9188
2025-08-02 | 8508.467 | 0.26 | 2.09 | 1 | 0 | 0 | 0 | 0 | 0 | 0 | 0 | 1 | 0 | 0 | 0 | 0 | 0 | 0 | 0 | 0 | 0 | 0 | 0 | 0 | 0 | 0 | 0 | 0 | 4858.2691
2025-08-02 | 8493.635 | 0 | 3.53 | 1 | 0 | 0 | 0 | 0 | 0 | 0 | 0 | 0 | 1 | 0 | 0 | 0 | 0 | 0 | 0 | 0 | 0 | 0 | 0 | 0 | 0 | 0 | 0 | 0 | 5570.6223
2025-08-02 | 8206.321 | 0 | 4.95 | 1 | 0 | 0 | 0 | 0 | 0 | 0 | 0 | 0 | 0 | 1 | 0 | 0 | 0 | 0 | 0 | 0 | 0 | 0 | 0 | 0 | 0 | 0 | 0 | 0 | 6145.0732
2025-08-02 | 8051.812 | 0 | 6.25 | 1 | 0 | 0 | 0 | 0 | 0 | 0 | 0 | 0 | 0 | 0 | 1 | 0 | 0 | 0 | 0 | 0 | 0 | 0 | 0 | 0 | 0 | 0 | 0 | 0 | 6629.6941
2025-08-02 | 8530.892 | 0 | 7.03 | 1 | 0 | 0 | 0 | 0 | 0 | 0 | 0 | 0 | 0 | 0 | 0 | 1 | 0 | 0 | 0 | 0 | 0 | 0 | 0 | 0 | 0 | 0 | 0 | 0 | 6915.9008
2025-08-02 | 10209.212 | 0 | 7.58 | 1 | 0 | 0 | 0 | 0 | 0 | 0 | 0 | 0 | 0 | 0 | 0 | 0 | 1 | 0 | 0 | 0 | 0 | 0 | 0 | 0 | 0 | 0 | 0 | 0 | 7016.2082
2025-08-02 | 12275.742 | 0 | 8.22 | 1 | 0 | 0 | 0 | 0 | 0 | 0 | 0 | 0 | 0 | 0 | 0 | 0 | 0 | 1 | 0 | 0 | 0 | 0 | 0 | 0 | 0 | 0 | 0 | 0 | 7188.8311
2025-08-02 | 12336.886 | 0 | 8.56 | 1 | 0 | 0 | 0 | 0 | 0 | 0 | 0 | 0 | 0 | 0 | 0 | 0 | 0 | 0 | 1 | 0 | 0 | 0 | 0 | 0 | 0 | 0 | 0 | 0 | 7399.9473
2025-08-02 | 12310.681 | 0 | 8.75 | 1 | 0 | 0 | 0 | 0 | 0 | 0 | 0 | 0 | 0 | 0 | 0 | 0 | 0 | 0 | 0 | 1 | 0 | 0 | 0 | 0 | 0 | 0 | 0 | 0 | 7856.3736
2025-08-02 | 12158.007 | 0 | 8.58 | 1 | 0 | 0 | 0 | 0 | 0 | 0 | 0 | 0 | 0 | 0 | 0 | 0 | 0 | 0 | 0 | 0 | 1 | 0 | 0 | 0 | 0 | 0 | 0 | 0 | 8354.6786
2025-08-02 | 11372.842 | 0 | 7.98 | 1 | 0 | 0 | 0 | 0 | 0 | 0 | 0 | 0 | 0 | 0 | 0 | 0 | 0 | 0 | 0 | 0 | 0 | 1 | 0 | 0 | 0 | 0 | 0 | 0 | 8357.8501
2025-08-02 | 10149.231 | 0 | 7.54 | 1 | 0 | 0 | 0 | 0 | 0 | 0 | 0 | 0 | 0 | 0 | 0 | 0 | 0 | 0 | 0 | 0 | 0 | 0 | 1 | 0 | 0 | 0 | 0 | 0 | 8208.0162
2025-08-02 | 8944.243 | 0 | 6.49 | 1 | 0 | 0 | 0 | 0 | 0 | 0 | 0 | 0 | 0 | 0 | 0 | 0 | 0 | 0 | 0 | 0 | 0 | 0 | 0 | 1 | 0 | 0 | 0 | 0 | 7792.8928
2025-08-02 | 8228.733 | 0 | 4.9 | 1 | 0 | 0 | 0 | 0 | 0 | 0 | 0 | 0 | 0 | 0 | 0 | 0 | 0 | 0 | 0 | 0 | 0 | 0 | 0 | 0 | 1 | 0 | 0 | 0 | 6974.2383
2025-08-02 | 7805.44 | 0 | 4.3 | 1 | 0 | 0 | 0 | 0 | 0 | 0 | 0 | 0 | 0 | 0 | 0 | 0 | 0 | 0 | 0 | 0 | 0 | 0 | 0 | 0 | 0 | 1 | 0 | 0 | 6218.5188
2025-08-02 | 7531.558 | 0 | 3.76 | 1 | 0 | 0 | 0 | 0 | 0 | 0 | 0 | 0 | 0 | 0 | 0 | 0 | 0 | 0 | 0 | 0 | 0 | 0 | 0 | 0 | 0 | 0 | 1 | 0 | 5396.0668
2025-08-02 | 7513.879 | 0.01 | 3.16 | 1 | 0 | 0 | 0 | 0 | 0 | 0 | 0 | 0 | 0 | 0 | 0 | 0 | 0 | 0 | 0 | 0 | 0 | 0 | 0 | 0 | 0 | 0 | 0 | 1 | 4668.4254
2025-08-03 | 7729.734 | 0.19 | 2.63 | 1 | 1 | 0 | 0 | 0 | 0 | 0 | 0 | 0 | 0 | 0 | 0 | 0 | 0 | 0 | 0 | 0 | 0 | 0 | 0 | 0 | 0 | 0 | 0 | 0 | 4140.8882
2025-08-03 | 8341.858 | 0.35 | 1.98 | 1 | 0 | 1 | 0 | 0 | 0 | 0 | 0 | 0 | 0 | 0 | 0 | 0 | 0 | 0 | 0 | 0 | 0 | 0 | 0 | 0 | 0 | 0 | 0 | 0 | 3706.8816
2025-08-03 | 9271.428 | 0.5 | 1.68 | 1 | 0 | 0 | 1 | 0 | 0 | 0 | 0 | 0 | 0 | 0 | 0 | 0 | 0 | 0 | 0 | 0 | 0 | 0 | 0 | 0 | 0 | 0 | 0 | 0 | 3495.5315
2025-08-03 | 10195.312 | 0.57 | 1.3 | 1 | 0 | 0 | 0 | 1 | 0 | 0 | 0 | 0 | 0 | 0 | 0 | 0 | 0 | 0 | 0 | 0 | 0 | 0 | 0 | 0 | 0 | 0 | 0 | 0 | 3336.6415
2025-08-03 | 9884.312 | 0.73 | 1.28 | 1 | 0 | 0 | 0 | 0 | 1 | 0 | 0 | 0 | 0 | 0 | 0 | 0 | 0 | 0 | 0 | 0 | 0 | 0 | 0 | 0 | 0 | 0 | 0 | 0 | 3492.9529
2025-08-03 | 9018.844 | 0.78 | 1.21 | 1 | 0 | 0 | 0 | 0 | 0 | 1 | 0 | 0 | 0 | 0 | 0 | 0 | 0 | 0 | 0 | 0 | 0 | 0 | 0 | 0 | 0 | 0 | 0 | 0 | 3802.5152
2025-08-03 | 8703.035 | 0.36 | 1.25 | 1 | 0 | 0 | 0 | 0 | 0 | 0 | 1 | 0 | 0 | 0 | 0 | 0 | 0 | 0 | 0 | 0 | 0 | 0 | 0 | 0 | 0 | 0 | 0 | 0 | 4176.847
2025-08-03 | 8532.152 | 0 | 2.36 | 1 | 0 | 0 | 0 | 0 | 0 | 0 | 0 | 1 | 0 | 0 | 0 | 0 | 0 | 0 | 0 | 0 | 0 | 0 | 0 | 0 | 0 | 0 | 0 | 0 | 4928.7952
2025-08-03 | 8458.722 | 0 | 4.25 | 1 | 0 | 0 | 0 | 0 | 0 | 0 | 0 | 0 | 1 | 0 | 0 | 0 | 0 | 0 | 0 | 0 | 0 | 0 | 0 | 0 | 0 | 0 | 0 | 0 | 5834.9608
2025-08-03 | 8422.912 | 0 | 5.86 | 1 | 0 | 0 | 0 | 0 | 0 | 0 | 0 | 0 | 0 | 1 | 0 | 0 | 0 | 0 | 0 | 0 | 0 | 0 | 0 | 0 | 0 | 0 | 0 | 0 | 6479.1677
2025-08-03 | 7477.24 | 0 | 7.06 | 1 | 0 | 0 | 0 | 0 | 0 | 0 | 0 | 0 | 0 | 0 | 1 | 0 | 0 | 0 | 0 | 0 | 0 | 0 | 0 | 0 | 0 | 0 | 0 | 0 | 6927.0749
2025-08-03 | 8859.095 | 0 | 7.69 | 1 | 0 | 0 | 0 | 0 | 0 | 0 | 0 | 0 | 0 | 0 | 0 | 1 | 0 | 0 | 0 | 0 | 0 | 0 | 0 | 0 | 0 | 0 | 0 | 0 | 7158.2111
2025-08-03 | 10222.955 | 0 | 8.47 | 1 | 0 | 0 | 0 | 0 | 0 | 0 | 0 | 0 | 0 | 0 | 0 | 0 | 1 | 0 | 0 | 0 | 0 | 0 | 0 | 0 | 0 | 0 | 0 | 0 | 7342.9599
2025-08-03 | 12228.435 | 0 | 8.96 | 1 | 0 | 0 | 0 | 0 | 0 | 0 | 0 | 0 | 0 | 0 | 0 | 0 | 0 | 1 | 0 | 0 | 0 | 0 | 0 | 0 | 0 | 0 | 0 | 0 | 7460.5123
2025-08-03 | 12322.724 | 0 | 9.33 | 1 | 0 | 0 | 0 | 0 | 0 | 0 | 0 | 0 | 0 | 0 | 0 | 0 | 0 | 0 | 1 | 0 | 0 | 0 | 0 | 0 | 0 | 0 | 0 | 0 | 7682.6426
2025-08-03 | 11031.07 | 0 | 9.48 | 1 | 0 | 0 | 0 | 0 | 0 | 0 | 0 | 0 | 0 | 0 | 0 | 0 | 0 | 0 | 0 | 1 | 0 | 0 | 0 | 0 | 0 | 0 | 0 | 0 | 8124.3834
2025-08-03 | 12735.174 | 0 | 8.88 | 1 | 0 | 0 | 0 | 0 | 0 | 0 | 0 | 0 | 0 | 0 | 0 | 0 | 0 | 0 | 0 | 0 | 1 | 0 | 0 | 0 | 0 | 0 | 0 | 0 | 8464.8196
2025-08-03 | 11374.294 | 0 | 8.68 | 1 | 0 | 0 | 0 | 0 | 0 | 0 | 0 | 0 | 0 | 0 | 0 | 0 | 0 | 0 | 0 | 0 | 0 | 1 | 0 | 0 | 0 | 0 | 0 | 0 | 8614.8459
2025-08-03 | 10087.402 | 0 | 8.24 | 1 | 0 | 0 | 0 | 0 | 0 | 0 | 0 | 0 | 0 | 0 | 0 | 0 | 0 | 0 | 0 | 0 | 0 | 0 | 1 | 0 | 0 | 0 | 0 | 0 | 8465.012
2025-08-03 | 8901.669 | 0 | 7.17 | 1 | 0 | 0 | 0 | 0 | 0 | 0 | 0 | 0 | 0 | 0 | 0 | 0 | 0 | 0 | 0 | 0 | 0 | 0 | 0 | 1 | 0 | 0 | 0 | 0 | 8042.5458
2025-08-03 | 7420.613 | 0 | 6.14 | 1 | 0 | 0 | 0 | 0 | 0 | 0 | 0 | 0 | 0 | 0 | 0 | 0 | 0 | 0 | 0 | 0 | 0 | 0 | 0 | 0 | 1 | 0 | 0 | 0 | 7429.4879
2025-08-03 | 7778.244 | 0 | 4.78 | 1 | 0 | 0 | 0 | 0 | 0 | 0 | 0 | 0 | 0 | 0 | 0 | 0 | 0 | 0 | 0 | 0 | 0 | 0 | 0 | 0 | 0 | 1 | 0 | 0 | 6394.7445
2025-08-03 | 7115.903 | 0 | 4.08 | 1 | 0 | 0 | 0 | 0 | 0 | 0 | 0 | 0 | 0 | 0 | 0 | 0 | 0 | 0 | 0 | 0 | 0 | 0 | 0 | 0 | 0 | 0 | 1 | 0 | 5513.5506
2025-08-03 | 6900.776 | 0 | 3.39 | 1 | 0 | 0 | 0 | 0 | 0 | 0 | 0 | 0 | 0 | 0 | 0 | 0 | 0 | 0 | 0 | 0 | 0 | 0 | 0 | 0 | 0 | 0 | 0 | 1 | 4751.7669
2025-08-04 | 6985.445 | 0 | 2.99 | 0 | 1 | 0 | 0 | 0 | 0 | 0 | 0 | 0 | 0 | 0 | 0 | 0 | 0 | 0 | 0 | 0 | 0 | 0 | 0 | 0 | 0 | 0 | 0 | 0 | 3973.6824
2025-08-04 | 7426.239 | 0 | 2.43 | 0 | 0 | 1 | 0 | 0 | 0 | 0 | 0 | 0 | 0 | 0 | 0 | 0 | 0 | 0 | 0 | 0 | 0 | 0 | 0 | 0 | 0 | 0 | 0 | 0 | 3555.1176
2025-08-04 | 8257.522 | 0.03 | 1.99 | 0 | 0 | 0 | 1 | 0 | 0 | 0 | 0 | 0 | 0 | 0 | 0 | 0 | 0 | 0 | 0 | 0 | 0 | 0 | 0 | 0 | 0 | 0 | 0 | 0 | 3279.168
2025-08-04 | 9057.334 | 0.12 | 1.72 | 0 | 0 | 0 | 0 | 1 | 0 | 0 | 0 | 0 | 0 | 0 | 0 | 0 | 0 | 0 | 0 | 0 | 0 | 0 | 0 | 0 | 0 | 0 | 0 | 0 | 3162.8631
2025-08-04 | 9330.694 | 0.17 | 1.67 | 0 | 0 | 0 | 0 | 0 | 1 | 0 | 0 | 0 | 0 | 0 | 0 | 0 | 0 | 0 | 0 | 0 | 0 | 0 | 0 | 0 | 0 | 0 | 0 | 0 | 3296.0601
2025-08-04 | 9235.445 | 0.49 | 1.46 | 0 | 0 | 0 | 0 | 0 | 0 | 1 | 0 | 0 | 0 | 0 | 0 | 0 | 0 | 0 | 0 | 0 | 0 | 0 | 0 | 0 | 0 | 0 | 0 | 0 | 3583.9241
2025-08-04 | 9033.758 | 0.25 | 1.76 | 0 | 0 | 0 | 0 | 0 | 0 | 0 | 1 | 0 | 0 | 0 | 0 | 0 | 0 | 0 | 0 | 0 | 0 | 0 | 0 | 0 | 0 | 0 | 0 | 0 | 4073.512
2025-08-04 | 9136.45 | 0.07 | 2.95 | 0 | 0 | 0 | 0 | 0 | 0 | 0 | 0 | 1 | 0 | 0 | 0 | 0 | 0 | 0 | 0 | 0 | 0 | 0 | 0 | 0 | 0 | 0 | 0 | 0 | 4874.6317
2025-08-04 | 9299.18 | 0 | 4.27 | 0 | 0 | 0 | 0 | 0 | 0 | 0 | 0 | 0 | 1 | 0 | 0 | 0 | 0 | 0 | 0 | 0 | 0 | 0 | 0 | 0 | 0 | 0 | 0 | 0 | 5563.8291
2025-08-04 | 9088.19 | 0 | 6.07 | 0 | 0 | 0 | 0 | 0 | 0 | 0 | 0 | 0 | 0 | 1 | 0 | 0 | 0 | 0 | 0 | 0 | 0 | 0 | 0 | 0 | 0 | 0 | 0 | 0 | 6277.792
2025-08-04 | 8585.536 | 0 | 7.39 | 0 | 0 | 0 | 0 | 0 | 0 | 0 | 0 | 0 | 0 | 0 | 1 | 0 | 0 | 0 | 0 | 0 | 0 | 0 | 0 | 0 | 0 | 0 | 0 | 0 | 6769.7556
2025-08-04 | 8824.449 | 0 | 7.85 | 0 | 0 | 0 | 0 | 0 | 0 | 0 | 0 | 0 | 0 | 0 | 0 | 1 | 0 | 0 | 0 | 0 | 0 | 0 | 0 | 0 | 0 | 0 | 0 | 0 | 6938.4786
2025-08-04 | 10203.539 | 0 | 8.43 | 0 | 0 | 0 | 0 | 0 | 0 | 0 | 0 | 0 | 0 | 0 | 0 | 0 | 1 | 0 | 0 | 0 | 0 | 0 | 0 | 0 | 0 | 0 | 0 | 0 | 7049.8
2025-08-04 | 11167.543 | 0 | 8.53 | 0 | 0 | 0 | 0 | 0 | 0 | 0 | 0 | 0 | 0 | 0 | 0 | 0 | 0 | 1 | 0 | 0 | 0 | 0 | 0 | 0 | 0 | 0 | 0 | 0 | 7024.169
2025-08-04 | 10996.127 | 0 | 8.43 | 0 | 0 | 0 | 0 | 0 | 0 | 0 | 0 | 0 | 0 | 0 | 0 | 0 | 0 | 0 | 1 | 0 | 0 | 0 | 0 | 0 | 0 | 0 | 0 | 0 | 7073.7451
2025-08-04 | 11147.885 | 0 | 8.88 | 0 | 0 | 0 | 0 | 0 | 0 | 0 | 0 | 0 | 0 | 0 | 0 | 0 | 0 | 0 | 0 | 1 | 0 | 0 | 0 | 0 | 0 | 0 | 0 | 0 | 7625.6269
2025-08-04 | 11197.588 | 0 | 8.38 | 0 | 0 | 0 | 0 | 0 | 0 | 0 | 0 | 0 | 0 | 0 | 0 | 0 | 0 | 0 | 0 | 0 | 1 | 0 | 0 | 0 | 0 | 0 | 0 | 0 | 8002.7768
2025-08-04 | 10839.777 | 0 | 7.81 | 0 | 0 | 0 | 0 | 0 | 0 | 0 | 0 | 0 | 0 | 0 | 0 | 0 | 0 | 0 | 0 | 0 | 0 | 1 | 0 | 0 | 0 | 0 | 0 | 0 | 8016.9624
2025-08-04 | 9979.6 | 0 | 7.4 | 0 | 0 | 0 | 0 | 0 | 0 | 0 | 0 | 0 | 0 | 0 | 0 | 0 | 0 | 0 | 0 | 0 | 0 | 0 | 1 | 0 | 0 | 0 | 0 | 0 | 7878.1426
2025-08-04 | 8939.585 | 0 | 6.43 | 0 | 0 | 0 | 0 | 0 | 0 | 0 | 0 | 0 | 0 | 0 | 0 | 0 | 0 | 0 | 0 | 0 | 0 | 0 | 0 | 1 | 0 | 0 | 0 | 0 | 7492.3901
2025-08-04 | 8177.392 | 0 | 5.4 | 0 | 0 | 0 | 0 | 0 | 0 | 0 | 0 | 0 | 0 | 0 | 0 | 0 | 0 | 0 | 0 | 0 | 0 | 0 | 0 | 0 | 1 | 0 | 0 | 0 | 6879.3322
2025-08-04 | 7684.149 | 0 | 4.73 | 0 | 0 | 0 | 0 | 0 | 0 | 0 | 0 | 0 | 0 | 0 | 0 | 0 | 0 | 0 | 0 | 0 | 0 | 0 | 0 | 0 | 0 | 1 | 0 | 0 | 6097.9132
2025-08-04 | 7417.965 | 0.03 | 3.99 | 0 | 0 | 0 | 0 | 0 | 0 | 0 | 0 | 0 | 0 | 0 | 0 | 0 | 0 | 0 | 0 | 0 | 0 | 0 | 0 | 0 | 0 | 0 | 1 | 0 | 5205.3339
2025-08-04 | 7197.069 | 0.14 | 3.3 | 0 | 0 | 0 | 0 | 0 | 0 | 0 | 0 | 0 | 0 | 0 | 0 | 0 | 0 | 0 | 0 | 0 | 0 | 0 | 0 | 0 | 0 | 0 | 0 | 1 | 4455.6506
2025-08-05 | 7315.573 | 0.19 | 2.81 | 0 | 1 | 0 | 0 | 0 | 0 | 0 | 0 | 0 | 0 | 0 | 0 | 0 | 0 | 0 | 0 | 0 | 0 | 0 | 0 | 0 | 0 | 0 | 0 | 0 | 3928.4984
2025-08-05 | 7575.316 | 0.26 | 2.37 | 0 | 0 | 1 | 0 | 0 | 0 | 0 | 0 | 0 | 0 | 0 | 0 | 0 | 0 | 0 | 0 | 0 | 0 | 0 | 0 | 0 | 0 | 0 | 0 | 0 | 3561.6902
2025-08-05 | 8223.037 | 0.35 | 2.07 | 0 | 0 | 0 | 1 | 0 | 0 | 0 | 0 | 0 | 0 | 0 | 0 | 0 | 0 | 0 | 0 | 0 | 0 | 0 | 0 | 0 | 0 | 0 | 0 | 0 | 3343.7399
2025-08-05 | 9386.24 | 0.49 | 1.71 | 0 | 0 | 0 | 0 | 1 | 0 | 0 | 0 | 0 | 0 | 0 | 0 | 0 | 0 | 0 | 0 | 0 | 0 | 0 | 0 | 0 | 0 | 0 | 0 | 0 | 3199.8929
2025-08-05 | 10210.793 | 0.75 | 1.56 | 0 | 0 | 0 | 0 | 0 | 1 | 0 | 0 | 0 | 0 | 0 | 0 | 0 | 0 | 0 | 0 | 0 | 0 | 0 | 0 | 0 | 0 | 0 | 0 | 0 | 3319.4769
2025-08-05 | 10809.499 | 1.02 | 1.6 | 0 | 0 | 0 | 0 | 0 | 0 | 1 | 0 | 0 | 0 | 0 | 0 | 0 | 0 | 0 | 0 | 0 | 0 | 0 | 0 | 0 | 0 | 0 | 0 | 0 | 3693.6249
2025-08-05 | 10747.619 | 0.8 | 1.63 | 0 | 0 | 0 | 0 | 0 | 0 | 0 | 1 | 0 | 0 | 0 | 0 | 0 | 0 | 0 | 0 | 0 | 0 | 0 | 0 | 0 | 0 | 0 | 0 | 0 | 4086.2859
2025-08-05 | 10884.14 | 0.3 | 2.26 | 0 | 0 | 0 | 0 | 0 | 0 | 0 | 0 | 1 | 0 | 0 | 0 | 0 | 0 | 0 | 0 | 0 | 0 | 0 | 0 | 0 | 0 | 0 | 0 | 0 | 4646.6081
2025-08-05 | 10904.496 | 0.14 | 3.71 | 0 | 0 | 0 | 0 | 0 | 0 | 0 | 0 | 0 | 1 | 0 | 0 | 0 | 0 | 0 | 0 | 0 | 0 | 0 | 0 | 0 | 0 | 0 | 0 | 0 | 5373.633
2025-08-05 | 10963.761 | 0 | 5.06 | 0 | 0 | 0 | 0 | 0 | 0 | 0 | 0 | 0 | 0 | 1 | 0 | 0 | 0 | 0 | 0 | 0 | 0 | 0 | 0 | 0 | 0 | 0 | 0 | 0 | 5906.9838
2025-08-05 | 10978.372 | 0 | 6.45 | 0 | 0 | 0 | 0 | 0 | 0 | 0 | 0 | 0 | 0 | 0 | 1 | 0 | 0 | 0 | 0 | 0 | 0 | 0 | 0 | 0 | 0 | 0 | 0 | 0 | 6424.647
2025-08-05 | 11177.537 | 0 | 7.2 | 0 | 0 | 0 | 0 | 0 | 0 | 0 | 0 | 0 | 0 | 0 | 0 | 1 | 0 | 0 | 0 | 0 | 0 | 0 | 0 | 0 | 0 | 0 | 0 | 0 | 6699.8396
2025-08-05 | 12369.078 | 0 | 8.11 | 0 | 0 | 0 | 0 | 0 | 0 | 0 | 0 | 0 | 0 | 0 | 0 | 0 | 1 | 0 | 0 | 0 | 0 | 0 | 0 | 0 | 0 | 0 | 0 | 0 | 6932.3162
2025-08-05 | 13306.681 | 0 | 8.81 | 0 | 0 | 0 | 0 | 0 | 0 | 0 | 0 | 0 | 0 | 0 | 0 | 0 | 0 | 1 | 0 | 0 | 0 | 0 | 0 | 0 | 0 | 0 | 0 | 0 | 7126.9673
2025-08-05 | 12700.513 | 0 | 9 | 0 | 0 | 0 | 0 | 0 | 0 | 0 | 0 | 0 | 0 | 0 | 0 | 0 | 0 | 0 | 1 | 0 | 0 | 0 | 0 | 0 | 0 | 0 | 0 | 0 | 7283.0131
2025-08-05 | 12113.313 | 0 | 8.66 | 0 | 0 | 0 | 0 | 0 | 0 | 0 | 0 | 0 | 0 | 0 | 0 | 0 | 0 | 0 | 0 | 1 | 0 | 0 | 0 | 0 | 0 | 0 | 0 | 0 | 7544.8568
2025-08-05 | 11855.722 | 0 | 8.71 | 0 | 0 | 0 | 0 | 0 | 0 | 0 | 0 | 0 | 0 | 0 | 0 | 0 | 0 | 0 | 0 | 0 | 1 | 0 | 0 | 0 | 0 | 0 | 0 | 0 | 8123.9319
2025-08-05 | 11203.233 | 0 | 8.07 | 0 | 0 | 0 | 0 | 0 | 0 | 0 | 0 | 0 | 0 | 0 | 0 | 0 | 0 | 0 | 0 | 0 | 0 | 1 | 0 | 0 | 0 | 0 | 0 | 0 | 8112.418
2025-08-05 | 10313 | 0 | 7.4 | 0 | 0 | 0 | 0 | 0 | 0 | 0 | 0 | 0 | 0 | 0 | 0 | 0 | 0 | 0 | 0 | 0 | 0 | 0 | 1 | 0 | 0 | 0 | 0 | 0 | 7878.1426
2025-08-05 | 9256.232 | 0 | 6.43 | 0 | 0 | 0 | 0 | 0 | 0 | 0 | 0 | 0 | 0 | 0 | 0 | 0 | 0 | 0 | 0 | 0 | 0 | 0 | 0 | 1 | 0 | 0 | 0 | 0 | 7492.3901
2025-08-05 | 8376.448 | 0.06 | 5.33 | 0 | 0 | 0 | 0 | 0 | 0 | 0 | 0 | 0 | 0 | 0 | 0 | 0 | 0 | 0 | 0 | 0 | 0 | 0 | 0 | 0 | 1 | 0 | 0 | 0 | 6860.2329
2025-08-05 | 7877.28 | 0.34 | 4.75 | 0 | 0 | 0 | 0 | 0 | 0 | 0 | 0 | 0 | 0 | 0 | 0 | 0 | 0 | 0 | 0 | 0 | 0 | 0 | 0 | 0 | 0 | 1 | 0 | 0 | 6142.657
2025-08-05 | 7478.925 | 0.35 | 4.22 | 0 | 0 | 0 | 0 | 0 | 0 | 0 | 0 | 0 | 0 | 0 | 0 | 0 | 0 | 0 | 0 | 0 | 0 | 0 | 0 | 0 | 0 | 0 | 1 | 0 | 5324.9764
2025-08-05 | 7191.194 | 0.49 | 3.9 | 0 | 0 | 0 | 0 | 0 | 0 | 0 | 0 | 0 | 0 | 0 | 0 | 0 | 0 | 0 | 0 | 0 | 0 | 0 | 0 | 0 | 0 | 0 | 0 | 1 | 4714.4337
2025-08-06 | 7215.211 | 0.79 | 3.25 | 0 | 1 | 0 | 0 | 0 | 0 | 0 | 0 | 0 | 0 | 0 | 0 | 0 | 0 | 0 | 0 | 0 | 0 | 0 | 0 | 0 | 0 | 0 | 0 | 0 | 4156.0405
2025-08-06 | 7342.951 | 0.85 | 2.83 | 0 | 0 | 1 | 0 | 0 | 0 | 0 | 0 | 0 | 0 | 0 | 0 | 0 | 0 | 0 | 0 | 0 | 0 | 0 | 0 | 0 | 0 | 0 | 0 | 0 | 3795.475
2025-08-06 | 7875.21 | 1.06 | 2.55 | 0 | 0 | 0 | 1 | 0 | 0 | 0 | 0 | 0 | 0 | 0 | 0 | 0 | 0 | 0 | 0 | 0 | 0 | 0 | 0 | 0 | 0 | 0 | 0 | 0 | 3598.0678
2025-08-06 | 8662 | 1.08 | 2.31 | 0 | 0 | 0 | 0 | 1 | 0 | 0 | 0 | 0 | 0 | 0 | 0 | 0 | 0 | 0 | 0 | 0 | 0 | 0 | 0 | 0 | 0 | 0 | 0 | 0 | 3485.0768
2025-08-06 | 9904.838 | 1.3 | 2.02 | 0 | 0 | 0 | 0 | 0 | 1 | 0 | 0 | 0 | 0 | 0 | 0 | 0 | 0 | 0 | 0 | 0 | 0 | 0 | 0 | 0 | 0 | 0 | 0 | 0 | 3548.8615
2025-08-06 | 10906.469 | 1.14 | 1.79 | 0 | 0 | 0 | 0 | 0 | 0 | 1 | 0 | 0 | 0 | 0 | 0 | 0 | 0 | 0 | 0 | 0 | 0 | 0 | 0 | 0 | 0 | 0 | 0 | 0 | 3776.5813
2025-08-06 | 11479.938 | 0.98 | 1.99 | 0 | 0 | 0 | 0 | 0 | 0 | 0 | 1 | 0 | 0 | 0 | 0 | 0 | 0 | 0 | 0 | 0 | 0 | 0 | 0 | 0 | 0 | 0 | 0 | 0 | 4238.2558
2025-08-06 | 11569.089 | 0.38 | 2.76 | 0 | 0 | 0 | 0 | 0 | 0 | 0 | 0 | 1 | 0 | 0 | 0 | 0 | 0 | 0 | 0 | 0 | 0 | 0 | 0 | 0 | 0 | 0 | 0 | 0 | 4838.9767
2025-08-06 | 11545.693 | 0 | 4 | 0 | 0 | 0 | 0 | 0 | 0 | 0 | 0 | 0 | 1 | 0 | 0 | 0 | 0 | 0 | 0 | 0 | 0 | 0 | 0 | 0 | 0 | 0 | 0 | 0 | 5464.7022
2025-08-06 | 11446.278 | 0.01 | 5.53 | 0 | 0 | 0 | 0 | 0 | 0 | 0 | 0 | 0 | 0 | 1 | 0 | 0 | 0 | 0 | 0 | 0 | 0 | 0 | 0 | 0 | 0 | 0 | 0 | 0 | 6080.6381
2025-08-06 | 11405.182 | 0 | 6.19 | 0 | 0 | 0 | 0 | 0 | 0 | 0 | 0 | 0 | 0 | 0 | 1 | 0 | 0 | 0 | 0 | 0 | 0 | 0 | 0 | 0 | 0 | 0 | 0 | 0 | 6329.1914
2025-08-06 | 11780.502 | 0 | 6.84 | 0 | 0 | 0 | 0 | 0 | 0 | 0 | 0 | 0 | 0 | 0 | 0 | 1 | 0 | 0 | 0 | 0 | 0 | 0 | 0 | 0 | 0 | 0 | 0 | 0 | 6567.6704
2025-08-06 | 13008.416 | 0 | 7.73 | 0 | 0 | 0 | 0 | 0 | 0 | 0 | 0 | 0 | 0 | 0 | 0 | 0 | 1 | 0 | 0 | 0 | 0 | 0 | 0 | 0 | 0 | 0 | 0 | 0 | 6792.8043
2025-08-06 | 14229.229 | 0 | 8.09 | 0 | 0 | 0 | 0 | 0 | 0 | 0 | 0 | 0 | 0 | 0 | 0 | 0 | 0 | 1 | 0 | 0 | 0 | 0 | 0 | 0 | 0 | 0 | 0 | 0 | 6862.6289
2025-08-06 | 13400.702 | 0 | 7.57 | 0 | 0 | 0 | 0 | 0 | 0 | 0 | 0 | 0 | 0 | 0 | 0 | 0 | 0 | 0 | 1 | 0 | 0 | 0 | 0 | 0 | 0 | 0 | 0 | 0 | 6758.0074
2025-08-06 | 12889.262 | 0 | 7.6 | 0 | 0 | 0 | 0 | 0 | 0 | 0 | 0 | 0 | 0 | 0 | 0 | 0 | 0 | 0 | 0 | 1 | 0 | 0 | 0 | 0 | 0 | 0 | 0 | 0 | 7155.6918
2025-08-06 | 12179.03 | 0 | 7.76 | 0 | 0 | 0 | 0 | 0 | 0 | 0 | 0 | 0 | 0 | 0 | 0 | 0 | 0 | 0 | 0 | 0 | 1 | 0 | 0 | 0 | 0 | 0 | 0 | 0 | 7775.152
2025-08-06 | 11158.215 | 0 | 7.63 | 0 | 0 | 0 | 0 | 0 | 0 | 0 | 0 | 0 | 0 | 0 | 0 | 0 | 0 | 0 | 0 | 0 | 0 | 1 | 0 | 0 | 0 | 0 | 0 | 0 | 7950.8778
2025-08-06 | 9803.378 | 0 | 7.29 | 0 | 0 | 0 | 0 | 0 | 0 | 0 | 0 | 0 | 0 | 0 | 0 | 0 | 0 | 0 | 0 | 0 | 0 | 0 | 1 | 0 | 0 | 0 | 0 | 0 | 7837.7576
2025-08-06 | 8562.225 | 0 | 6.42 | 0 | 0 | 0 | 0 | 0 | 0 | 0 | 0 | 0 | 0 | 0 | 0 | 0 | 0 | 0 | 0 | 0 | 0 | 0 | 0 | 1 | 0 | 0 | 0 | 0 | 7488.7187
2025-08-06 | 7790.538 | 0 | 5.08 | 0 | 0 | 0 | 0 | 0 | 0 | 0 | 0 | 0 | 0 | 0 | 0 | 0 | 0 | 0 | 0 | 0 | 0 | 0 | 0 | 0 | 1 | 0 | 0 | 0 | 6761.8485
2025-08-06 | 7356.199 | 0 | 4.77 | 0 | 0 | 0 | 0 | 0 | 0 | 0 | 0 | 0 | 0 | 0 | 0 | 0 | 0 | 0 | 0 | 0 | 0 | 0 | 0 | 0 | 0 | 1 | 0 | 0 | 6112.5987
2025-08-06 | 7178.974 | 0.03 | 4.11 | 0 | 0 | 0 | 0 | 0 | 0 | 0 | 0 | 0 | 0 | 0 | 0 | 0 | 0 | 0 | 0 | 0 | 0 | 0 | 0 | 0 | 0 | 0 | 1 | 0 | 5249.3904
2025-08-06 | 7116.643 | 0.12 | 3.35 | 0 | 0 | 0 | 0 | 0 | 0 | 0 | 0 | 0 | 0 | 0 | 0 | 0 | 0 | 0 | 0 | 0 | 0 | 0 | 0 | 0 | 0 | 0 | 0 | 1 | 4471.8073
2025-08-07 | 7403.862 | 0.2 | 2.88 | 0 | 1 | 0 | 0 | 0 | 0 | 0 | 0 | 0 | 0 | 0 | 0 | 0 | 0 | 0 | 0 | 0 | 0 | 0 | 0 | 0 | 0 | 0 | 0 | 0 | 3955.298
2025-08-07 | 7962.03 | 0.3 | 2.53 | 0 | 0 | 1 | 0 | 0 | 0 | 0 | 0 | 0 | 0 | 0 | 0 | 0 | 0 | 0 | 0 | 0 | 0 | 0 | 0 | 0 | 0 | 0 | 0 | 0 | 3624.8322
2025-08-07 | 8868.536 | 0.43 | 2.42 | 0 | 0 | 0 | 1 | 0 | 0 | 0 | 0 | 0 | 0 | 0 | 0 | 0 | 0 | 0 | 0 | 0 | 0 | 0 | 0 | 0 | 0 | 0 | 0 | 0 | 3481.038
2025-08-07 | 9814.23 | 0.56 | 2.12 | 0 | 0 | 0 | 0 | 1 | 0 | 0 | 0 | 0 | 0 | 0 | 0 | 0 | 0 | 0 | 0 | 0 | 0 | 0 | 0 | 0 | 0 | 0 | 0 | 0 | 3358.1192
2025-08-07 | 9673.365 | 0.56 | 1.98 | 0 | 0 | 0 | 0 | 0 | 1 | 0 | 0 | 0 | 0 | 0 | 0 | 0 | 0 | 0 | 0 | 0 | 0 | 0 | 0 | 0 | 0 | 0 | 0 | 0 | 3452.7737
2025-08-07 | 9091.851 | 0.65 | 1.96 | 0 | 0 | 0 | 0 | 0 | 0 | 1 | 0 | 0 | 0 | 0 | 0 | 0 | 0 | 0 | 0 | 0 | 0 | 0 | 0 | 0 | 0 | 0 | 0 | 0 | 3785.093
2025-08-07 | 8754.105 | 0.5 | 2.08 | 0 | 0 | 0 | 0 | 0 | 0 | 0 | 1 | 0 | 0 | 0 | 0 | 0 | 0 | 0 | 0 | 0 | 0 | 0 | 0 | 0 | 0 | 0 | 0 | 0 | 4218.4966
2025-08-07 | 8635.657 | 0.06 | 2.9 | 0 | 0 | 0 | 0 | 0 | 0 | 0 | 0 | 1 | 0 | 0 | 0 | 0 | 0 | 0 | 0 | 0 | 0 | 0 | 0 | 0 | 0 | 0 | 0 | 0 | 4855.1749
2025-08-07 | 8792.913 | 0 | 3.92 | 0 | 0 | 0 | 0 | 0 | 0 | 0 | 0 | 0 | 1 | 0 | 0 | 0 | 0 | 0 | 0 | 0 | 0 | 0 | 0 | 0 | 0 | 0 | 0 | 0 | 5435.3312
2025-08-07 | 8519.53 | 0 | 5.04 | 0 | 0 | 0 | 0 | 0 | 0 | 0 | 0 | 0 | 0 | 1 | 0 | 0 | 0 | 0 | 0 | 0 | 0 | 0 | 0 | 0 | 0 | 0 | 0 | 0 | 5899.6411
2025-08-07 | 8211.119 | 0 | 6 | 0 | 0 | 0 | 0 | 0 | 0 | 0 | 0 | 0 | 0 | 0 | 1 | 0 | 0 | 0 | 0 | 0 | 0 | 0 | 0 | 0 | 0 | 0 | 0 | 0 | 6259.4354
2025-08-07 | 8999.708 | 0 | 7.11 | 0 | 0 | 0 | 0 | 0 | 0 | 0 | 0 | 0 | 0 | 0 | 0 | 1 | 0 | 0 | 0 | 0 | 0 | 0 | 0 | 0 | 0 | 0 | 0 | 0 | 6666.7973
2025-08-07 | 11099.601 | 0 | 7.73 | 0 | 0 | 0 | 0 | 0 | 0 | 0 | 0 | 0 | 0 | 0 | 0 | 0 | 1 | 0 | 0 | 0 | 0 | 0 | 0 | 0 | 0 | 0 | 0 | 0 | 6792.8043
2025-08-07 | 12687.449 | 0 | 7.37 | 0 | 0 | 0 | 0 | 0 | 0 | 0 | 0 | 0 | 0 | 0 | 0 | 0 | 0 | 1 | 0 | 0 | 0 | 0 | 0 | 0 | 0 | 0 | 0 | 0 | 6598.2904
2025-08-07 | 12358.844 | 0 | 7.7 | 0 | 0 | 0 | 0 | 0 | 0 | 0 | 0 | 0 | 0 | 0 | 0 | 0 | 0 | 0 | 1 | 0 | 0 | 0 | 0 | 0 | 0 | 0 | 0 | 0 | 6805.7352
2025-08-07 | 12175.692 | 0 | 7.93 | 0 | 0 | 0 | 0 | 0 | 0 | 0 | 0 | 0 | 0 | 0 | 0 | 0 | 0 | 0 | 0 | 1 | 0 | 0 | 0 | 0 | 0 | 0 | 0 | 0 | 7276.847
2025-08-07 | 11827.944 | 0 | 7.7 | 0 | 0 | 0 | 0 | 0 | 0 | 0 | 0 | 0 | 0 | 0 | 0 | 0 | 0 | 0 | 0 | 0 | 1 | 0 | 0 | 0 | 0 | 0 | 0 | 0 | 7753.1238
2025-08-07 | 10804.716 | 0 | 7.38 | 0 | 0 | 0 | 0 | 0 | 0 | 0 | 0 | 0 | 0 | 0 | 0 | 0 | 0 | 0 | 0 | 0 | 0 | 1 | 0 | 0 | 0 | 0 | 0 | 0 | 7859.0936
2025-08-07 | 9503.829 | 0 | 6.65 | 0 | 0 | 0 | 0 | 0 | 0 | 0 | 0 | 0 | 0 | 0 | 0 | 0 | 0 | 0 | 0 | 0 | 0 | 0 | 1 | 0 | 0 | 0 | 0 | 0 | 7602.79
2025-08-07 | 8342.337 | 0 | 5.72 | 0 | 0 | 0 | 0 | 0 | 0 | 0 | 0 | 0 | 0 | 0 | 0 | 0 | 0 | 0 | 0 | 0 | 0 | 0 | 0 | 1 | 0 | 0 | 0 | 0 | 7231.723
2025-08-07 | 7527.188 | 0 | 4.55 | 0 | 0 | 0 | 0 | 0 | 0 | 0 | 0 | 0 | 0 | 0 | 0 | 0 | 0 | 0 | 0 | 0 | 0 | 0 | 0 | 0 | 1 | 0 | 0 | 0 | 6567.266
2025-08-07 | 7036.256 | 0.04 | 3.93 | 0 | 0 | 0 | 0 | 0 | 0 | 0 | 0 | 0 | 0 | 0 | 0 | 0 | 0 | 0 | 0 | 0 | 0 | 0 | 0 | 0 | 0 | 1 | 0 | 0 | 5808.6039
2025-08-07 | 6842.34 | 0.16 | 3.36 | 0 | 0 | 0 | 0 | 0 | 0 | 0 | 0 | 0 | 0 | 0 | 0 | 0 | 0 | 0 | 0 | 0 | 0 | 0 | 0 | 0 | 0 | 0 | 1 | 0 | 4988.3382
2025-08-07 | 6678.348 | 0.19 | 3.07 | 0 | 0 | 0 | 0 | 0 | 0 | 0 | 0 | 0 | 0 | 0 | 0 | 0 | 0 | 0 | 0 | 0 | 0 | 0 | 0 | 0 | 0 | 0 | 0 | 1 | 4376.7093
2025-08-08 | 6966.745 | 0.24 | 2.53 | 0 | 1 | 0 | 0 | 0 | 0 | 0 | 0 | 0 | 0 | 0 | 0 | 0 | 0 | 0 | 0 | 0 | 0 | 0 | 0 | 0 | 0 | 0 | 0 | 0 | 3831.2002
2025-08-08 | 7353.777 | 0.24 | 1.95 | 0 | 0 | 1 | 0 | 0 | 0 | 0 | 0 | 0 | 0 | 0 | 0 | 0 | 0 | 0 | 0 | 0 | 0 | 0 | 0 | 0 | 0 | 0 | 0 | 0 | 3405.2927
2025-08-08 | 8034.584 | 0.34 | 1.89 | 0 | 0 | 0 | 1 | 0 | 0 | 0 | 0 | 0 | 0 | 0 | 0 | 0 | 0 | 0 | 0 | 0 | 0 | 0 | 0 | 0 | 0 | 0 | 0 | 0 | 3276.5553
2025-08-08 | 8773.316 | 0.49 | 1.65 | 0 | 0 | 0 | 0 | 1 | 0 | 0 | 0 | 0 | 0 | 0 | 0 | 0 | 0 | 0 | 0 | 0 | 0 | 0 | 0 | 0 | 0 | 0 | 0 | 0 | 3177.8647
2025-08-08 | 8724.556 | 0.57 | 1.63 | 0 | 0 | 0 | 0 | 0 | 1 | 0 | 0 | 0 | 0 | 0 | 0 | 0 | 0 | 0 | 0 | 0 | 0 | 0 | 0 | 0 | 0 | 0 | 0 | 0 | 3325.3759
2025-08-08 | 8600.647 | 0.62 | 1.46 | 0 | 0 | 0 | 0 | 0 | 0 | 1 | 0 | 0 | 0 | 0 | 0 | 0 | 0 | 0 | 0 | 0 | 0 | 0 | 0 | 0 | 0 | 0 | 0 | 0 | 3598.2245
2025-08-08 | 8442.782 | 0.48 | 1.94 | 0 | 0 | 0 | 0 | 0 | 0 | 0 | 1 | 0 | 0 | 0 | 0 | 0 | 0 | 0 | 0 | 0 | 0 | 0 | 0 | 0 | 0 | 0 | 0 | 0 | 4164.8973
2025-08-08 | 8405.607 | 0.15 | 2.89 | 0 | 0 | 0 | 0 | 0 | 0 | 0 | 0 | 1 | 0 | 0 | 0 | 0 | 0 | 0 | 0 | 0 | 0 | 0 | 0 | 0 | 0 | 0 | 0 | 0 | 4861.4038
2025-08-08 | 8581.193 | 0.01 | 3.92 | 0 | 0 | 0 | 0 | 0 | 0 | 0 | 0 | 0 | 1 | 0 | 0 | 0 | 0 | 0 | 0 | 0 | 0 | 0 | 0 | 0 | 0 | 0 | 0 | 0 | 5436.4313
2025-08-08 | 8340.58 | 0 | 4.74 | 0 | 0 | 0 | 0 | 0 | 0 | 0 | 0 | 0 | 0 | 1 | 0 | 0 | 0 | 0 | 0 | 0 | 0 | 0 | 0 | 0 | 0 | 0 | 0 | 0 | 5789.5
2025-08-08 | 8439.408 | 0 | 5.69 | 0 | 0 | 0 | 0 | 0 | 0 | 0 | 0 | 0 | 0 | 0 | 1 | 0 | 0 | 0 | 0 | 0 | 0 | 0 | 0 | 0 | 0 | 0 | 0 | 0 | 6145.623
2025-08-08 | 9156.135 | 0 | 6.68 | 0 | 0 | 0 | 0 | 0 | 0 | 0 | 0 | 0 | 0 | 0 | 0 | 1 | 0 | 0 | 0 | 0 | 0 | 0 | 0 | 0 | 0 | 0 | 0 | 0 | 6508.9285
2025-08-08 | 10817.031 | 0 | 7.47 | 0 | 0 | 0 | 0 | 0 | 0 | 0 | 0 | 0 | 0 | 0 | 0 | 0 | 1 | 0 | 0 | 0 | 0 | 0 | 0 | 0 | 0 | 0 | 0 | 0 | 6697.3487
2025-08-08 | 12122.905 | 0 | 7.76 | 0 | 0 | 0 | 0 | 0 | 0 | 0 | 0 | 0 | 0 | 0 | 0 | 0 | 0 | 1 | 0 | 0 | 0 | 0 | 0 | 0 | 0 | 0 | 0 | 0 | 6741.4737
2025-08-08 | 11840.965 | 0 | 7.92 | 0 | 0 | 0 | 0 | 0 | 0 | 0 | 0 | 0 | 0 | 0 | 0 | 0 | 0 | 0 | 1 | 0 | 0 | 0 | 0 | 0 | 0 | 0 | 0 | 0 | 6886.5053
2025-08-08 | 11683.631 | 0 | 8.27 | 0 | 0 | 0 | 0 | 0 | 0 | 0 | 0 | 0 | 0 | 0 | 0 | 0 | 0 | 0 | 0 | 1 | 0 | 0 | 0 | 0 | 0 | 0 | 0 | 0 | 7401.6735
2025-08-08 | 11422.101 | 0 | 7.88 | 0 | 0 | 0 | 0 | 0 | 0 | 0 | 0 | 0 | 0 | 0 | 0 | 0 | 0 | 0 | 0 | 0 | 1 | 0 | 0 | 0 | 0 | 0 | 0 | 0 | 7819.2084
2025-08-08 | 10542.474 | 0 | 7.96 | 0 | 0 | 0 | 0 | 0 | 0 | 0 | 0 | 0 | 0 | 0 | 0 | 0 | 0 | 0 | 0 | 0 | 0 | 1 | 0 | 0 | 0 | 0 | 0 | 0 | 8072.033
2025-08-08 | 9192.476 | 0 | 7.43 | 0 | 0 | 0 | 0 | 0 | 0 | 0 | 0 | 0 | 0 | 0 | 0 | 0 | 0 | 0 | 0 | 0 | 0 | 0 | 1 | 0 | 0 | 0 | 0 | 0 | 7889.1567
2025-08-08 | 7997.196 | 0 | 6.46 | 0 | 0 | 0 | 0 | 0 | 0 | 0 | 0 | 0 | 0 | 0 | 0 | 0 | 0 | 0 | 0 | 0 | 0 | 0 | 0 | 1 | 0 | 0 | 0 | 0 | 7503.4042
2025-08-08 | 7047.81 | 0 | 5.42 | 0 | 0 | 0 | 0 | 0 | 0 | 0 | 0 | 0 | 0 | 0 | 0 | 0 | 0 | 0 | 0 | 0 | 0 | 0 | 0 | 0 | 1 | 0 | 0 | 0 | 6886.675
2025-08-08 | 6657.241 | 0 | 4.6 | 0 | 0 | 0 | 0 | 0 | 0 | 0 | 0 | 0 | 0 | 0 | 0 | 0 | 0 | 0 | 0 | 0 | 0 | 0 | 0 | 0 | 0 | 1 | 0 | 0 | 6050.1854
2025-08-08 | 6332.901 | 0 | 3.9 | 0 | 0 | 0 | 0 | 0 | 0 | 0 | 0 | 0 | 0 | 0 | 0 | 0 | 0 | 0 | 0 | 0 | 0 | 0 | 0 | 0 | 0 | 0 | 1 | 0 | 5168.9915
2025-08-08 | 6117.466 | 0 | 3.33 | 0 | 0 | 0 | 0 | 0 | 0 | 0 | 0 | 0 | 0 | 0 | 0 | 0 | 0 | 0 | 0 | 0 | 0 | 0 | 0 | 0 | 0 | 0 | 0 | 1 | 4451.2642
2025-08-09 | 6321.965 | 0.15 | 2.68 | 1 | 1 | 0 | 0 | 0 | 0 | 0 | 0 | 0 | 0 | 0 | 0 | 0 | 0 | 0 | 0 | 0 | 0 | 0 | 0 | 0 | 0 | 0 | 0 | 0 | 4154.8449
2025-08-09 | 6696.965 | 0.37 | 2.01 | 1 | 0 | 1 | 0 | 0 | 0 | 0 | 0 | 0 | 0 | 0 | 0 | 0 | 0 | 0 | 0 | 0 | 0 | 0 | 0 | 0 | 0 | 0 | 0 | 0 | 3720.0958
2025-08-09 | 7595.456 | 0.23 | 1.85 | 1 | 0 | 0 | 1 | 0 | 0 | 0 | 0 | 0 | 0 | 0 | 0 | 0 | 0 | 0 | 0 | 0 | 0 | 0 | 0 | 0 | 0 | 0 | 0 | 0 | 3528.2439
2025-08-09 | 8394.413 | 0.22 | 1.82 | 1 | 0 | 0 | 0 | 1 | 0 | 0 | 0 | 0 | 0 | 0 | 0 | 0 | 0 | 0 | 0 | 0 | 0 | 0 | 0 | 0 | 0 | 0 | 0 | 0 | 3489.0515
2025-08-09 | 8476.367 | 0.58 | 1.63 | 1 | 0 | 0 | 0 | 0 | 1 | 0 | 0 | 0 | 0 | 0 | 0 | 0 | 0 | 0 | 0 | 0 | 0 | 0 | 0 | 0 | 0 | 0 | 0 | 0 | 3604.9504
2025-08-09 | 8368.812 | 0.67 | 1.56 | 1 | 0 | 0 | 0 | 0 | 0 | 1 | 0 | 0 | 0 | 0 | 0 | 0 | 0 | 0 | 0 | 0 | 0 | 0 | 0 | 0 | 0 | 0 | 0 | 0 | 3918.9128
2025-08-09 | 8266.637 | 0.4 | 1.68 | 1 | 0 | 0 | 0 | 0 | 0 | 0 | 1 | 0 | 0 | 0 | 0 | 0 | 0 | 0 | 0 | 0 | 0 | 0 | 0 | 0 | 0 | 0 | 0 | 0 | 4339.116
2025-08-09 | 8382.414 | 0.1 | 2.76 | 1 | 0 | 0 | 0 | 0 | 0 | 0 | 0 | 1 | 0 | 0 | 0 | 0 | 0 | 0 | 0 | 0 | 0 | 0 | 0 | 0 | 0 | 0 | 0 | 0 | 5086.6503
2025-08-09 | 8386.027 | 0 | 4.49 | 1 | 0 | 0 | 0 | 0 | 0 | 0 | 0 | 0 | 1 | 0 | 0 | 0 | 0 | 0 | 0 | 0 | 0 | 0 | 0 | 0 | 0 | 0 | 0 | 0 | 5923.0737
2025-08-09 | 8463.796 | 0 | 6 | 1 | 0 | 0 | 0 | 0 | 0 | 0 | 0 | 0 | 0 | 1 | 0 | 0 | 0 | 0 | 0 | 0 | 0 | 0 | 0 | 0 | 0 | 0 | 0 | 0 | 6530.5668
2025-08-09 | 8717.362 | 0 | 7.16 | 1 | 0 | 0 | 0 | 0 | 0 | 0 | 0 | 0 | 0 | 0 | 1 | 0 | 0 | 0 | 0 | 0 | 0 | 0 | 0 | 0 | 0 | 0 | 0 | 0 | 6963.7885
2025-08-09 | 9339.968 | 0 | 8.16 | 1 | 0 | 0 | 0 | 0 | 0 | 0 | 0 | 0 | 0 | 0 | 0 | 1 | 0 | 0 | 0 | 0 | 0 | 0 | 0 | 0 | 0 | 0 | 0 | 0 | 7330.7654
2025-08-09 | 10997.241 | 0 | 9.12 | 1 | 0 | 0 | 0 | 0 | 0 | 0 | 0 | 0 | 0 | 0 | 0 | 0 | 1 | 0 | 0 | 0 | 0 | 0 | 0 | 0 | 0 | 0 | 0 | 0 | 7581.5988
2025-08-09 | 12816.151 | 0 | 9.81 | 1 | 0 | 0 | 0 | 0 | 0 | 0 | 0 | 0 | 0 | 0 | 0 | 0 | 0 | 1 | 0 | 0 | 0 | 0 | 0 | 0 | 0 | 0 | 0 | 0 | 7772.5786
2025-08-09 | 12362.997 | 0 | 10.05 | 1 | 0 | 0 | 0 | 0 | 0 | 0 | 0 | 0 | 0 | 0 | 0 | 0 | 0 | 0 | 1 | 0 | 0 | 0 | 0 | 0 | 0 | 0 | 0 | 0 | 7946.9811
2025-08-09 | 12310.753 | 0 | 10.16 | 1 | 0 | 0 | 0 | 0 | 0 | 0 | 0 | 0 | 0 | 0 | 0 | 0 | 0 | 0 | 0 | 1 | 0 | 0 | 0 | 0 | 0 | 0 | 0 | 0 | 8374.0365
2025-08-09 | 12158.646 | 0 | 9.83 | 1 | 0 | 0 | 0 | 0 | 0 | 0 | 0 | 0 | 0 | 0 | 0 | 0 | 0 | 0 | 0 | 0 | 1 | 0 | 0 | 0 | 0 | 0 | 0 | 0 | 8813.5996
2025-08-09 | 11326.59 | 0 | 9.59 | 1 | 0 | 0 | 0 | 0 | 0 | 0 | 0 | 0 | 0 | 0 | 0 | 0 | 0 | 0 | 0 | 0 | 0 | 1 | 0 | 0 | 0 | 0 | 0 | 0 | 8948.9404
2025-08-09 | 9966.97 | 0 | 8.59 | 1 | 0 | 0 | 0 | 0 | 0 | 0 | 0 | 0 | 0 | 0 | 0 | 0 | 0 | 0 | 0 | 0 | 0 | 0 | 1 | 0 | 0 | 0 | 0 | 0 | 8593.5098
2025-08-09 | 8878.671 | 0 | 7.14 | 1 | 0 | 0 | 0 | 0 | 0 | 0 | 0 | 0 | 0 | 0 | 0 | 0 | 0 | 0 | 0 | 0 | 0 | 0 | 0 | 1 | 0 | 0 | 0 | 0 | 8031.5317
2025-08-09 | 8124.595 | 0 | 6.19 | 1 | 0 | 0 | 0 | 0 | 0 | 0 | 0 | 0 | 0 | 0 | 0 | 0 | 0 | 0 | 0 | 0 | 0 | 0 | 0 | 0 | 1 | 0 | 0 | 0 | 7447.8447
2025-08-09 | 7787.683 | 0 | 5.29 | 1 | 0 | 0 | 0 | 0 | 0 | 0 | 0 | 0 | 0 | 0 | 0 | 0 | 0 | 0 | 0 | 0 | 0 | 0 | 0 | 0 | 0 | 1 | 0 | 0 | 6581.9842
2025-08-09 | 7664.162 | 0.09 | 4.51 | 1 | 0 | 0 | 0 | 0 | 0 | 0 | 0 | 0 | 0 | 0 | 0 | 0 | 0 | 0 | 0 | 0 | 0 | 0 | 0 | 0 | 0 | 0 | 1 | 0 | 5681.3197
2025-08-09 | 8160.255 | 0.03 | 3.99 | 1 | 0 | 0 | 0 | 0 | 0 | 0 | 0 | 0 | 0 | 0 | 0 | 0 | 0 | 0 | 0 | 0 | 0 | 0 | 0 | 0 | 0 | 0 | 0 | 1 | 4975.349
2025-08-10 | 7715.788 | 0.34 | 3.42 | 1 | 1 | 0 | 0 | 0 | 0 | 0 | 0 | 0 | 0 | 0 | 0 | 0 | 0 | 0 | 0 | 0 | 0 | 0 | 0 | 0 | 0 | 0 | 0 | 0 | 4447.4267
2025-08-10 | 7365.447 | 0.42 | 3.05 | 1 | 0 | 1 | 0 | 0 | 0 | 0 | 0 | 0 | 0 | 0 | 0 | 0 | 0 | 0 | 0 | 0 | 0 | 0 | 0 | 0 | 0 | 0 | 0 | 0 | 4107.4182
2025-08-10 | 8034.112 | 0.49 | 2.95 | 1 | 0 | 0 | 1 | 0 | 0 | 0 | 0 | 0 | 0 | 0 | 0 | 0 | 0 | 0 | 0 | 0 | 0 | 0 | 0 | 0 | 0 | 0 | 0 | 0 | 3960.6952
2025-08-10 | 8690.423 | 0.55 | 2.65 | 1 | 0 | 0 | 0 | 1 | 0 | 0 | 0 | 0 | 0 | 0 | 0 | 0 | 0 | 0 | 0 | 0 | 0 | 0 | 0 | 0 | 0 | 0 | 0 | 0 | 3830.0761
2025-08-10 | 9329.083 | 0.76 | 2.31 | 1 | 0 | 0 | 0 | 0 | 1 | 0 | 0 | 0 | 0 | 0 | 0 | 0 | 0 | 0 | 0 | 0 | 0 | 0 | 0 | 0 | 0 | 0 | 0 | 0 | 3874.4039
2025-08-10 | 11152.774 | 1.01 | 2.03 | 1 | 0 | 0 | 0 | 0 | 0 | 1 | 0 | 0 | 0 | 0 | 0 | 0 | 0 | 0 | 0 | 0 | 0 | 0 | 0 | 0 | 0 | 0 | 0 | 0 | 4128.8681
2025-08-10 | 10084.357 | 0.81 | 2.41 | 1 | 0 | 0 | 0 | 0 | 0 | 0 | 1 | 0 | 0 | 0 | 0 | 0 | 0 | 0 | 0 | 0 | 0 | 0 | 0 | 0 | 0 | 0 | 0 | 0 | 4652.2271
2025-08-10 | 10250.171 | 0.25 | 3.28 | 1 | 0 | 0 | 0 | 0 | 0 | 0 | 0 | 1 | 0 | 0 | 0 | 0 | 0 | 0 | 0 | 0 | 0 | 0 | 0 | 0 | 0 | 0 | 0 | 0 | 5294.0619
2025-08-10 | 10388.375 | 0 | 4.72 | 1 | 0 | 0 | 0 | 0 | 0 | 0 | 0 | 0 | 1 | 0 | 0 | 0 | 0 | 0 | 0 | 0 | 0 | 0 | 0 | 0 | 0 | 0 | 0 | 0 | 6007.5151
2025-08-10 | 9673.756 | 0 | 6.13 | 1 | 0 | 0 | 0 | 0 | 0 | 0 | 0 | 0 | 0 | 1 | 0 | 0 | 0 | 0 | 0 | 0 | 0 | 0 | 0 | 0 | 0 | 0 | 0 | 0 | 6578.2946
2025-08-10 | 9849.869 | 0 | 7.49 | 1 | 0 | 0 | 0 | 0 | 0 | 0 | 0 | 0 | 0 | 0 | 1 | 0 | 0 | 0 | 0 | 0 | 0 | 0 | 0 | 0 | 0 | 0 | 0 | 0 | 7084.9437
2025-08-10 | 10471.754 | 0 | 7.99 | 1 | 0 | 0 | 0 | 0 | 0 | 0 | 0 | 0 | 0 | 0 | 0 | 1 | 0 | 0 | 0 | 0 | 0 | 0 | 0 | 0 | 0 | 0 | 0 | 0 | 7268.3521
2025-08-10 | 12179.687 | 0 | 8.04 | 1 | 0 | 0 | 0 | 0 | 0 | 0 | 0 | 0 | 0 | 0 | 0 | 0 | 1 | 0 | 0 | 0 | 0 | 0 | 0 | 0 | 0 | 0 | 0 | 0 | 7185.0911
2025-08-10 | 13353.322 | 0 | 8.36 | 1 | 0 | 0 | 0 | 0 | 0 | 0 | 0 | 0 | 0 | 0 | 0 | 0 | 0 | 1 | 0 | 0 | 0 | 0 | 0 | 0 | 0 | 0 | 0 | 0 | 7240.2302
2025-08-10 | 13206.246 | 0 | 9.08 | 1 | 0 | 0 | 0 | 0 | 0 | 0 | 0 | 0 | 0 | 0 | 0 | 0 | 0 | 0 | 1 | 0 | 0 | 0 | 0 | 0 | 0 | 0 | 0 | 0 | 7590.8584
2025-08-10 | 13090.507 | 0 | 9.23 | 1 | 0 | 0 | 0 | 0 | 0 | 0 | 0 | 0 | 0 | 0 | 0 | 0 | 0 | 0 | 0 | 1 | 0 | 0 | 0 | 0 | 0 | 0 | 0 | 0 | 8032.5992
2025-08-10 | 12998.446 | 0 | 9.31 | 1 | 0 | 0 | 0 | 0 | 0 | 0 | 0 | 0 | 0 | 0 | 0 | 0 | 0 | 0 | 0 | 0 | 1 | 0 | 0 | 0 | 0 | 0 | 0 | 0 | 8622.6884
2025-08-10 | 12151.229 | 0 | 8.64 | 1 | 0 | 0 | 0 | 0 | 0 | 0 | 0 | 0 | 0 | 0 | 0 | 0 | 0 | 0 | 0 | 0 | 0 | 1 | 0 | 0 | 0 | 0 | 0 | 0 | 8600.1604
2025-08-10 | 10744.953 | 0 | 8.09 | 1 | 0 | 0 | 0 | 0 | 0 | 0 | 0 | 0 | 0 | 0 | 0 | 0 | 0 | 0 | 0 | 0 | 0 | 0 | 1 | 0 | 0 | 0 | 0 | 0 | 8409.9414
2025-08-10 | 9417.212 | 0 | 7.23 | 1 | 0 | 0 | 0 | 0 | 0 | 0 | 0 | 0 | 0 | 0 | 0 | 0 | 0 | 0 | 0 | 0 | 0 | 0 | 0 | 1 | 0 | 0 | 0 | 0 | 8064.574
2025-08-10 | 8614.412 | 0 | 6.26 | 1 | 0 | 0 | 0 | 0 | 0 | 0 | 0 | 0 | 0 | 0 | 0 | 0 | 0 | 0 | 0 | 0 | 0 | 0 | 0 | 0 | 1 | 0 | 0 | 0 | 7473.5443
2025-08-10 | 8119.136 | 0 | 5.61 | 1 | 0 | 0 | 0 | 0 | 0 | 0 | 0 | 0 | 0 | 0 | 0 | 0 | 0 | 0 | 0 | 0 | 0 | 0 | 0 | 0 | 0 | 1 | 0 | 0 | 6699.468
2025-08-10 | 7865.297 | 0 | 4.86 | 1 | 0 | 0 | 0 | 0 | 0 | 0 | 0 | 0 | 0 | 0 | 0 | 0 | 0 | 0 | 0 | 0 | 0 | 0 | 0 | 0 | 0 | 0 | 1 | 0 | 5799.9173
2025-08-10 | 7860.318 | 0.11 | 4.29 | 1 | 0 | 0 | 0 | 0 | 0 | 0 | 0 | 0 | 0 | 0 | 0 | 0 | 0 | 0 | 0 | 0 | 0 | 0 | 0 | 0 | 0 | 0 | 0 | 1 | 5094.2903
2025-08-11 | 8141.63 | 0.18 | 3.91 | 0 | 1 | 0 | 0 | 0 | 0 | 0 | 0 | 0 | 0 | 0 | 0 | 0 | 0 | 0 | 0 | 0 | 0 | 0 | 0 | 0 | 0 | 0 | 0 | 0 | 4331.2488
2025-08-11 | 8596.464 | 0.39 | 3.24 | 0 | 0 | 1 | 0 | 0 | 0 | 0 | 0 | 0 | 0 | 0 | 0 | 0 | 0 | 0 | 0 | 0 | 0 | 0 | 0 | 0 | 0 | 0 | 0 | 0 | 3895.3996
2025-08-11 | 9388.45 | 0.48 | 2.72 | 0 | 0 | 0 | 1 | 0 | 0 | 0 | 0 | 0 | 0 | 0 | 0 | 0 | 0 | 0 | 0 | 0 | 0 | 0 | 0 | 0 | 0 | 0 | 0 | 0 | 3596.6792
2025-08-11 | 10340.455 | 0.88 | 2.45 | 0 | 0 | 0 | 0 | 1 | 0 | 0 | 0 | 0 | 0 | 0 | 0 | 0 | 0 | 0 | 0 | 0 | 0 | 0 | 0 | 0 | 0 | 0 | 0 | 0 | 3514.4754
2025-08-11 | 10556.335 | 0.93 | 2.36 | 0 | 0 | 0 | 0 | 0 | 1 | 0 | 0 | 0 | 0 | 0 | 0 | 0 | 0 | 0 | 0 | 0 | 0 | 0 | 0 | 0 | 0 | 0 | 0 | 0 | 3632.9869
2025-08-11 | 10509.701 | 1.09 | 2.29 | 0 | 0 | 0 | 0 | 0 | 0 | 1 | 0 | 0 | 0 | 0 | 0 | 0 | 0 | 0 | 0 | 0 | 0 | 0 | 0 | 0 | 0 | 0 | 0 | 0 | 3954.6495
2025-08-11 | 10411.037 | 0.78 | 2.48 | 0 | 0 | 0 | 0 | 0 | 0 | 0 | 1 | 0 | 0 | 0 | 0 | 0 | 0 | 0 | 0 | 0 | 0 | 0 | 0 | 0 | 0 | 0 | 0 | 0 | 4396.1522
2025-08-11 | 10643.004 | 0.16 | 3.37 | 0 | 0 | 0 | 0 | 0 | 0 | 0 | 0 | 1 | 0 | 0 | 0 | 0 | 0 | 0 | 0 | 0 | 0 | 0 | 0 | 0 | 0 | 0 | 0 | 0 | 5038.7295
2025-08-11 | 10635.038 | 0 | 4.77 | 0 | 0 | 0 | 0 | 0 | 0 | 0 | 0 | 0 | 1 | 0 | 0 | 0 | 0 | 0 | 0 | 0 | 0 | 0 | 0 | 0 | 0 | 0 | 0 | 0 | 5747.3975
2025-08-11 | 10543.708 | 0 | 6.06 | 0 | 0 | 0 | 0 | 0 | 0 | 0 | 0 | 0 | 0 | 1 | 0 | 0 | 0 | 0 | 0 | 0 | 0 | 0 | 0 | 0 | 0 | 0 | 0 | 0 | 6274.1206
2025-08-11 | 10583.909 | 0.19 | 6.98 | 0 | 0 | 0 | 0 | 0 | 0 | 0 | 0 | 0 | 0 | 0 | 1 | 0 | 0 | 0 | 0 | 0 | 0 | 0 | 0 | 0 | 0 | 0 | 0 | 0 | 6640.1301
2025-08-11 | 10698.838 | 0 | 7.68 | 0 | 0 | 0 | 0 | 0 | 0 | 0 | 0 | 0 | 0 | 0 | 0 | 1 | 0 | 0 | 0 | 0 | 0 | 0 | 0 | 0 | 0 | 0 | 0 | 0 | 6876.0653
2025-08-11 | 12381.413 | 0.09 | 8.17 | 0 | 0 | 0 | 0 | 0 | 0 | 0 | 0 | 0 | 0 | 0 | 0 | 0 | 1 | 0 | 0 | 0 | 0 | 0 | 0 | 0 | 0 | 0 | 0 | 0 | 6964.2447
2025-08-11 | 13664.649 | 0 | 8.76 | 0 | 0 | 0 | 0 | 0 | 0 | 0 | 0 | 0 | 0 | 0 | 0 | 0 | 0 | 1 | 0 | 0 | 0 | 0 | 0 | 0 | 0 | 0 | 0 | 0 | 7108.6105
2025-08-11 | 13426.659 | 0 | 8.92 | 0 | 0 | 0 | 0 | 0 | 0 | 0 | 0 | 0 | 0 | 0 | 0 | 0 | 0 | 0 | 1 | 0 | 0 | 0 | 0 | 0 | 0 | 0 | 0 | 0 | 7253.6421
2025-08-11 | 13147.501 | 0 | 9.04 | 0 | 0 | 0 | 0 | 0 | 0 | 0 | 0 | 0 | 0 | 0 | 0 | 0 | 0 | 0 | 0 | 1 | 0 | 0 | 0 | 0 | 0 | 0 | 0 | 0 | 7684.3688
2025-08-11 | 12742.842 | 0 | 8.95 | 0 | 0 | 0 | 0 | 0 | 0 | 0 | 0 | 0 | 0 | 0 | 0 | 0 | 0 | 0 | 0 | 0 | 1 | 0 | 0 | 0 | 0 | 0 | 0 | 0 | 8212.0447
2025-08-11 | 12262.746 | 0 | 8.21 | 0 | 0 | 0 | 0 | 0 | 0 | 0 | 0 | 0 | 0 | 0 | 0 | 0 | 0 | 0 | 0 | 0 | 0 | 1 | 0 | 0 | 0 | 0 | 0 | 0 | 8163.8171
2025-08-11 | 11061.349 | 0 | 7.48 | 0 | 0 | 0 | 0 | 0 | 0 | 0 | 0 | 0 | 0 | 0 | 0 | 0 | 0 | 0 | 0 | 0 | 0 | 0 | 1 | 0 | 0 | 0 | 0 | 0 | 7907.5136
2025-08-11 | 10036.106 | 0 | 6.43 | 0 | 0 | 0 | 0 | 0 | 0 | 0 | 0 | 0 | 0 | 0 | 0 | 0 | 0 | 0 | 0 | 0 | 0 | 0 | 0 | 1 | 0 | 0 | 0 | 0 | 7492.3901
2025-08-11 | 9217.064 | 0.01 | 4.98 | 0 | 0 | 0 | 0 | 0 | 0 | 0 | 0 | 0 | 0 | 0 | 0 | 0 | 0 | 0 | 0 | 0 | 0 | 0 | 0 | 0 | 1 | 0 | 0 | 0 | 6726.2348
2025-08-11 | 8673.821 | 0.22 | 4.45 | 0 | 0 | 0 | 0 | 0 | 0 | 0 | 0 | 0 | 0 | 0 | 0 | 0 | 0 | 0 | 0 | 0 | 0 | 0 | 0 | 0 | 0 | 1 | 0 | 0 | 6019.3156
2025-08-11 | 8303.947 | 0.09 | 3.97 | 0 | 0 | 0 | 0 | 0 | 0 | 0 | 0 | 0 | 0 | 0 | 0 | 0 | 0 | 0 | 0 | 0 | 0 | 0 | 0 | 0 | 0 | 0 | 1 | 0 | 5204.5914
2025-08-11 | 8211.008 | 0.13 | 3.19 | 0 | 0 | 0 | 0 | 0 | 0 | 0 | 0 | 0 | 0 | 0 | 0 | 0 | 0 | 0 | 0 | 0 | 0 | 0 | 0 | 0 | 0 | 0 | 0 | 1 | 4414.1655
2025-08-12 | 8315.53 | 0.35 | 2.89 | 0 | 1 | 0 | 0 | 0 | 0 | 0 | 0 | 0 | 0 | 0 | 0 | 0 | 0 | 0 | 0 | 0 | 0 | 0 | 0 | 0 | 0 | 0 | 0 | 0 | 3975.4698
2025-08-12 | 8619.163 | 0.78 | 2.65 | 0 | 0 | 1 | 0 | 0 | 0 | 0 | 0 | 0 | 0 | 0 | 0 | 0 | 0 | 0 | 0 | 0 | 0 | 0 | 0 | 0 | 0 | 0 | 0 | 0 | 3721.6901
2025-08-12 | 9258.57 | 0.7 | 2.49 | 0 | 0 | 0 | 1 | 0 | 0 | 0 | 0 | 0 | 0 | 0 | 0 | 0 | 0 | 0 | 0 | 0 | 0 | 0 | 0 | 0 | 0 | 0 | 0 | 0 | 3536.4385
2025-08-12 | 10524.513 | 1 | 2.45 | 0 | 0 | 0 | 0 | 1 | 0 | 0 | 0 | 0 | 0 | 0 | 0 | 0 | 0 | 0 | 0 | 0 | 0 | 0 | 0 | 0 | 0 | 0 | 0 | 0 | 3527.6757
2025-08-12 | 11464.027 | 0.93 | 2.37 | 0 | 0 | 0 | 0 | 0 | 1 | 0 | 0 | 0 | 0 | 0 | 0 | 0 | 0 | 0 | 0 | 0 | 0 | 0 | 0 | 0 | 0 | 0 | 0 | 0 | 3636.6582
2025-08-12 | 11827.102 | 1.1 | 2.41 | 0 | 0 | 0 | 0 | 0 | 0 | 1 | 0 | 0 | 0 | 0 | 0 | 0 | 0 | 0 | 0 | 0 | 0 | 0 | 0 | 0 | 0 | 0 | 0 | 0 | 3999.806
2025-08-12 | 11951.443 | 0.69 | 2.43 | 0 | 0 | 0 | 0 | 0 | 0 | 0 | 1 | 0 | 0 | 0 | 0 | 0 | 0 | 0 | 0 | 0 | 0 | 0 | 0 | 0 | 0 | 0 | 0 | 0 | 4367.895
2025-08-12 | 11716.346 | 0.3 | 3.07 | 0 | 0 | 0 | 0 | 0 | 0 | 0 | 0 | 1 | 0 | 0 | 0 | 0 | 0 | 0 | 0 | 0 | 0 | 0 | 0 | 0 | 0 | 0 | 0 | 0 | 4943.9889
2025-08-12 | 11289.38 | 0.05 | 4.24 | 0 | 0 | 0 | 0 | 0 | 0 | 0 | 0 | 0 | 1 | 0 | 0 | 0 | 0 | 0 | 0 | 0 | 0 | 0 | 0 | 0 | 0 | 0 | 0 | 0 | 5558.3152
2025-08-12 | 11263.92 | 0 | 5.9 | 0 | 0 | 0 | 0 | 0 | 0 | 0 | 0 | 0 | 0 | 1 | 0 | 0 | 0 | 0 | 0 | 0 | 0 | 0 | 0 | 0 | 0 | 0 | 0 | 0 | 6215.3787
2025-08-12 | 11409.12 | 0 | 6.55 | 0 | 0 | 0 | 0 | 0 | 0 | 0 | 0 | 0 | 0 | 0 | 1 | 0 | 0 | 0 | 0 | 0 | 0 | 0 | 0 | 0 | 0 | 0 | 0 | 0 | 6461.3607
2025-08-12 | 11812.555 | 0 | 7.72 | 0 | 0 | 0 | 0 | 0 | 0 | 0 | 0 | 0 | 0 | 0 | 0 | 1 | 0 | 0 | 0 | 0 | 0 | 0 | 0 | 0 | 0 | 0 | 0 | 0 | 6890.7508
2025-08-12 | 13045.435 | 0 | 9.04 | 0 | 0 | 0 | 0 | 0 | 0 | 0 | 0 | 0 | 0 | 0 | 0 | 0 | 1 | 0 | 0 | 0 | 0 | 0 | 0 | 0 | 0 | 0 | 0 | 0 | 7273.7534
2025-08-12 | 13249.437 | 0 | 10.02 | 0 | 0 | 0 | 0 | 0 | 0 | 0 | 0 | 0 | 0 | 0 | 0 | 0 | 0 | 1 | 0 | 0 | 0 | 0 | 0 | 0 | 0 | 0 | 0 | 0 | 7571.2029
2025-08-12 | 12417.852 | 0 | 9.68 | 0 | 0 | 0 | 0 | 0 | 0 | 0 | 0 | 0 | 0 | 0 | 0 | 0 | 0 | 0 | 1 | 0 | 0 | 0 | 0 | 0 | 0 | 0 | 0 | 0 | 7532.6661
2025-08-12 | 12437.631 | 0 | 9.22 | 0 | 0 | 0 | 0 | 0 | 0 | 0 | 0 | 0 | 0 | 0 | 0 | 0 | 0 | 0 | 0 | 1 | 0 | 0 | 0 | 0 | 0 | 0 | 0 | 0 | 7750.4534
2025-08-12 | 12382.218 | 0 | 9.16 | 0 | 0 | 0 | 0 | 0 | 0 | 0 | 0 | 0 | 0 | 0 | 0 | 0 | 0 | 0 | 0 | 0 | 1 | 0 | 0 | 0 | 0 | 0 | 0 | 0 | 8289.1435
2025-08-12 | 11827.074 | 0 | 9.03 | 0 | 0 | 0 | 0 | 0 | 0 | 0 | 0 | 0 | 0 | 0 | 0 | 0 | 0 | 0 | 0 | 0 | 0 | 1 | 0 | 0 | 0 | 0 | 0 | 0 | 8464.8693
2025-08-12 | 10753.598 | 0 | 8.22 | 0 | 0 | 0 | 0 | 0 | 0 | 0 | 0 | 0 | 0 | 0 | 0 | 0 | 0 | 0 | 0 | 0 | 0 | 0 | 1 | 0 | 0 | 0 | 0 | 0 | 8179.1948
2025-08-12 | 9508.663 | 0 | 6.74 | 0 | 0 | 0 | 0 | 0 | 0 | 0 | 0 | 0 | 0 | 0 | 0 | 0 | 0 | 0 | 0 | 0 | 0 | 0 | 0 | 1 | 0 | 0 | 0 | 0 | 7606.2025
2025-08-12 | 8742.924 | 0 | 5.69 | 0 | 0 | 0 | 0 | 0 | 0 | 0 | 0 | 0 | 0 | 0 | 0 | 0 | 0 | 0 | 0 | 0 | 0 | 0 | 0 | 0 | 1 | 0 | 0 | 0 | 6985.8019
2025-08-12 | 8273.473 | 0 | 5.18 | 0 | 0 | 0 | 0 | 0 | 0 | 0 | 0 | 0 | 0 | 0 | 0 | 0 | 0 | 0 | 0 | 0 | 0 | 0 | 0 | 0 | 0 | 1 | 0 | 0 | 6263.1248
2025-08-12 | 7915.266 | 0.02 | 4.45 | 0 | 0 | 0 | 0 | 0 | 0 | 0 | 0 | 0 | 0 | 0 | 0 | 0 | 0 | 0 | 0 | 0 | 0 | 0 | 0 | 0 | 0 | 0 | 1 | 0 | 5373.1168
2025-08-12 | 7870.825 | 0.15 | 3.81 | 0 | 0 | 0 | 0 | 0 | 0 | 0 | 0 | 0 | 0 | 0 | 0 | 0 | 0 | 0 | 0 | 0 | 0 | 0 | 0 | 0 | 0 | 0 | 0 | 1 | 4643.9904
2025-08-13 | 8057.131 | 0.21 | 3.41 | 0 | 1 | 0 | 0 | 0 | 0 | 0 | 0 | 0 | 0 | 0 | 0 | 0 | 0 | 0 | 0 | 0 | 0 | 0 | 0 | 0 | 0 | 0 | 0 | 0 | 4150.9805
2025-08-13 | 8261.493 | 0.37 | 3.08 | 0 | 0 | 1 | 0 | 0 | 0 | 0 | 0 | 0 | 0 | 0 | 0 | 0 | 0 | 0 | 0 | 0 | 0 | 0 | 0 | 0 | 0 | 0 | 0 | 0 | 3834.4577
2025-08-13 | 8778.76 | 0.64 | 2.37 | 0 | 0 | 0 | 1 | 0 | 0 | 0 | 0 | 0 | 0 | 0 | 0 | 0 | 0 | 0 | 0 | 0 | 0 | 0 | 0 | 0 | 0 | 0 | 0 | 0 | 3485.7819
2025-08-13 | 9575.698 | 0.87 | 1.97 | 0 | 0 | 0 | 0 | 1 | 0 | 0 | 0 | 0 | 0 | 0 | 0 | 0 | 0 | 0 | 0 | 0 | 0 | 0 | 0 | 0 | 0 | 0 | 0 | 0 | 3337.1497
2025-08-13 | 10773.815 | 1.1 | 1.89 | 0 | 0 | 0 | 0 | 0 | 1 | 0 | 0 | 0 | 0 | 0 | 0 | 0 | 0 | 0 | 0 | 0 | 0 | 0 | 0 | 0 | 0 | 0 | 0 | 0 | 3479.1331
2025-08-13 | 11833.46 | 1.37 | 1.73 | 0 | 0 | 0 | 0 | 0 | 0 | 1 | 0 | 0 | 0 | 0 | 0 | 0 | 0 | 0 | 0 | 0 | 0 | 0 | 0 | 0 | 0 | 0 | 0 | 0 | 3779.8538
2025-08-13 | 12604.125 | 0.88 | 1.89 | 0 | 0 | 0 | 0 | 0 | 0 | 0 | 1 | 0 | 0 | 0 | 0 | 0 | 0 | 0 | 0 | 0 | 0 | 0 | 0 | 0 | 0 | 0 | 0 | 0 | 4190.5418
2025-08-13 | 13226.792 | 0.2 | 2.37 | 0 | 0 | 0 | 0 | 0 | 0 | 0 | 0 | 1 | 0 | 0 | 0 | 0 | 0 | 0 | 0 | 0 | 0 | 0 | 0 | 0 | 0 | 0 | 0 | 0 | 4675.9928
2025-08-13 | 13348.093 | 0 | 3.83 | 0 | 0 | 0 | 0 | 0 | 0 | 0 | 0 | 0 | 1 | 0 | 0 | 0 | 0 | 0 | 0 | 0 | 0 | 0 | 0 | 0 | 0 | 0 | 0 | 0 | 5402.2889
2025-08-13 | 13472.732 | 0 | 5.51 | 0 | 0 | 0 | 0 | 0 | 0 | 0 | 0 | 0 | 0 | 1 | 0 | 0 | 0 | 0 | 0 | 0 | 0 | 0 | 0 | 0 | 0 | 0 | 0 | 0 | 6072.1953
2025-08-13 | 13372.138 | 0 | 6.87 | 0 | 0 | 0 | 0 | 0 | 0 | 0 | 0 | 0 | 0 | 0 | 1 | 0 | 0 | 0 | 0 | 0 | 0 | 0 | 0 | 0 | 0 | 0 | 0 | 0 | 6578.8444
2025-08-13 | 13656.163 | 0 | 7.62 | 0 | 0 | 0 | 0 | 0 | 0 | 0 | 0 | 0 | 0 | 0 | 0 | 1 | 0 | 0 | 0 | 0 | 0 | 0 | 0 | 0 | 0 | 0 | 0 | 0 | 6854.0371
2025-08-13 | 15028.433 | 0 | 8.32 | 0 | 0 | 0 | 0 | 0 | 0 | 0 | 0 | 0 | 0 | 0 | 0 | 0 | 1 | 0 | 0 | 0 | 0 | 0 | 0 | 0 | 0 | 0 | 0 | 0 | 7009.415
2025-08-13 | 15885.633 | 0 | 8.25 | 0 | 0 | 0 | 0 | 0 | 0 | 0 | 0 | 0 | 0 | 0 | 0 | 0 | 0 | 1 | 0 | 0 | 0 | 0 | 0 | 0 | 0 | 0 | 0 | 0 | 6921.3707
2025-08-13 | 15168.188 | 0 | 8.48 | 0 | 0 | 0 | 0 | 0 | 0 | 0 | 0 | 0 | 0 | 0 | 0 | 0 | 0 | 0 | 1 | 0 | 0 | 0 | 0 | 0 | 0 | 0 | 0 | 0 | 7092.1019
2025-08-13 | 14243.935 | 0 | 8.69 | 0 | 0 | 0 | 0 | 0 | 0 | 0 | 0 | 0 | 0 | 0 | 0 | 0 | 0 | 0 | 0 | 1 | 0 | 0 | 0 | 0 | 0 | 0 | 0 | 0 | 7555.8709
2025-08-13 | 13668.102 | 0 | 8.64 | 0 | 0 | 0 | 0 | 0 | 0 | 0 | 0 | 0 | 0 | 0 | 0 | 0 | 0 | 0 | 0 | 0 | 1 | 0 | 0 | 0 | 0 | 0 | 0 | 0 | 8098.2323
2025-08-13 | 12458.177 | 0 | 8.21 | 0 | 0 | 0 | 0 | 0 | 0 | 0 | 0 | 0 | 0 | 0 | 0 | 0 | 0 | 0 | 0 | 0 | 0 | 1 | 0 | 0 | 0 | 0 | 0 | 0 | 8163.8171
2025-08-13 | 10924.56 | 0 | 7.11 | 0 | 0 | 0 | 0 | 0 | 0 | 0 | 0 | 0 | 0 | 0 | 0 | 0 | 0 | 0 | 0 | 0 | 0 | 0 | 1 | 0 | 0 | 0 | 0 | 0 | 7771.6729
2025-08-13 | 9553.133 | 0 | 5.94 | 0 | 0 | 0 | 0 | 0 | 0 | 0 | 0 | 0 | 0 | 0 | 0 | 0 | 0 | 0 | 0 | 0 | 0 | 0 | 0 | 1 | 0 | 0 | 0 | 0 | 7312.4931
2025-08-13 | 8681.48 | 0 | 4.94 | 0 | 0 | 0 | 0 | 0 | 0 | 0 | 0 | 0 | 0 | 0 | 0 | 0 | 0 | 0 | 0 | 0 | 0 | 0 | 0 | 0 | 1 | 0 | 0 | 0 | 6710.4493
2025-08-13 | 8239.144 | 0 | 4.25 | 0 | 0 | 0 | 0 | 0 | 0 | 0 | 0 | 0 | 0 | 0 | 0 | 0 | 0 | 0 | 0 | 0 | 0 | 0 | 0 | 0 | 0 | 1 | 0 | 0 | 5921.6875
2025-08-13 | 8151.631 | 0 | 3.82 | 0 | 0 | 0 | 0 | 0 | 0 | 0 | 0 | 0 | 0 | 0 | 0 | 0 | 0 | 0 | 0 | 0 | 0 | 0 | 0 | 0 | 0 | 0 | 1 | 0 | 5139.6206
2025-08-13 | 8153.443 | 0.02 | 3.04 | 0 | 0 | 0 | 0 | 0 | 0 | 0 | 0 | 0 | 0 | 0 | 0 | 0 | 0 | 0 | 0 | 0 | 0 | 0 | 0 | 0 | 0 | 0 | 0 | 1 | 4346.9946
2025-08-14 | 8480.478 | 0 | 2.63 | 0 | 1 | 0 | 0 | 0 | 0 | 0 | 0 | 0 | 0 | 0 | 0 | 0 | 0 | 0 | 0 | 0 | 0 | 0 | 0 | 0 | 0 | 0 | 0 | 0 | 3841.5132
2025-08-14 | 9124.605 | 0.03 | 2.06 | 0 | 0 | 1 | 0 | 0 | 0 | 0 | 0 | 0 | 0 | 0 | 0 | 0 | 0 | 0 | 0 | 0 | 0 | 0 | 0 | 0 | 0 | 0 | 0 | 0 | 3422.5771
2025-08-14 | 10159.585 | 0.24 | 1.61 | 0 | 0 | 0 | 1 | 0 | 0 | 0 | 0 | 0 | 0 | 0 | 0 | 0 | 0 | 0 | 0 | 0 | 0 | 0 | 0 | 0 | 0 | 0 | 0 | 0 | 3162.7566
2025-08-14 | 11240.276 | 0.5 | 1.34 | 0 | 0 | 0 | 0 | 1 | 0 | 0 | 0 | 0 | 0 | 0 | 0 | 0 | 0 | 0 | 0 | 0 | 0 | 0 | 0 | 0 | 0 | 0 | 0 | 0 | 3065.1523
2025-08-14 | 11170.791 | 0.82 | 1.21 | 0 | 0 | 0 | 0 | 0 | 1 | 0 | 0 | 0 | 0 | 0 | 0 | 0 | 0 | 0 | 0 | 0 | 0 | 0 | 0 | 0 | 0 | 0 | 0 | 0 | 3198.6792
2025-08-14 | 10634.586 | 0.8 | 1.18 | 0 | 0 | 0 | 0 | 0 | 0 | 1 | 0 | 0 | 0 | 0 | 0 | 0 | 0 | 0 | 0 | 0 | 0 | 0 | 0 | 0 | 0 | 0 | 0 | 0 | 3515.2268
2025-08-14 | 10199.419 | 0.55 | 1.16 | 0 | 0 | 0 | 0 | 0 | 0 | 0 | 1 | 0 | 0 | 0 | 0 | 0 | 0 | 0 | 0 | 0 | 0 | 0 | 0 | 0 | 0 | 0 | 0 | 0 | 3886.2309
2025-08-14 | 10185.75 | 0.04 | 1.74 | 0 | 0 | 0 | 0 | 0 | 0 | 0 | 0 | 1 | 0 | 0 | 0 | 0 | 0 | 0 | 0 | 0 | 0 | 0 | 0 | 0 | 0 | 0 | 0 | 0 | 4427.0961
2025-08-14 | 10134.387 | 0 | 3.34 | 0 | 0 | 0 | 0 | 0 | 0 | 0 | 0 | 0 | 1 | 0 | 0 | 0 | 0 | 0 | 0 | 0 | 0 | 0 | 0 | 0 | 0 | 0 | 0 | 0 | 5222.3919
2025-08-14 | 10062.266 | 0 | 4.85 | 0 | 0 | 0 | 0 | 0 | 0 | 0 | 0 | 0 | 0 | 1 | 0 | 0 | 0 | 0 | 0 | 0 | 0 | 0 | 0 | 0 | 0 | 0 | 0 | 0 | 5829.8851
2025-08-14 | 10286.164 | 0 | 6.19 | 0 | 0 | 0 | 0 | 0 | 0 | 0 | 0 | 0 | 0 | 0 | 1 | 0 | 0 | 0 | 0 | 0 | 0 | 0 | 0 | 0 | 0 | 0 | 0 | 0 | 6329.1914
2025-08-14 | 10976.667 | 0 | 6.87 | 0 | 0 | 0 | 0 | 0 | 0 | 0 | 0 | 0 | 0 | 0 | 0 | 1 | 0 | 0 | 0 | 0 | 0 | 0 | 0 | 0 | 0 | 0 | 0 | 0 | 6578.6845
2025-08-14 | 12893.81 | 0 | 7.68 | 0 | 0 | 0 | 0 | 0 | 0 | 0 | 0 | 0 | 0 | 0 | 0 | 0 | 1 | 0 | 0 | 0 | 0 | 0 | 0 | 0 | 0 | 0 | 0 | 0 | 6774.4474
2025-08-14 | 14727.963 | 0 | 8.38 | 0 | 0 | 0 | 0 | 0 | 0 | 0 | 0 | 0 | 0 | 0 | 0 | 0 | 0 | 1 | 0 | 0 | 0 | 0 | 0 | 0 | 0 | 0 | 0 | 0 | 6969.0985
2025-08-14 | 14430.158 | 0 | 8.52 | 0 | 0 | 0 | 0 | 0 | 0 | 0 | 0 | 0 | 0 | 0 | 0 | 0 | 0 | 0 | 1 | 0 | 0 | 0 | 0 | 0 | 0 | 0 | 0 | 0 | 7106.7874
2025-08-14 | 14238.793 | 0 | 8.42 | 0 | 0 | 0 | 0 | 0 | 0 | 0 | 0 | 0 | 0 | 0 | 0 | 0 | 0 | 0 | 0 | 1 | 0 | 0 | 0 | 0 | 0 | 0 | 0 | 0 | 7456.744
2025-08-14 | 13959.646 | 0 | 8.32 | 0 | 0 | 0 | 0 | 0 | 0 | 0 | 0 | 0 | 0 | 0 | 0 | 0 | 0 | 0 | 0 | 0 | 1 | 0 | 0 | 0 | 0 | 0 | 0 | 0 | 7980.7486
2025-08-14 | 13044.492 | 0 | 7.57 | 0 | 0 | 0 | 0 | 0 | 0 | 0 | 0 | 0 | 0 | 0 | 0 | 0 | 0 | 0 | 0 | 0 | 0 | 1 | 0 | 0 | 0 | 0 | 0 | 0 | 7928.8496
2025-08-14 | 11613.838 | 0 | 6.78 | 0 | 0 | 0 | 0 | 0 | 0 | 0 | 0 | 0 | 0 | 0 | 0 | 0 | 0 | 0 | 0 | 0 | 0 | 0 | 1 | 0 | 0 | 0 | 0 | 0 | 7650.5178
2025-08-14 | 10200.191 | 0 | 5.72 | 0 | 0 | 0 | 0 | 0 | 0 | 0 | 0 | 0 | 0 | 0 | 0 | 0 | 0 | 0 | 0 | 0 | 0 | 0 | 0 | 1 | 0 | 0 | 0 | 0 | 7231.723
2025-08-14 | 9410.106 | 0 | 4.71 | 0 | 0 | 0 | 0 | 0 | 0 | 0 | 0 | 0 | 0 | 0 | 0 | 0 | 0 | 0 | 0 | 0 | 0 | 0 | 0 | 0 | 1 | 0 | 0 | 0 | 6626.0079
2025-08-14 | 8902.728 | 0 | 3.79 | 0 | 0 | 0 | 0 | 0 | 0 | 0 | 0 | 0 | 0 | 0 | 0 | 0 | 0 | 0 | 0 | 0 | 0 | 0 | 0 | 0 | 0 | 1 | 0 | 0 | 5752.8046
2025-08-14 | 8657.042 | 0.08 | 2.97 | 0 | 0 | 0 | 0 | 0 | 0 | 0 | 0 | 0 | 0 | 0 | 0 | 0 | 0 | 0 | 0 | 0 | 0 | 0 | 0 | 0 | 0 | 0 | 1 | 0 | 4836.3546
2025-08-14 | 8625.319 | 0.15 | 2.62 | 0 | 0 | 0 | 0 | 0 | 0 | 0 | 0 | 0 | 0 | 0 | 0 | 0 | 0 | 0 | 0 | 0 | 0 | 0 | 0 | 0 | 0 | 0 | 0 | 1 | 4207.0976
2025-08-15 | 8762.518 | 0.24 | 2.19 | 0 | 1 | 0 | 0 | 0 | 0 | 0 | 0 | 0 | 0 | 0 | 0 | 0 | 0 | 0 | 0 | 0 | 0 | 0 | 0 | 0 | 0 | 0 | 0 | 0 | 3706.3737
2025-08-15 | 9277.714 | 0.35 | 1.6 | 0 | 0 | 1 | 0 | 0 | 0 | 0 | 0 | 0 | 0 | 0 | 0 | 0 | 0 | 0 | 0 | 0 | 0 | 0 | 0 | 0 | 0 | 0 | 0 | 0 | 3288.8952
2025-08-15 | 10118.045 | 0.48 | 1.38 | 0 | 0 | 0 | 1 | 0 | 0 | 0 | 0 | 0 | 0 | 0 | 0 | 0 | 0 | 0 | 0 | 0 | 0 | 0 | 0 | 0 | 0 | 0 | 0 | 0 | 3104.7159
2025-08-15 | 10967.088 | 0.57 | 0.96 | 0 | 0 | 0 | 0 | 1 | 0 | 0 | 0 | 0 | 0 | 0 | 0 | 0 | 0 | 0 | 0 | 0 | 0 | 0 | 0 | 0 | 0 | 0 | 0 | 0 | 2933.3406
2025-08-15 | 11108.805 | 0.83 | 0.79 | 0 | 0 | 0 | 0 | 0 | 1 | 0 | 0 | 0 | 0 | 0 | 0 | 0 | 0 | 0 | 0 | 0 | 0 | 0 | 0 | 0 | 0 | 0 | 0 | 0 | 3045.5818
2025-08-15 | 10763.64 | 0.94 | 0.54 | 0 | 0 | 0 | 0 | 0 | 0 | 1 | 0 | 0 | 0 | 0 | 0 | 0 | 0 | 0 | 0 | 0 | 0 | 0 | 0 | 0 | 0 | 0 | 0 | 0 | 3295.6597
2025-08-15 | 10342.978 | 0.74 | 0.74 | 0 | 0 | 0 | 0 | 0 | 0 | 0 | 1 | 0 | 0 | 0 | 0 | 0 | 0 | 0 | 0 | 0 | 0 | 0 | 0 | 0 | 0 | 0 | 0 | 0 | 3752.934
2025-08-15 | 10013.957 | 0.23 | 1.94 | 0 | 0 | 0 | 0 | 0 | 0 | 0 | 0 | 1 | 0 | 0 | 0 | 0 | 0 | 0 | 0 | 0 | 0 | 0 | 0 | 0 | 0 | 0 | 0 | 0 | 4521.4241
2025-08-15 | 9874.841 | 0 | 3.47 | 0 | 0 | 0 | 0 | 0 | 0 | 0 | 0 | 0 | 1 | 0 | 0 | 0 | 0 | 0 | 0 | 0 | 0 | 0 | 0 | 0 | 0 | 0 | 0 | 0 | 5270.1197
2025-08-15 | 9582.569 | 0 | 4.81 | 0 | 0 | 0 | 0 | 0 | 0 | 0 | 0 | 0 | 0 | 1 | 0 | 0 | 0 | 0 | 0 | 0 | 0 | 0 | 0 | 0 | 0 | 0 | 0 | 0 | 5815.1996
2025-08-15 | 9587.33 | 0 | 6.22 | 0 | 0 | 0 | 0 | 0 | 0 | 0 | 0 | 0 | 0 | 0 | 1 | 0 | 0 | 0 | 0 | 0 | 0 | 0 | 0 | 0 | 0 | 0 | 0 | 0 | 6340.2055
2025-08-15 | 9909.027 | 0 | 6.95 | 0 | 0 | 0 | 0 | 0 | 0 | 0 | 0 | 0 | 0 | 0 | 0 | 1 | 0 | 0 | 0 | 0 | 0 | 0 | 0 | 0 | 0 | 0 | 0 | 0 | 6608.0554
2025-08-15 | 12030.789 | 0 | 7.45 | 0 | 0 | 0 | 0 | 0 | 0 | 0 | 0 | 0 | 0 | 0 | 0 | 0 | 1 | 0 | 0 | 0 | 0 | 0 | 0 | 0 | 0 | 0 | 0 | 0 | 6690.006
2025-08-15 | 13945.513 | 0 | 7.75 | 0 | 0 | 0 | 0 | 0 | 0 | 0 | 0 | 0 | 0 | 0 | 0 | 0 | 0 | 1 | 0 | 0 | 0 | 0 | 0 | 0 | 0 | 0 | 0 | 0 | 6737.8023
2025-08-15 | 13858.088 | 0 | 7.68 | 0 | 0 | 0 | 0 | 0 | 0 | 0 | 0 | 0 | 0 | 0 | 0 | 0 | 0 | 0 | 1 | 0 | 0 | 0 | 0 | 0 | 0 | 0 | 0 | 0 | 6798.3925
2025-08-15 | 13999.301 | 0 | 7.55 | 0 | 0 | 0 | 0 | 0 | 0 | 0 | 0 | 0 | 0 | 0 | 0 | 0 | 0 | 0 | 0 | 1 | 0 | 0 | 0 | 0 | 0 | 0 | 0 | 0 | 7137.335
2025-08-15 | 13761.002 | 0 | 7.58 | 0 | 0 | 0 | 0 | 0 | 0 | 0 | 0 | 0 | 0 | 0 | 0 | 0 | 0 | 0 | 0 | 0 | 1 | 0 | 0 | 0 | 0 | 0 | 0 | 0 | 7709.0673
2025-08-15 | 12943.89 | 0 | 7.13 | 0 | 0 | 0 | 0 | 0 | 0 | 0 | 0 | 0 | 0 | 0 | 0 | 0 | 0 | 0 | 0 | 0 | 0 | 1 | 0 | 0 | 0 | 0 | 0 | 0 | 7767.3094
2025-08-15 | 11649.701 | 0 | 6.33 | 0 | 0 | 0 | 0 | 0 | 0 | 0 | 0 | 0 | 0 | 0 | 0 | 0 | 0 | 0 | 0 | 0 | 0 | 0 | 1 | 0 | 0 | 0 | 0 | 0 | 7485.3062
2025-08-15 | 10376.27 | 0 | 5.23 | 0 | 0 | 0 | 0 | 0 | 0 | 0 | 0 | 0 | 0 | 0 | 0 | 0 | 0 | 0 | 0 | 0 | 0 | 0 | 0 | 1 | 0 | 0 | 0 | 0 | 7051.826
2025-08-15 | 9664.953 | 0 | 4.44 | 0 | 0 | 0 | 0 | 0 | 0 | 0 | 0 | 0 | 0 | 0 | 0 | 0 | 0 | 0 | 0 | 0 | 0 | 0 | 0 | 0 | 1 | 0 | 0 | 0 | 6526.8809
2025-08-15 | 9247.709 | 0 | 3.94 | 0 | 0 | 0 | 0 | 0 | 0 | 0 | 0 | 0 | 0 | 0 | 0 | 0 | 0 | 0 | 0 | 0 | 0 | 0 | 0 | 0 | 0 | 1 | 0 | 0 | 5807.8751
2025-08-15 | 9086.346 | 0 | 3.41 | 0 | 0 | 0 | 0 | 0 | 0 | 0 | 0 | 0 | 0 | 0 | 0 | 0 | 0 | 0 | 0 | 0 | 0 | 0 | 0 | 0 | 0 | 0 | 1 | 0 | 4989.0945
2025-08-15 | 9047.982 | 0 | 2.97 | 0 | 0 | 0 | 0 | 0 | 0 | 0 | 0 | 0 | 0 | 0 | 0 | 0 | 0 | 0 | 0 | 0 | 0 | 0 | 0 | 0 | 0 | 0 | 0 | 1 | 4319.095
2025-08-16 | 9283.785 | 0 | 2.38 | 1 | 1 | 0 | 0 | 0 | 0 | 0 | 0 | 0 | 0 | 0 | 0 | 0 | 0 | 0 | 0 | 0 | 0 | 0 | 0 | 0 | 0 | 0 | 0 | 0 | 4028.2034
2025-08-16 | 9853.551 | 0 | 2.24 | 1 | 0 | 1 | 0 | 0 | 0 | 0 | 0 | 0 | 0 | 0 | 0 | 0 | 0 | 0 | 0 | 0 | 0 | 0 | 0 | 0 | 0 | 0 | 0 | 0 | 3763.8361
2025-08-16 | 10650.219 | 0.2 | 1.73 | 1 | 0 | 0 | 1 | 0 | 0 | 0 | 0 | 0 | 0 | 0 | 0 | 0 | 0 | 0 | 0 | 0 | 0 | 0 | 0 | 0 | 0 | 0 | 0 | 0 | 3480.8874
2025-08-16 | 11618.183 | 0.4 | 1.78 | 1 | 0 | 0 | 0 | 1 | 0 | 0 | 0 | 0 | 0 | 0 | 0 | 0 | 0 | 0 | 0 | 0 | 0 | 0 | 0 | 0 | 0 | 0 | 0 | 0 | 3494.1666
2025-08-16 | 11619.915 | 0.56 | 1.41 | 1 | 0 | 0 | 0 | 0 | 1 | 0 | 0 | 0 | 0 | 0 | 0 | 0 | 0 | 0 | 0 | 0 | 0 | 0 | 0 | 0 | 0 | 0 | 0 | 0 | 3521.9802
2025-08-16 | 11333.725 | 0.61 | 1.29 | 1 | 0 | 0 | 0 | 0 | 0 | 1 | 0 | 0 | 0 | 0 | 0 | 0 | 0 | 0 | 0 | 0 | 0 | 0 | 0 | 0 | 0 | 0 | 0 | 0 | 3813.1857
2025-08-16 | 11212.951 | 0.54 | 1.34 | 1 | 0 | 0 | 0 | 0 | 0 | 0 | 1 | 0 | 0 | 0 | 0 | 0 | 0 | 0 | 0 | 0 | 0 | 0 | 0 | 0 | 0 | 0 | 0 | 0 | 4229.6899
2025-08-16 | 11280.895 | 0.08 | 2.24 | 1 | 0 | 0 | 0 | 0 | 0 | 0 | 0 | 1 | 0 | 0 | 0 | 0 | 0 | 0 | 0 | 0 | 0 | 0 | 0 | 0 | 0 | 0 | 0 | 0 | 4893.5391
2025-08-16 | 11372.817 | 0 | 3.91 | 1 | 0 | 0 | 0 | 0 | 0 | 0 | 0 | 0 | 1 | 0 | 0 | 0 | 0 | 0 | 0 | 0 | 0 | 0 | 0 | 0 | 0 | 0 | 0 | 0 | 5710.1343
2025-08-16 | 11157.406 | 0 | 5.09 | 1 | 0 | 0 | 0 | 0 | 0 | 0 | 0 | 0 | 0 | 1 | 0 | 0 | 0 | 0 | 0 | 0 | 0 | 0 | 0 | 0 | 0 | 0 | 0 | 0 | 6196.4723
2025-08-16 | 11229.422 | 0 | 5.94 | 1 | 0 | 0 | 0 | 0 | 0 | 0 | 0 | 0 | 0 | 0 | 1 | 0 | 0 | 0 | 0 | 0 | 0 | 0 | 0 | 0 | 0 | 0 | 0 | 0 | 6515.8817
2025-08-16 | 11638.09 | 0 | 6.86 | 1 | 0 | 0 | 0 | 0 | 0 | 0 | 0 | 0 | 0 | 0 | 0 | 1 | 0 | 0 | 0 | 0 | 0 | 0 | 0 | 0 | 0 | 0 | 0 | 0 | 6853.4876
2025-08-16 | 13254.166 | 0 | 7.23 | 1 | 0 | 0 | 0 | 0 | 0 | 0 | 0 | 0 | 0 | 0 | 0 | 0 | 1 | 0 | 0 | 0 | 0 | 0 | 0 | 0 | 0 | 0 | 0 | 0 | 6887.7103
2025-08-16 | 14336.112 | 0 | 7.59 | 1 | 0 | 0 | 0 | 0 | 0 | 0 | 0 | 0 | 0 | 0 | 0 | 0 | 0 | 1 | 0 | 0 | 0 | 0 | 0 | 0 | 0 | 0 | 0 | 0 | 6957.5349
2025-08-16 | 13996.529 | 0 | 7.62 | 1 | 0 | 0 | 0 | 0 | 0 | 0 | 0 | 0 | 0 | 0 | 0 | 0 | 0 | 0 | 1 | 0 | 0 | 0 | 0 | 0 | 0 | 0 | 0 | 0 | 7054.8387
2025-08-16 | 13921.953 | 0 | 7.79 | 1 | 0 | 0 | 0 | 0 | 0 | 0 | 0 | 0 | 0 | 0 | 0 | 0 | 0 | 0 | 0 | 1 | 0 | 0 | 0 | 0 | 0 | 0 | 0 | 0 | 7503.9223
2025-08-16 | 13595.326 | 0 | 7.22 | 1 | 0 | 0 | 0 | 0 | 0 | 0 | 0 | 0 | 0 | 0 | 0 | 0 | 0 | 0 | 0 | 0 | 1 | 0 | 0 | 0 | 0 | 0 | 0 | 0 | 7855.3725
2025-08-16 | 12875.122 | 0 | 6.96 | 1 | 0 | 0 | 0 | 0 | 0 | 0 | 0 | 0 | 0 | 0 | 0 | 0 | 0 | 0 | 0 | 0 | 0 | 1 | 0 | 0 | 0 | 0 | 0 | 0 | 7983.3706
2025-08-16 | 11464.902 | 0 | 6.34 | 1 | 0 | 0 | 0 | 0 | 0 | 0 | 0 | 0 | 0 | 0 | 0 | 0 | 0 | 0 | 0 | 0 | 0 | 0 | 1 | 0 | 0 | 0 | 0 | 0 | 7767.4521
2025-08-16 | 10148.871 | 0 | 5.19 | 1 | 0 | 0 | 0 | 0 | 0 | 0 | 0 | 0 | 0 | 0 | 0 | 0 | 0 | 0 | 0 | 0 | 0 | 0 | 0 | 1 | 0 | 0 | 0 | 0 | 7315.6149
2025-08-16 | 9152.544 | 0 | 4.31 | 1 | 0 | 0 | 0 | 0 | 0 | 0 | 0 | 0 | 0 | 0 | 0 | 0 | 0 | 0 | 0 | 0 | 0 | 0 | 0 | 0 | 1 | 0 | 0 | 0 | 6757.6276
2025-08-16 | 8640.659 | 0 | 3.8 | 1 | 0 | 0 | 0 | 0 | 0 | 0 | 0 | 0 | 0 | 0 | 0 | 0 | 0 | 0 | 0 | 0 | 0 | 0 | 0 | 0 | 0 | 1 | 0 | 0 | 6034.9504
2025-08-16 | 8321.604 | 0 | 3.26 | 1 | 0 | 0 | 0 | 0 | 0 | 0 | 0 | 0 | 0 | 0 | 0 | 0 | 0 | 0 | 0 | 0 | 0 | 0 | 0 | 0 | 0 | 0 | 1 | 0 | 5212.4984
2025-08-16 | 8215.37 | 0 | 2.89 | 1 | 0 | 0 | 0 | 0 | 0 | 0 | 0 | 0 | 0 | 0 | 0 | 0 | 0 | 0 | 0 | 0 | 0 | 0 | 0 | 0 | 0 | 0 | 0 | 1 | 4568.1985
2025-08-17 | 8423.375 | 0 | 2.75 | 1 | 1 | 0 | 0 | 0 | 0 | 0 | 0 | 0 | 0 | 0 | 0 | 0 | 0 | 0 | 0 | 0 | 0 | 0 | 0 | 0 | 0 | 0 | 0 | 0 | 4164.044
2025-08-17 | 8971.29 | 0 | 2.22 | 1 | 0 | 1 | 0 | 0 | 0 | 0 | 0 | 0 | 0 | 0 | 0 | 0 | 0 | 0 | 0 | 0 | 0 | 0 | 0 | 0 | 0 | 0 | 0 | 0 | 3756.4933
2025-08-17 | 9969.747 | 0 | 1.93 | 1 | 0 | 0 | 1 | 0 | 0 | 0 | 0 | 0 | 0 | 0 | 0 | 0 | 0 | 0 | 0 | 0 | 0 | 0 | 0 | 0 | 0 | 0 | 0 | 0 | 3532.3141
2025-08-17 | 10984.285 | 0.14 | 1.55 | 1 | 0 | 0 | 0 | 1 | 0 | 0 | 0 | 0 | 0 | 0 | 0 | 0 | 0 | 0 | 0 | 0 | 0 | 0 | 0 | 0 | 0 | 0 | 0 | 0 | 3381.1244
2025-08-17 | 10972.65 | 0.31 | 1.49 | 1 | 0 | 0 | 0 | 0 | 1 | 0 | 0 | 0 | 0 | 0 | 0 | 0 | 0 | 0 | 0 | 0 | 0 | 0 | 0 | 0 | 0 | 0 | 0 | 0 | 3523.8504
2025-08-17 | 10697.313 | 0.53 | 1.57 | 1 | 0 | 0 | 0 | 0 | 0 | 1 | 0 | 0 | 0 | 0 | 0 | 0 | 0 | 0 | 0 | 0 | 0 | 0 | 0 | 0 | 0 | 0 | 0 | 0 | 3907.1837
2025-08-17 | 10560.665 | 0.42 | 1.63 | 1 | 0 | 0 | 0 | 0 | 0 | 0 | 1 | 0 | 0 | 0 | 0 | 0 | 0 | 0 | 0 | 0 | 0 | 0 | 0 | 0 | 0 | 0 | 0 | 0 | 4322.9592
2025-08-17 | 10406.89 | 0.04 | 2.4 | 1 | 0 | 0 | 0 | 0 | 0 | 0 | 0 | 1 | 0 | 0 | 0 | 0 | 0 | 0 | 0 | 0 | 0 | 0 | 0 | 0 | 0 | 0 | 0 | 0 | 4947.8808
2025-08-17 | 10496.042 | 0 | 3.43 | 1 | 0 | 0 | 0 | 0 | 0 | 0 | 0 | 0 | 1 | 0 | 0 | 0 | 0 | 0 | 0 | 0 | 0 | 0 | 0 | 0 | 0 | 0 | 0 | 0 | 5533.9087
2025-08-17 | 10484.647 | 0 | 4.78 | 1 | 0 | 0 | 0 | 0 | 0 | 0 | 0 | 0 | 0 | 1 | 0 | 0 | 0 | 0 | 0 | 0 | 0 | 0 | 0 | 0 | 0 | 0 | 0 | 0 | 6082.6599
2025-08-17 | 10549.174 | 0 | 5.86 | 1 | 0 | 0 | 0 | 0 | 0 | 0 | 0 | 0 | 0 | 0 | 1 | 0 | 0 | 0 | 0 | 0 | 0 | 0 | 0 | 0 | 0 | 0 | 0 | 0 | 6486.5107
2025-08-17 | 11349.506 | 0 | 6.51 | 1 | 0 | 0 | 0 | 0 | 0 | 0 | 0 | 0 | 0 | 0 | 0 | 1 | 0 | 0 | 0 | 0 | 0 | 0 | 0 | 0 | 0 | 0 | 0 | 0 | 6724.9897
2025-08-17 | 13444.7 | 0 | 6.31 | 1 | 0 | 0 | 0 | 0 | 0 | 0 | 0 | 0 | 0 | 0 | 0 | 0 | 1 | 0 | 0 | 0 | 0 | 0 | 0 | 0 | 0 | 0 | 0 | 0 | 6549.9445
2025-08-17 | 15328.305 | 0 | 6.58 | 1 | 0 | 0 | 0 | 0 | 0 | 0 | 0 | 0 | 0 | 0 | 0 | 0 | 0 | 1 | 0 | 0 | 0 | 0 | 0 | 0 | 0 | 0 | 0 | 0 | 6586.7267
2025-08-17 | 15190.142 | 0 | 5.34 | 1 | 0 | 0 | 0 | 0 | 0 | 0 | 0 | 0 | 0 | 0 | 0 | 0 | 0 | 0 | 1 | 0 | 0 | 0 | 0 | 0 | 0 | 0 | 0 | 0 | 6217.7668
2025-08-17 | 15278.878 | 0 | 5.39 | 1 | 0 | 0 | 0 | 0 | 0 | 0 | 0 | 0 | 0 | 0 | 0 | 0 | 0 | 0 | 0 | 1 | 0 | 0 | 0 | 0 | 0 | 0 | 0 | 0 | 6622.794
2025-08-17 | 15306.275 | 0 | 5.69 | 1 | 0 | 0 | 0 | 0 | 0 | 0 | 0 | 0 | 0 | 0 | 0 | 0 | 0 | 0 | 0 | 0 | 1 | 0 | 0 | 0 | 0 | 0 | 0 | 0 | 7293.6532
2025-08-17 | 14462.994 | 0 | 5.95 | 1 | 0 | 0 | 0 | 0 | 0 | 0 | 0 | 0 | 0 | 0 | 0 | 0 | 0 | 0 | 0 | 0 | 0 | 1 | 0 | 0 | 0 | 0 | 0 | 0 | 7612.5624
2025-08-17 | 13125.838 | 0 | 5.42 | 1 | 0 | 0 | 0 | 0 | 0 | 0 | 0 | 0 | 0 | 0 | 0 | 0 | 0 | 0 | 0 | 0 | 0 | 0 | 1 | 0 | 0 | 0 | 0 | 0 | 7429.6862
2025-08-17 | 11779.022 | 0 | 4.59 | 1 | 0 | 0 | 0 | 0 | 0 | 0 | 0 | 0 | 0 | 0 | 0 | 0 | 0 | 0 | 0 | 0 | 0 | 0 | 0 | 1 | 0 | 0 | 0 | 0 | 7095.3329
2025-08-17 | 10946.062 | 0 | 4.1 | 1 | 0 | 0 | 0 | 0 | 0 | 0 | 0 | 0 | 0 | 0 | 0 | 0 | 0 | 0 | 0 | 0 | 0 | 0 | 0 | 0 | 1 | 0 | 0 | 0 | 6680.5289
2025-08-17 | 10613.799 | 0 | 3.31 | 1 | 0 | 0 | 0 | 0 | 0 | 0 | 0 | 0 | 0 | 0 | 0 | 0 | 0 | 0 | 0 | 0 | 0 | 0 | 0 | 0 | 0 | 1 | 0 | 0 | 5855.0534
2025-08-17 | 10407.537 | 0 | 2.8 | 1 | 0 | 0 | 0 | 0 | 0 | 0 | 0 | 0 | 0 | 0 | 0 | 0 | 0 | 0 | 0 | 0 | 0 | 0 | 0 | 0 | 0 | 0 | 1 | 0 | 5043.6155
2025-08-17 | 10358.407 | 0 | 2.82 | 1 | 0 | 0 | 0 | 0 | 0 | 0 | 0 | 0 | 0 | 0 | 0 | 0 | 0 | 0 | 0 | 0 | 0 | 0 | 0 | 0 | 0 | 0 | 0 | 1 | 4542.4989
2025-08-18 | 10401.49 | 0 | 2.2 | 0 | 1 | 0 | 0 | 0 | 0 | 0 | 0 | 0 | 0 | 0 | 0 | 0 | 0 | 0 | 0 | 0 | 0 | 0 | 0 | 0 | 0 | 0 | 0 | 0 | 3683.6443
2025-08-18 | 10628.375 | 0.34 | 1.95 | 0 | 0 | 1 | 0 | 0 | 0 | 0 | 0 | 0 | 0 | 0 | 0 | 0 | 0 | 0 | 0 | 0 | 0 | 0 | 0 | 0 | 0 | 0 | 0 | 0 | 3416.293
2025-08-18 | 11496.205 | 0.51 | 1.79 | 0 | 0 | 0 | 1 | 0 | 0 | 0 | 0 | 0 | 0 | 0 | 0 | 0 | 0 | 0 | 0 | 0 | 0 | 0 | 0 | 0 | 0 | 0 | 0 | 0 | 3258.5421
2025-08-18 | 12226.711 | 0.84 | 1.69 | 0 | 0 | 0 | 0 | 1 | 0 | 0 | 0 | 0 | 0 | 0 | 0 | 0 | 0 | 0 | 0 | 0 | 0 | 0 | 0 | 0 | 0 | 0 | 0 | 0 | 3231.0513
2025-08-18 | 12490.244 | 0.99 | 1.52 | 0 | 0 | 0 | 0 | 0 | 1 | 0 | 0 | 0 | 0 | 0 | 0 | 0 | 0 | 0 | 0 | 0 | 0 | 0 | 0 | 0 | 0 | 0 | 0 | 0 | 3331.1922
2025-08-18 | 11915.107 | 1.12 | 1.41 | 0 | 0 | 0 | 0 | 0 | 0 | 1 | 0 | 0 | 0 | 0 | 0 | 0 | 0 | 0 | 0 | 0 | 0 | 0 | 0 | 0 | 0 | 0 | 0 | 0 | 3634.8692
2025-08-18 | 11396.302 | 1.04 | 1.35 | 0 | 0 | 0 | 0 | 0 | 0 | 0 | 1 | 0 | 0 | 0 | 0 | 0 | 0 | 0 | 0 | 0 | 0 | 0 | 0 | 0 | 0 | 0 | 0 | 0 | 4009.8884
2025-08-18 | 11005.939 | 0.52 | 1.97 | 0 | 0 | 0 | 0 | 0 | 0 | 0 | 0 | 1 | 0 | 0 | 0 | 0 | 0 | 0 | 0 | 0 | 0 | 0 | 0 | 0 | 0 | 0 | 0 | 0 | 4564.3391
2025-08-18 | 10862.988 | 0.35 | 2.89 | 0 | 0 | 0 | 0 | 0 | 0 | 0 | 0 | 0 | 1 | 0 | 0 | 0 | 0 | 0 | 0 | 0 | 0 | 0 | 0 | 0 | 0 | 0 | 0 | 0 | 5095.6814
2025-08-18 | 10735.646 | 0.11 | 3.84 | 0 | 0 | 0 | 0 | 0 | 0 | 0 | 0 | 0 | 0 | 1 | 0 | 0 | 0 | 0 | 0 | 0 | 0 | 0 | 0 | 0 | 0 | 0 | 0 | 0 | 5471.1773
2025-08-18 | 11208.036 | 0.1 | 4.88 | 0 | 0 | 0 | 0 | 0 | 0 | 0 | 0 | 0 | 0 | 0 | 1 | 0 | 0 | 0 | 0 | 0 | 0 | 0 | 0 | 0 | 0 | 0 | 0 | 0 | 5859.2425
2025-08-18 | 11708.702 | 0 | 5.66 | 0 | 0 | 0 | 0 | 0 | 0 | 0 | 0 | 0 | 0 | 0 | 0 | 1 | 0 | 0 | 0 | 0 | 0 | 0 | 0 | 0 | 0 | 0 | 0 | 0 | 6134.449
2025-08-18 | 13097.37 | 0 | 5.87 | 0 | 0 | 0 | 0 | 0 | 0 | 0 | 0 | 0 | 0 | 0 | 0 | 0 | 1 | 0 | 0 | 0 | 0 | 0 | 0 | 0 | 0 | 0 | 0 | 0 | 6109.9298
2025-08-18 | 14295.268 | 0 | 6.04 | 0 | 0 | 0 | 0 | 0 | 0 | 0 | 0 | 0 | 0 | 0 | 0 | 0 | 0 | 1 | 0 | 0 | 0 | 0 | 0 | 0 | 0 | 0 | 0 | 0 | 6109.9984
2025-08-18 | 14084.287 | 0.05 | 6.13 | 0 | 0 | 0 | 0 | 0 | 0 | 0 | 0 | 0 | 0 | 0 | 0 | 0 | 0 | 0 | 1 | 0 | 0 | 0 | 0 | 0 | 0 | 0 | 0 | 0 | 6234.8306
2025-08-18 | 13866.006 | 0.03 | 5.33 | 0 | 0 | 0 | 0 | 0 | 0 | 0 | 0 | 0 | 0 | 0 | 0 | 0 | 0 | 0 | 0 | 1 | 0 | 0 | 0 | 0 | 0 | 0 | 0 | 0 | 6325.5914
2025-08-18 | 13678.159 | 0.08 | 4.99 | 0 | 0 | 0 | 0 | 0 | 0 | 0 | 0 | 0 | 0 | 0 | 0 | 0 | 0 | 0 | 0 | 0 | 1 | 0 | 0 | 0 | 0 | 0 | 0 | 0 | 6766.9833
2025-08-18 | 12676.086 | 0.06 | 5.19 | 0 | 0 | 0 | 0 | 0 | 0 | 0 | 0 | 0 | 0 | 0 | 0 | 0 | 0 | 0 | 0 | 0 | 0 | 1 | 0 | 0 | 0 | 0 | 0 | 0 | 7061.6642
2025-08-18 | 11673.739 | 0.07 | 4.55 | 0 | 0 | 0 | 0 | 0 | 0 | 0 | 0 | 0 | 0 | 0 | 0 | 0 | 0 | 0 | 0 | 0 | 0 | 0 | 1 | 0 | 0 | 0 | 0 | 0 | 6839.503
2025-08-18 | 10529.276 | 0.16 | 3.84 | 0 | 0 | 0 | 0 | 0 | 0 | 0 | 0 | 0 | 0 | 0 | 0 | 0 | 0 | 0 | 0 | 0 | 0 | 0 | 0 | 1 | 0 | 0 | 0 | 0 | 6559.1063
2025-08-18 | 9555.1 | 0.18 | 3.26 | 0 | 0 | 0 | 0 | 0 | 0 | 0 | 0 | 0 | 0 | 0 | 0 | 0 | 0 | 0 | 0 | 0 | 0 | 0 | 0 | 0 | 1 | 0 | 0 | 0 | 6113.4601
2025-08-18 | 9094.953 | 0.27 | 2.77 | 0 | 0 | 0 | 0 | 0 | 0 | 0 | 0 | 0 | 0 | 0 | 0 | 0 | 0 | 0 | 0 | 0 | 0 | 0 | 0 | 0 | 0 | 1 | 0 | 0 | 5408.0259
2025-08-18 | 8675.73 | 0.52 | 2.49 | 0 | 0 | 0 | 0 | 0 | 0 | 0 | 0 | 0 | 0 | 0 | 0 | 0 | 0 | 0 | 0 | 0 | 0 | 0 | 0 | 0 | 0 | 0 | 1 | 0 | 4708.5303
2025-08-18 | 8364.84 | 0.63 | 2.3 | 0 | 0 | 0 | 0 | 0 | 0 | 0 | 0 | 0 | 0 | 0 | 0 | 0 | 0 | 0 | 0 | 0 | 0 | 0 | 0 | 0 | 0 | 0 | 0 | 1 | 4142.4153
2025-08-19 | 8484.595 | 0.96 | 2.1 | 0 | 1 | 0 | 0 | 0 | 0 | 0 | 0 | 0 | 0 | 0 | 0 | 0 | 0 | 0 | 0 | 0 | 0 | 0 | 0 | 0 | 0 | 0 | 0 | 0 | 3752.5337
2025-08-19 | 8646.932 | 0.92 | 1.55 | 0 | 0 | 1 | 0 | 0 | 0 | 0 | 0 | 0 | 0 | 0 | 0 | 0 | 0 | 0 | 0 | 0 | 0 | 0 | 0 | 0 | 0 | 0 | 0 | 0 | 3333.2401
2025-08-19 | 9370.547 | 0.98 | 1.06 | 0 | 0 | 0 | 1 | 0 | 0 | 0 | 0 | 0 | 0 | 0 | 0 | 0 | 0 | 0 | 0 | 0 | 0 | 0 | 0 | 0 | 0 | 0 | 0 | 0 | 3042.2337
2025-08-19 | 10372.569 | 1.12 | 0.9 | 0 | 0 | 0 | 0 | 1 | 0 | 0 | 0 | 0 | 0 | 0 | 0 | 0 | 0 | 0 | 0 | 0 | 0 | 0 | 0 | 0 | 0 | 0 | 0 | 0 | 2971.8141
2025-08-19 | 11632.756 | 1.29 | 0.71 | 0 | 0 | 0 | 0 | 0 | 1 | 0 | 0 | 0 | 0 | 0 | 0 | 0 | 0 | 0 | 0 | 0 | 0 | 0 | 0 | 0 | 0 | 0 | 0 | 0 | 3066.8123
2025-08-19 | 12495.882 | 1.62 | 0.54 | 0 | 0 | 0 | 0 | 0 | 0 | 1 | 0 | 0 | 0 | 0 | 0 | 0 | 0 | 0 | 0 | 0 | 0 | 0 | 0 | 0 | 0 | 0 | 0 | 0 | 3370.4618
2025-08-19 | 12880.836 | 1.33 | 0.74 | 0 | 0 | 0 | 0 | 0 | 0 | 0 | 1 | 0 | 0 | 0 | 0 | 0 | 0 | 0 | 0 | 0 | 0 | 0 | 0 | 0 | 0 | 0 | 0 | 0 | 3817.8359
2025-08-19 | 13134.086 | 0.78 | 1.5 | 0 | 0 | 0 | 0 | 0 | 0 | 0 | 0 | 1 | 0 | 0 | 0 | 0 | 0 | 0 | 0 | 0 | 0 | 0 | 0 | 0 | 0 | 0 | 0 | 0 | 4420.3856
2025-08-19 | 13219.17 | 0.36 | 2.67 | 0 | 0 | 0 | 0 | 0 | 0 | 0 | 0 | 0 | 1 | 0 | 0 | 0 | 0 | 0 | 0 | 0 | 0 | 0 | 0 | 0 | 0 | 0 | 0 | 0 | 5016.0114
2025-08-19 | 12941.686 | 0.3 | 4.1 | 0 | 0 | 0 | 0 | 0 | 0 | 0 | 0 | 0 | 0 | 1 | 0 | 0 | 0 | 0 | 0 | 0 | 0 | 0 | 0 | 0 | 0 | 0 | 0 | 0 | 5587.5334
2025-08-19 | 12505.998 | 0.31 | 5.09 | 0 | 0 | 0 | 0 | 0 | 0 | 0 | 0 | 0 | 0 | 0 | 1 | 0 | 0 | 0 | 0 | 0 | 0 | 0 | 0 | 0 | 0 | 0 | 0 | 0 | 5959.4419
2025-08-19 | 12664.962 | 0.21 | 5.75 | 0 | 0 | 0 | 0 | 0 | 0 | 0 | 0 | 0 | 0 | 0 | 0 | 1 | 0 | 0 | 0 | 0 | 0 | 0 | 0 | 0 | 0 | 0 | 0 | 0 | 6190.5919
2025-08-19 | 13650.581 | 0.24 | 6.2 | 0 | 0 | 0 | 0 | 0 | 0 | 0 | 0 | 0 | 0 | 0 | 0 | 0 | 1 | 0 | 0 | 0 | 0 | 0 | 0 | 0 | 0 | 0 | 0 | 0 | 6257.4857
2025-08-19 | 14701.088 | 0.24 | 6.35 | 0 | 0 | 0 | 0 | 0 | 0 | 0 | 0 | 0 | 0 | 0 | 0 | 0 | 0 | 1 | 0 | 0 | 0 | 0 | 0 | 0 | 0 | 0 | 0 | 0 | 6250.2116
2025-08-19 | 14044.194 | 0.2 | 6.41 | 0 | 0 | 0 | 0 | 0 | 0 | 0 | 0 | 0 | 0 | 0 | 0 | 0 | 0 | 0 | 1 | 0 | 0 | 0 | 0 | 0 | 0 | 0 | 0 | 0 | 6354.1294
2025-08-19 | 13441.655 | 0.17 | 6.48 | 0 | 0 | 0 | 0 | 0 | 0 | 0 | 0 | 0 | 0 | 0 | 0 | 0 | 0 | 0 | 0 | 1 | 0 | 0 | 0 | 0 | 0 | 0 | 0 | 0 | 6763.1992
2025-08-19 | 12948.752 | 0.05 | 6.09 | 0 | 0 | 0 | 0 | 0 | 0 | 0 | 0 | 0 | 0 | 0 | 0 | 0 | 0 | 0 | 0 | 0 | 1 | 0 | 0 | 0 | 0 | 0 | 0 | 0 | 7167.5337
2025-08-19 | 12245.921 | 0.08 | 5.74 | 0 | 0 | 0 | 0 | 0 | 0 | 0 | 0 | 0 | 0 | 0 | 0 | 0 | 0 | 0 | 0 | 0 | 0 | 1 | 0 | 0 | 0 | 0 | 0 | 0 | 7265.7895
2025-08-19 | 11243.453 | 0.14 | 5.25 | 0 | 0 | 0 | 0 | 0 | 0 | 0 | 0 | 0 | 0 | 0 | 0 | 0 | 0 | 0 | 0 | 0 | 0 | 0 | 1 | 0 | 0 | 0 | 0 | 0 | 7104.1989
2025-08-19 | 10029.059 | 0.24 | 4.42 | 0 | 0 | 0 | 0 | 0 | 0 | 0 | 0 | 0 | 0 | 0 | 0 | 0 | 0 | 0 | 0 | 0 | 0 | 0 | 0 | 1 | 0 | 0 | 0 | 0 | 6780.8459
2025-08-19 | 9181.449 | 0.37 | 3.55 | 0 | 0 | 0 | 0 | 0 | 0 | 0 | 0 | 0 | 0 | 0 | 0 | 0 | 0 | 0 | 0 | 0 | 0 | 0 | 0 | 0 | 1 | 0 | 0 | 0 | 6240.8303
2025-08-19 | 8612.252 | 0.39 | 2.73 | 0 | 0 | 0 | 0 | 0 | 0 | 0 | 0 | 0 | 0 | 0 | 0 | 0 | 0 | 0 | 0 | 0 | 0 | 0 | 0 | 0 | 0 | 1 | 0 | 0 | 5406.5408
2025-08-19 | 8236.741 | 0.57 | 2.15 | 0 | 0 | 0 | 0 | 0 | 0 | 0 | 0 | 0 | 0 | 0 | 0 | 0 | 0 | 0 | 0 | 0 | 0 | 0 | 0 | 0 | 0 | 0 | 1 | 0 | 4589.2039
2025-08-19 | 8045.823 | 0.71 | 1.83 | 0 | 0 | 0 | 0 | 0 | 0 | 0 | 0 | 0 | 0 | 0 | 0 | 0 | 0 | 0 | 0 | 0 | 0 | 0 | 0 | 0 | 0 | 0 | 0 | 1 | 3978.6613
2025-08-20 | 8190.711 | 0.97 | 1.58 | 0 | 1 | 0 | 0 | 0 | 0 | 0 | 0 | 0 | 0 | 0 | 0 | 0 | 0 | 0 | 0 | 0 | 0 | 0 | 0 | 0 | 0 | 0 | 0 | 0 | 3562.7226
2025-08-20 | 8429.609 | 1.15 | 1.41 | 0 | 0 | 1 | 0 | 0 | 0 | 0 | 0 | 0 | 0 | 0 | 0 | 0 | 0 | 0 | 0 | 0 | 0 | 0 | 0 | 0 | 0 | 0 | 0 | 0 | 3307.1417
2025-08-20 | 9024.435 | 1.31 | 0.92 | 0 | 0 | 0 | 1 | 0 | 0 | 0 | 0 | 0 | 0 | 0 | 0 | 0 | 0 | 0 | 0 | 0 | 0 | 0 | 0 | 0 | 0 | 0 | 0 | 0 | 3027.1356
2025-08-20 | 9970.261 | 1.2 | 0.64 | 0 | 0 | 0 | 0 | 1 | 0 | 0 | 0 | 0 | 0 | 0 | 0 | 0 | 0 | 0 | 0 | 0 | 0 | 0 | 0 | 0 | 0 | 0 | 0 | 0 | 2885.1588
2025-08-20 | 11221.233 | 1.37 | 0.61 | 0 | 0 | 0 | 0 | 0 | 1 | 0 | 0 | 0 | 0 | 0 | 0 | 0 | 0 | 0 | 0 | 0 | 0 | 0 | 0 | 0 | 0 | 0 | 0 | 0 | 3038.8989
2025-08-20 | 12211.968 | 1.58 | 0.53 | 0 | 0 | 0 | 0 | 0 | 0 | 1 | 0 | 0 | 0 | 0 | 0 | 0 | 0 | 0 | 0 | 0 | 0 | 0 | 0 | 0 | 0 | 0 | 0 | 0 | 3362.3903
2025-08-20 | 12723.7 | 1.57 | 0.54 | 0 | 0 | 0 | 0 | 0 | 0 | 0 | 1 | 0 | 0 | 0 | 0 | 0 | 0 | 0 | 0 | 0 | 0 | 0 | 0 | 0 | 0 | 0 | 0 | 0 | 3770.8093
2025-08-20 | 13062.752 | 0.82 | 1.33 | 0 | 0 | 0 | 0 | 0 | 0 | 0 | 0 | 1 | 0 | 0 | 0 | 0 | 0 | 0 | 0 | 0 | 0 | 0 | 0 | 0 | 0 | 0 | 0 | 0 | 4362.3725
2025-08-20 | 13293.589 | 0.42 | 2.97 | 0 | 0 | 0 | 0 | 0 | 0 | 0 | 0 | 0 | 1 | 0 | 0 | 0 | 0 | 0 | 0 | 0 | 0 | 0 | 0 | 0 | 0 | 0 | 0 | 0 | 5132.7526
2025-08-20 | 13276.173 | 0.26 | 4.6 | 0 | 0 | 0 | 0 | 0 | 0 | 0 | 0 | 0 | 0 | 1 | 0 | 0 | 0 | 0 | 0 | 0 | 0 | 0 | 0 | 0 | 0 | 0 | 0 | 0 | 5766.7017
2025-08-20 | 13352.098 | 0.11 | 5.94 | 0 | 0 | 0 | 0 | 0 | 0 | 0 | 0 | 0 | 0 | 0 | 1 | 0 | 0 | 0 | 0 | 0 | 0 | 0 | 0 | 0 | 0 | 0 | 0 | 0 | 6249.5076
2025-08-20 | 13856.646 | 0 | 6.68 | 0 | 0 | 0 | 0 | 0 | 0 | 0 | 0 | 0 | 0 | 0 | 0 | 1 | 0 | 0 | 0 | 0 | 0 | 0 | 0 | 0 | 0 | 0 | 0 | 0 | 6508.9285
2025-08-20 | 14938.133 | 0 | 7.32 | 0 | 0 | 0 | 0 | 0 | 0 | 0 | 0 | 0 | 0 | 0 | 0 | 0 | 1 | 0 | 0 | 0 | 0 | 0 | 0 | 0 | 0 | 0 | 0 | 0 | 6642.2782
2025-08-20 | 16505.332 | 0 | 8.05 | 0 | 0 | 0 | 0 | 0 | 0 | 0 | 0 | 0 | 0 | 0 | 0 | 0 | 0 | 1 | 0 | 0 | 0 | 0 | 0 | 0 | 0 | 0 | 0 | 0 | 6847.9434
2025-08-20 | 15799.135 | 0 | 8.36 | 0 | 0 | 0 | 0 | 0 | 0 | 0 | 0 | 0 | 0 | 0 | 0 | 0 | 0 | 0 | 1 | 0 | 0 | 0 | 0 | 0 | 0 | 0 | 0 | 0 | 7048.0455
2025-08-20 | 15264.944 | 0 | 7.96 | 0 | 0 | 0 | 0 | 0 | 0 | 0 | 0 | 0 | 0 | 0 | 0 | 0 | 0 | 0 | 0 | 1 | 0 | 0 | 0 | 0 | 0 | 0 | 0 | 0 | 7287.8611
2025-08-20 | 14609.981 | 0 | 7.85 | 0 | 0 | 0 | 0 | 0 | 0 | 0 | 0 | 0 | 0 | 0 | 0 | 0 | 0 | 0 | 0 | 0 | 1 | 0 | 0 | 0 | 0 | 0 | 0 | 0 | 7808.1943
2025-08-20 | 13624.617 | 0 | 7.2 | 0 | 0 | 0 | 0 | 0 | 0 | 0 | 0 | 0 | 0 | 0 | 0 | 0 | 0 | 0 | 0 | 0 | 0 | 1 | 0 | 0 | 0 | 0 | 0 | 0 | 7793.009
2025-08-20 | 12079.024 | 0.05 | 6.46 | 0 | 0 | 0 | 0 | 0 | 0 | 0 | 0 | 0 | 0 | 0 | 0 | 0 | 0 | 0 | 0 | 0 | 0 | 0 | 1 | 0 | 0 | 0 | 0 | 0 | 7538.5342
2025-08-20 | 10760.452 | 0.09 | 5.69 | 0 | 0 | 0 | 0 | 0 | 0 | 0 | 0 | 0 | 0 | 0 | 0 | 0 | 0 | 0 | 0 | 0 | 0 | 0 | 0 | 1 | 0 | 0 | 0 | 0 | 7230.6092
2025-08-20 | 9942.859 | 0.1 | 5.17 | 0 | 0 | 0 | 0 | 0 | 0 | 0 | 0 | 0 | 0 | 0 | 0 | 0 | 0 | 0 | 0 | 0 | 0 | 0 | 0 | 0 | 1 | 0 | 0 | 0 | 6805.8911
2025-08-20 | 9583.421 | 0.18 | 4.68 | 0 | 0 | 0 | 0 | 0 | 0 | 0 | 0 | 0 | 0 | 0 | 0 | 0 | 0 | 0 | 0 | 0 | 0 | 0 | 0 | 0 | 0 | 1 | 0 | 0 | 6099.3569
2025-08-20 | 9441.36 | 0.27 | 4.38 | 0 | 0 | 0 | 0 | 0 | 0 | 0 | 0 | 0 | 0 | 0 | 0 | 0 | 0 | 0 | 0 | 0 | 0 | 0 | 0 | 0 | 0 | 0 | 1 | 0 | 5374.918
2025-08-20 | 9557.151 | 0.43 | 4.17 | 0 | 0 | 0 | 0 | 0 | 0 | 0 | 0 | 0 | 0 | 0 | 0 | 0 | 0 | 0 | 0 | 0 | 0 | 0 | 0 | 0 | 0 | 0 | 0 | 1 | 4806.9605
2025-08-21 | 9951.8 | 0.41 | 3.85 | 0 | 1 | 0 | 0 | 0 | 0 | 0 | 0 | 0 | 0 | 0 | 0 | 0 | 0 | 0 | 0 | 0 | 0 | 0 | 0 | 0 | 0 | 0 | 0 | 0 | 4334.5213
2025-08-21 | 10638.938 | 0.55 | 3.49 | 0 | 0 | 1 | 0 | 0 | 0 | 0 | 0 | 0 | 0 | 0 | 0 | 0 | 0 | 0 | 0 | 0 | 0 | 0 | 0 | 0 | 0 | 0 | 0 | 0 | 4004.7843
2025-08-21 | 11652.096 | 0.65 | 3.08 | 0 | 0 | 0 | 1 | 0 | 0 | 0 | 0 | 0 | 0 | 0 | 0 | 0 | 0 | 0 | 0 | 0 | 0 | 0 | 0 | 0 | 0 | 0 | 0 | 0 | 3747.549
2025-08-21 | 12650.002 | 0.75 | 2.52 | 0 | 0 | 0 | 0 | 1 | 0 | 0 | 0 | 0 | 0 | 0 | 0 | 0 | 0 | 0 | 0 | 0 | 0 | 0 | 0 | 0 | 0 | 0 | 0 | 0 | 3525.8745
2025-08-21 | 12607.556 | 0.73 | 2.32 | 0 | 0 | 0 | 0 | 0 | 1 | 0 | 0 | 0 | 0 | 0 | 0 | 0 | 0 | 0 | 0 | 0 | 0 | 0 | 0 | 0 | 0 | 0 | 0 | 0 | 3596.3008
2025-08-21 | 12095.28 | 0.76 | 2.13 | 0 | 0 | 0 | 0 | 0 | 0 | 1 | 0 | 0 | 0 | 0 | 0 | 0 | 0 | 0 | 0 | 0 | 0 | 0 | 0 | 0 | 0 | 0 | 0 | 0 | 3859.6066
2025-08-21 | 11747.41 | 0.75 | 2.27 | 0 | 0 | 0 | 0 | 0 | 0 | 0 | 1 | 0 | 0 | 0 | 0 | 0 | 0 | 0 | 0 | 0 | 0 | 0 | 0 | 0 | 0 | 0 | 0 | 0 | 4315.7533
2025-08-21 | 11321.66 | 0.45 | 2.28 | 0 | 0 | 0 | 0 | 0 | 0 | 0 | 0 | 1 | 0 | 0 | 0 | 0 | 0 | 0 | 0 | 0 | 0 | 0 | 0 | 0 | 0 | 0 | 0 | 0 | 4670.4513
2025-08-21 | 11232.057 | 0.23 | 3.06 | 0 | 0 | 0 | 0 | 0 | 0 | 0 | 0 | 0 | 1 | 0 | 0 | 0 | 0 | 0 | 0 | 0 | 0 | 0 | 0 | 0 | 0 | 0 | 0 | 0 | 5144.8943
2025-08-21 | 10999.134 | 0 | 3.97 | 0 | 0 | 0 | 0 | 0 | 0 | 0 | 0 | 0 | 0 | 1 | 0 | 0 | 0 | 0 | 0 | 0 | 0 | 0 | 0 | 0 | 0 | 0 | 0 | 0 | 5506.8047
2025-08-21 | 10916.87 | 0 | 5.43 | 0 | 0 | 0 | 0 | 0 | 0 | 0 | 0 | 0 | 0 | 0 | 1 | 0 | 0 | 0 | 0 | 0 | 0 | 0 | 0 | 0 | 0 | 0 | 0 | 0 | 6050.1675
2025-08-21 | 11520.069 | 0 | 6.41 | 0 | 0 | 0 | 0 | 0 | 0 | 0 | 0 | 0 | 0 | 0 | 0 | 1 | 0 | 0 | 0 | 0 | 0 | 0 | 0 | 0 | 0 | 0 | 0 | 0 | 6409.8016
2025-08-21 | 13700.174 | 0 | 6.87 | 0 | 0 | 0 | 0 | 0 | 0 | 0 | 0 | 0 | 0 | 0 | 0 | 0 | 1 | 0 | 0 | 0 | 0 | 0 | 0 | 0 | 0 | 0 | 0 | 0 | 6477.0666
2025-08-21 | 15707.506 | 0 | 7.59 | 0 | 0 | 0 | 0 | 0 | 0 | 0 | 0 | 0 | 0 | 0 | 0 | 0 | 0 | 1 | 0 | 0 | 0 | 0 | 0 | 0 | 0 | 0 | 0 | 0 | 6679.0605
2025-08-21 | 15720.623 | 0 | 7.6 | 0 | 0 | 0 | 0 | 0 | 0 | 0 | 0 | 0 | 0 | 0 | 0 | 0 | 0 | 0 | 1 | 0 | 0 | 0 | 0 | 0 | 0 | 0 | 0 | 0 | 6769.0216
2025-08-21 | 15734.258 | 0 | 7.95 | 0 | 0 | 0 | 0 | 0 | 0 | 0 | 0 | 0 | 0 | 0 | 0 | 0 | 0 | 0 | 0 | 1 | 0 | 0 | 0 | 0 | 0 | 0 | 0 | 0 | 7284.1897
2025-08-21 | 15204.944 | 0 | 7.58 | 0 | 0 | 0 | 0 | 0 | 0 | 0 | 0 | 0 | 0 | 0 | 0 | 0 | 0 | 0 | 0 | 0 | 1 | 0 | 0 | 0 | 0 | 0 | 0 | 0 | 7709.0673
2025-08-21 | 14434.363 | 0 | 6.58 | 0 | 0 | 0 | 0 | 0 | 0 | 0 | 0 | 0 | 0 | 0 | 0 | 0 | 0 | 0 | 0 | 0 | 0 | 1 | 0 | 0 | 0 | 0 | 0 | 0 | 7565.3842
2025-08-21 | 12957.393 | 0 | 6.18 | 0 | 0 | 0 | 0 | 0 | 0 | 0 | 0 | 0 | 0 | 0 | 0 | 0 | 0 | 0 | 0 | 0 | 0 | 0 | 1 | 0 | 0 | 0 | 0 | 0 | 7430.2357
2025-08-21 | 11549.45 | 0 | 4.96 | 0 | 0 | 0 | 0 | 0 | 0 | 0 | 0 | 0 | 0 | 0 | 0 | 0 | 0 | 0 | 0 | 0 | 0 | 0 | 0 | 1 | 0 | 0 | 0 | 0 | 6952.699
2025-08-21 | 10811.882 | 0.05 | 4.25 | 0 | 0 | 0 | 0 | 0 | 0 | 0 | 0 | 0 | 0 | 0 | 0 | 0 | 0 | 0 | 0 | 0 | 0 | 0 | 0 | 0 | 1 | 0 | 0 | 0 | 6462.6251
2025-08-21 | 10379.397 | 0.15 | 3.89 | 0 | 0 | 0 | 0 | 0 | 0 | 0 | 0 | 0 | 0 | 0 | 0 | 0 | 0 | 0 | 0 | 0 | 0 | 0 | 0 | 0 | 0 | 1 | 0 | 0 | 5806.0188
2025-08-21 | 10101.629 | 0.19 | 3.19 | 0 | 0 | 0 | 0 | 0 | 0 | 0 | 0 | 0 | 0 | 0 | 0 | 0 | 0 | 0 | 0 | 0 | 0 | 0 | 0 | 0 | 0 | 0 | 1 | 0 | 4929.225
2025-08-21 | 9908.438 | 0.3 | 2.58 | 0 | 0 | 0 | 0 | 0 | 0 | 0 | 0 | 0 | 0 | 0 | 0 | 0 | 0 | 0 | 0 | 0 | 0 | 0 | 0 | 0 | 0 | 0 | 0 | 1 | 4208.9126
2025-08-22 | 10077.88 | 0.57 | 1.98 | 0 | 1 | 0 | 0 | 0 | 0 | 0 | 0 | 0 | 0 | 0 | 0 | 0 | 0 | 0 | 0 | 0 | 0 | 0 | 0 | 0 | 0 | 0 | 0 | 0 | 3665.576
2025-08-22 | 10463.592 | 0.76 | 1.58 | 0 | 0 | 1 | 0 | 0 | 0 | 0 | 0 | 0 | 0 | 0 | 0 | 0 | 0 | 0 | 0 | 0 | 0 | 0 | 0 | 0 | 0 | 0 | 0 | 0 | 3326.6537
2025-08-22 | 11334.416 | 0.97 | 1.37 | 0 | 0 | 0 | 1 | 0 | 0 | 0 | 0 | 0 | 0 | 0 | 0 | 0 | 0 | 0 | 0 | 0 | 0 | 0 | 0 | 0 | 0 | 0 | 0 | 0 | 3154.9461
2025-08-22 | 12291.104 | 1.28 | 1.36 | 0 | 0 | 0 | 0 | 1 | 0 | 0 | 0 | 0 | 0 | 0 | 0 | 0 | 0 | 0 | 0 | 0 | 0 | 0 | 0 | 0 | 0 | 0 | 0 | 0 | 3158.2975
2025-08-22 | 12316.105 | 1.47 | 1.21 | 0 | 0 | 0 | 0 | 0 | 1 | 0 | 0 | 0 | 0 | 0 | 0 | 0 | 0 | 0 | 0 | 0 | 0 | 0 | 0 | 0 | 0 | 0 | 0 | 0 | 3270.1813
2025-08-22 | 11966.407 | 1.63 | 1.23 | 0 | 0 | 0 | 0 | 0 | 0 | 1 | 0 | 0 | 0 | 0 | 0 | 0 | 0 | 0 | 0 | 0 | 0 | 0 | 0 | 0 | 0 | 0 | 0 | 0 | 3624.8862
2025-08-22 | 11629.75 | 1.44 | 1.25 | 0 | 0 | 0 | 0 | 0 | 0 | 0 | 1 | 0 | 0 | 0 | 0 | 0 | 0 | 0 | 0 | 0 | 0 | 0 | 0 | 0 | 0 | 0 | 0 | 0 | 4017.176
2025-08-22 | 11504.72 | 0.72 | 1.82 | 0 | 0 | 0 | 0 | 0 | 0 | 0 | 0 | 1 | 0 | 0 | 0 | 0 | 0 | 0 | 0 | 0 | 0 | 0 | 0 | 0 | 0 | 0 | 0 | 0 | 4531.2692
2025-08-22 | 11578.011 | 0.05 | 2.52 | 0 | 0 | 0 | 0 | 0 | 0 | 0 | 0 | 0 | 1 | 0 | 0 | 0 | 0 | 0 | 0 | 0 | 0 | 0 | 0 | 0 | 0 | 0 | 0 | 0 | 4926.8399
2025-08-22 | 11724.007 | 0.02 | 3.54 | 0 | 0 | 0 | 0 | 0 | 0 | 0 | 0 | 0 | 0 | 1 | 0 | 0 | 0 | 0 | 0 | 0 | 0 | 0 | 0 | 0 | 0 | 0 | 0 | 0 | 5351.1359
2025-08-22 | 11837.83 | 0 | 4.81 | 0 | 0 | 0 | 0 | 0 | 0 | 0 | 0 | 0 | 0 | 0 | 1 | 0 | 0 | 0 | 0 | 0 | 0 | 0 | 0 | 0 | 0 | 0 | 0 | 0 | 5822.5426
2025-08-22 | 12452.37 | 0 | 5.66 | 0 | 0 | 0 | 0 | 0 | 0 | 0 | 0 | 0 | 0 | 0 | 0 | 1 | 0 | 0 | 0 | 0 | 0 | 0 | 0 | 0 | 0 | 0 | 0 | 0 | 6134.449
2025-08-22 | 14213.612 | 0 | 6.5 | 0 | 0 | 0 | 0 | 0 | 0 | 0 | 0 | 0 | 0 | 0 | 0 | 0 | 1 | 0 | 0 | 0 | 0 | 0 | 0 | 0 | 0 | 0 | 0 | 0 | 6341.226
2025-08-22 | 15508.648 | 0 | 6.3 | 0 | 0 | 0 | 0 | 0 | 0 | 0 | 0 | 0 | 0 | 0 | 0 | 0 | 0 | 1 | 0 | 0 | 0 | 0 | 0 | 0 | 0 | 0 | 0 | 0 | 6205.454
2025-08-22 | 15068.572 | 0 | 6.65 | 0 | 0 | 0 | 0 | 0 | 0 | 0 | 0 | 0 | 0 | 0 | 0 | 0 | 0 | 0 | 1 | 0 | 0 | 0 | 0 | 0 | 0 | 0 | 0 | 0 | 6420.2416
2025-08-22 | 14793.517 | 0 | 6.77 | 0 | 0 | 0 | 0 | 0 | 0 | 0 | 0 | 0 | 0 | 0 | 0 | 0 | 0 | 0 | 0 | 1 | 0 | 0 | 0 | 0 | 0 | 0 | 0 | 0 | 6850.9683
2025-08-22 | 14459.121 | 0 | 6.7 | 0 | 0 | 0 | 0 | 0 | 0 | 0 | 0 | 0 | 0 | 0 | 0 | 0 | 0 | 0 | 0 | 0 | 1 | 0 | 0 | 0 | 0 | 0 | 0 | 0 | 7385.987
2025-08-22 | 13389.109 | 0 | 6.33 | 0 | 0 | 0 | 0 | 0 | 0 | 0 | 0 | 0 | 0 | 0 | 0 | 0 | 0 | 0 | 0 | 0 | 0 | 1 | 0 | 0 | 0 | 0 | 0 | 0 | 7473.6
2025-08-22 | 11616.071 | 0 | 5.31 | 0 | 0 | 0 | 0 | 0 | 0 | 0 | 0 | 0 | 0 | 0 | 0 | 0 | 0 | 0 | 0 | 0 | 0 | 0 | 1 | 0 | 0 | 0 | 0 | 0 | 7110.8267
2025-08-22 | 10275.236 | 0 | 4.22 | 0 | 0 | 0 | 0 | 0 | 0 | 0 | 0 | 0 | 0 | 0 | 0 | 0 | 0 | 0 | 0 | 0 | 0 | 0 | 0 | 1 | 0 | 0 | 0 | 0 | 6681.0178
2025-08-22 | 9332.375 | 0.08 | 3.52 | 0 | 0 | 0 | 0 | 0 | 0 | 0 | 0 | 0 | 0 | 0 | 0 | 0 | 0 | 0 | 0 | 0 | 0 | 0 | 0 | 0 | 1 | 0 | 0 | 0 | 6197.9153
2025-08-22 | 8724.83 | 0.14 | 2.6 | 0 | 0 | 0 | 0 | 0 | 0 | 0 | 0 | 0 | 0 | 0 | 0 | 0 | 0 | 0 | 0 | 0 | 0 | 0 | 0 | 0 | 0 | 1 | 0 | 0 | 5331.3123
2025-08-22 | 8413.954 | 0.54 | 2.11 | 0 | 0 | 0 | 0 | 0 | 0 | 0 | 0 | 0 | 0 | 0 | 0 | 0 | 0 | 0 | 0 | 0 | 0 | 0 | 0 | 0 | 0 | 0 | 1 | 0 | 4571.2184
2025-08-22 | 8231.688 | 0.61 | 1.78 | 0 | 0 | 0 | 0 | 0 | 0 | 0 | 0 | 0 | 0 | 0 | 0 | 0 | 0 | 0 | 0 | 0 | 0 | 0 | 0 | 0 | 0 | 0 | 0 | 1 | 3949.3041
2025-08-23 | 8402.929 | 1.26 | 1.63 | 1 | 1 | 0 | 0 | 0 | 0 | 0 | 0 | 0 | 0 | 0 | 0 | 0 | 0 | 0 | 0 | 0 | 0 | 0 | 0 | 0 | 0 | 0 | 0 | 0 | 3891.4548
2025-08-23 | 8902.843 | 1.37 | 1.47 | 1 | 0 | 1 | 0 | 0 | 0 | 0 | 0 | 0 | 0 | 0 | 0 | 0 | 0 | 0 | 0 | 0 | 0 | 0 | 0 | 0 | 0 | 0 | 0 | 0 | 3631.845
2025-08-23 | 9836.159 | 1.47 | 1.41 | 1 | 0 | 0 | 1 | 0 | 0 | 0 | 0 | 0 | 0 | 0 | 0 | 0 | 0 | 0 | 0 | 0 | 0 | 0 | 0 | 0 | 0 | 0 | 0 | 0 | 3503.1076
2025-08-23 | 10557.64 | 1.56 | 1.28 | 1 | 0 | 0 | 0 | 1 | 0 | 0 | 0 | 0 | 0 | 0 | 0 | 0 | 0 | 0 | 0 | 0 | 0 | 0 | 0 | 0 | 0 | 0 | 0 | 0 | 3438.2019
2025-08-23 | 10929.731 | 1.54 | 1.03 | 1 | 0 | 0 | 0 | 0 | 1 | 0 | 0 | 0 | 0 | 0 | 0 | 0 | 0 | 0 | 0 | 0 | 0 | 0 | 0 | 0 | 0 | 0 | 0 | 0 | 3490.2713
2025-08-23 | 11074.625 | 1.64 | 0.73 | 1 | 0 | 0 | 0 | 0 | 0 | 1 | 0 | 0 | 0 | 0 | 0 | 0 | 0 | 0 | 0 | 0 | 0 | 0 | 0 | 0 | 0 | 0 | 0 | 0 | 3720.8923
2025-08-23 | 11237.55 | 1.69 | 0.84 | 1 | 0 | 0 | 0 | 0 | 0 | 0 | 1 | 0 | 0 | 0 | 0 | 0 | 0 | 0 | 0 | 0 | 0 | 0 | 0 | 0 | 0 | 0 | 0 | 0 | 4172.6251
2025-08-23 | 11501.051 | 0.75 | 1.47 | 1 | 0 | 0 | 0 | 0 | 0 | 0 | 0 | 1 | 0 | 0 | 0 | 0 | 0 | 0 | 0 | 0 | 0 | 0 | 0 | 0 | 0 | 0 | 0 | 0 | 4684.5458
2025-08-23 | 11686.94 | 0.23 | 2.85 | 1 | 0 | 0 | 0 | 0 | 0 | 0 | 0 | 0 | 1 | 0 | 0 | 0 | 0 | 0 | 0 | 0 | 0 | 0 | 0 | 0 | 0 | 0 | 0 | 0 | 5346.27
2025-08-23 | 11561.475 | 0.16 | 4.55 | 1 | 0 | 0 | 0 | 0 | 0 | 0 | 0 | 0 | 0 | 1 | 0 | 0 | 0 | 0 | 0 | 0 | 0 | 0 | 0 | 0 | 0 | 0 | 0 | 0 | 6015.819
2025-08-23 | 11463.824 | 0.12 | 5.87 | 1 | 0 | 0 | 0 | 0 | 0 | 0 | 0 | 0 | 0 | 0 | 1 | 0 | 0 | 0 | 0 | 0 | 0 | 0 | 0 | 0 | 0 | 0 | 0 | 0 | 6503.3825
2025-08-23 | 11785.976 | 0.22 | 6.74 | 1 | 0 | 0 | 0 | 0 | 0 | 0 | 0 | 0 | 0 | 0 | 0 | 1 | 0 | 0 | 0 | 0 | 0 | 0 | 0 | 0 | 0 | 0 | 0 | 0 | 6833.6318
2025-08-23 | 13181.861 | 0.15 | 7.28 | 1 | 0 | 0 | 0 | 0 | 0 | 0 | 0 | 0 | 0 | 0 | 0 | 0 | 1 | 0 | 0 | 0 | 0 | 0 | 0 | 0 | 0 | 0 | 0 | 0 | 6922.5676
2025-08-23 | 14807.714 | 0.08 | 7.48 | 1 | 0 | 0 | 0 | 0 | 0 | 0 | 0 | 0 | 0 | 0 | 0 | 0 | 0 | 1 | 0 | 0 | 0 | 0 | 0 | 0 | 0 | 0 | 0 | 0 | 6925.9501
2025-08-23 | 14493.054 | 0.02 | 7.41 | 1 | 0 | 0 | 0 | 0 | 0 | 0 | 0 | 0 | 0 | 0 | 0 | 0 | 0 | 0 | 1 | 0 | 0 | 0 | 0 | 0 | 0 | 0 | 0 | 0 | 6979.9401
2025-08-23 | 14353.407 | 0.02 | 7.99 | 1 | 0 | 0 | 0 | 0 | 0 | 0 | 0 | 0 | 0 | 0 | 0 | 0 | 0 | 0 | 0 | 1 | 0 | 0 | 0 | 0 | 0 | 0 | 0 | 0 | 7579.5497
2025-08-23 | 14188.459 | 0.03 | 7.73 | 1 | 0 | 0 | 0 | 0 | 0 | 0 | 0 | 0 | 0 | 0 | 0 | 0 | 0 | 0 | 0 | 0 | 1 | 0 | 0 | 0 | 0 | 0 | 0 | 0 | 8045.9124
2025-08-23 | 13122.505 | 0.03 | 7.18 | 1 | 0 | 0 | 0 | 0 | 0 | 0 | 0 | 0 | 0 | 0 | 0 | 0 | 0 | 0 | 0 | 0 | 0 | 1 | 0 | 0 | 0 | 0 | 0 | 0 | 8067.4408
2025-08-23 | 11626.448 | 0.06 | 6.05 | 1 | 0 | 0 | 0 | 0 | 0 | 0 | 0 | 0 | 0 | 0 | 0 | 0 | 0 | 0 | 0 | 0 | 0 | 0 | 1 | 0 | 0 | 0 | 0 | 0 | 7667.5826
2025-08-23 | 10423.188 | 0.04 | 4.5 | 1 | 0 | 0 | 0 | 0 | 0 | 0 | 0 | 0 | 0 | 0 | 0 | 0 | 0 | 0 | 0 | 0 | 0 | 0 | 0 | 1 | 0 | 0 | 0 | 0 | 7066.6907
2025-08-23 | 9782.184 | 0.13 | 3.65 | 1 | 0 | 0 | 0 | 0 | 0 | 0 | 0 | 0 | 0 | 0 | 0 | 0 | 0 | 0 | 0 | 0 | 0 | 0 | 0 | 0 | 1 | 0 | 0 | 0 | 6529.6177
2025-08-23 | 9413.821 | 0.35 | 3.4 | 1 | 0 | 0 | 0 | 0 | 0 | 0 | 0 | 0 | 0 | 0 | 0 | 0 | 0 | 0 | 0 | 0 | 0 | 0 | 0 | 0 | 0 | 1 | 0 | 0 | 5926.5968
2025-08-23 | 9201.288 | 0.42 | 2.7 | 1 | 0 | 0 | 0 | 0 | 0 | 0 | 0 | 0 | 0 | 0 | 0 | 0 | 0 | 0 | 0 | 0 | 0 | 0 | 0 | 0 | 0 | 0 | 1 | 0 | 5053.1031
2025-08-23 | 9257.926 | 0.7 | 2.28 | 1 | 0 | 0 | 0 | 0 | 0 | 0 | 0 | 0 | 0 | 0 | 0 | 0 | 0 | 0 | 0 | 0 | 0 | 0 | 0 | 0 | 0 | 0 | 0 | 1 | 4421.2472
2025-08-24 | 9547.121 | 1.08 | 1.73 | 1 | 1 | 0 | 0 | 0 | 0 | 0 | 0 | 0 | 0 | 0 | 0 | 0 | 0 | 0 | 0 | 0 | 0 | 0 | 0 | 0 | 0 | 0 | 0 | 0 | 3908.3679
2025-08-24 | 10162.765 | 1.21 | 1.01 | 1 | 0 | 1 | 0 | 0 | 0 | 0 | 0 | 0 | 0 | 0 | 0 | 0 | 0 | 0 | 0 | 0 | 0 | 0 | 0 | 0 | 0 | 0 | 0 | 0 | 3445.3616
2025-08-24 | 11263.976 | 1.43 | 0.76 | 1 | 0 | 0 | 1 | 0 | 0 | 0 | 0 | 0 | 0 | 0 | 0 | 0 | 0 | 0 | 0 | 0 | 0 | 0 | 0 | 0 | 0 | 0 | 0 | 0 | 3260.0685
2025-08-24 | 12323.398 | 1.62 | 0.64 | 1 | 0 | 0 | 0 | 1 | 0 | 0 | 0 | 0 | 0 | 0 | 0 | 0 | 0 | 0 | 0 | 0 | 0 | 0 | 0 | 0 | 0 | 0 | 0 | 0 | 3209.8345
2025-08-24 | 12530.873 | 1.93 | 0.56 | 1 | 0 | 0 | 0 | 0 | 1 | 0 | 0 | 0 | 0 | 0 | 0 | 0 | 0 | 0 | 0 | 0 | 0 | 0 | 0 | 0 | 0 | 0 | 0 | 0 | 3360.6182
2025-08-24 | 12039.092 | 2.06 | 0.59 | 1 | 0 | 0 | 0 | 0 | 0 | 1 | 0 | 0 | 0 | 0 | 0 | 0 | 0 | 0 | 0 | 0 | 0 | 0 | 0 | 0 | 0 | 0 | 0 | 0 | 3715.6944
2025-08-24 | 11812.151 | 1.7 | 0.6 | 1 | 0 | 0 | 0 | 0 | 0 | 0 | 1 | 0 | 0 | 0 | 0 | 0 | 0 | 0 | 0 | 0 | 0 | 0 | 0 | 0 | 0 | 0 | 0 | 0 | 4085.6123
2025-08-24 | 11721.795 | 0.77 | 1.38 | 1 | 0 | 0 | 0 | 0 | 0 | 0 | 0 | 1 | 0 | 0 | 0 | 0 | 0 | 0 | 0 | 0 | 0 | 0 | 0 | 0 | 0 | 0 | 0 | 0 | 4653.7036
2025-08-24 | 11585.176 | 0.41 | 3.06 | 1 | 0 | 0 | 0 | 0 | 0 | 0 | 0 | 0 | 1 | 0 | 0 | 0 | 0 | 0 | 0 | 0 | 0 | 0 | 0 | 0 | 0 | 0 | 0 | 0 | 5443.1693
2025-08-24 | 11501.608 | 0.15 | 4.73 | 1 | 0 | 0 | 0 | 0 | 0 | 0 | 0 | 0 | 0 | 1 | 0 | 0 | 0 | 0 | 0 | 0 | 0 | 0 | 0 | 0 | 0 | 0 | 0 | 0 | 6080.8036
2025-08-24 | 11874.801 | 0 | 5.78 | 1 | 0 | 0 | 0 | 0 | 0 | 0 | 0 | 0 | 0 | 0 | 1 | 0 | 0 | 0 | 0 | 0 | 0 | 0 | 0 | 0 | 0 | 0 | 0 | 0 | 6457.1398
2025-08-24 | 12167.759 | 0.03 | 6.48 | 1 | 0 | 0 | 0 | 0 | 0 | 0 | 0 | 0 | 0 | 0 | 0 | 1 | 0 | 0 | 0 | 0 | 0 | 0 | 0 | 0 | 0 | 0 | 0 | 0 | 6717.2757
2025-08-24 | 13956.567 | 0.07 | 6.47 | 1 | 0 | 0 | 0 | 0 | 0 | 0 | 0 | 0 | 0 | 0 | 0 | 0 | 1 | 0 | 0 | 0 | 0 | 0 | 0 | 0 | 0 | 0 | 0 | 0 | 6616.3866
2025-08-24 | 15696.846 | 0 | 7.41 | 1 | 0 | 0 | 0 | 0 | 0 | 0 | 0 | 0 | 0 | 0 | 0 | 0 | 0 | 1 | 0 | 0 | 0 | 0 | 0 | 0 | 0 | 0 | 0 | 0 | 6891.4503
2025-08-24 | 15756.298 | 0 | 7.68 | 1 | 0 | 0 | 0 | 0 | 0 | 0 | 0 | 0 | 0 | 0 | 0 | 0 | 0 | 0 | 1 | 0 | 0 | 0 | 0 | 0 | 0 | 0 | 0 | 0 | 7076.8669
2025-08-24 | 15805.465 | 0 | 7.94 | 1 | 0 | 0 | 0 | 0 | 0 | 0 | 0 | 0 | 0 | 0 | 0 | 0 | 0 | 0 | 0 | 1 | 0 | 0 | 0 | 0 | 0 | 0 | 0 | 0 | 7558.9928
2025-08-24 | 15562.117 | 0 | 7.99 | 1 | 0 | 0 | 0 | 0 | 0 | 0 | 0 | 0 | 0 | 0 | 0 | 0 | 0 | 0 | 0 | 0 | 1 | 0 | 0 | 0 | 0 | 0 | 0 | 0 | 8138.0679
2025-08-24 | 14721.34 | 0 | 7.21 | 1 | 0 | 0 | 0 | 0 | 0 | 0 | 0 | 0 | 0 | 0 | 0 | 0 | 0 | 0 | 0 | 0 | 0 | 1 | 0 | 0 | 0 | 0 | 0 | 0 | 8075.1548
2025-08-24 | 13335.721 | 0 | 6.48 | 1 | 0 | 0 | 0 | 0 | 0 | 0 | 0 | 0 | 0 | 0 | 0 | 0 | 0 | 0 | 0 | 0 | 0 | 0 | 1 | 0 | 0 | 0 | 0 | 0 | 7818.8512
2025-08-24 | 11947.35 | 0.03 | 5.39 | 1 | 0 | 0 | 0 | 0 | 0 | 0 | 0 | 0 | 0 | 0 | 0 | 0 | 0 | 0 | 0 | 0 | 0 | 0 | 0 | 1 | 0 | 0 | 0 | 0 | 7392.3424
2025-08-24 | 11180.19 | 0.14 | 4.64 | 1 | 0 | 0 | 0 | 0 | 0 | 0 | 0 | 0 | 0 | 0 | 0 | 0 | 0 | 0 | 0 | 0 | 0 | 0 | 0 | 0 | 1 | 0 | 0 | 0 | 6894.1832
2025-08-24 | 10653.817 | 0.33 | 4.11 | 1 | 0 | 0 | 0 | 0 | 0 | 0 | 0 | 0 | 0 | 0 | 0 | 0 | 0 | 0 | 0 | 0 | 0 | 0 | 0 | 0 | 0 | 1 | 0 | 0 | 6185.0639
2025-08-24 | 10403.936 | 0.52 | 3.58 | 1 | 0 | 0 | 0 | 0 | 0 | 0 | 0 | 0 | 0 | 0 | 0 | 0 | 0 | 0 | 0 | 0 | 0 | 0 | 0 | 0 | 0 | 0 | 1 | 0 | 5387.1838
2025-08-24 | 10425.361 | 0.73 | 3.18 | 1 | 0 | 0 | 0 | 0 | 0 | 0 | 0 | 0 | 0 | 0 | 0 | 0 | 0 | 0 | 0 | 0 | 0 | 0 | 0 | 0 | 0 | 0 | 0 | 1 | 4754.9704
2025-08-25 | 10397.241 | 0.8 | 3.1 | 0 | 1 | 0 | 0 | 0 | 0 | 0 | 0 | 0 | 0 | 0 | 0 | 0 | 0 | 0 | 0 | 0 | 0 | 0 | 0 | 0 | 0 | 0 | 0 | 0 | 4102.07
2025-08-25 | 10824.786 | 0.95 | 2.63 | 0 | 0 | 1 | 0 | 0 | 0 | 0 | 0 | 0 | 0 | 0 | 0 | 0 | 0 | 0 | 0 | 0 | 0 | 0 | 0 | 0 | 0 | 0 | 0 | 0 | 3733.0479
2025-08-25 | 11664.365 | 1.07 | 2.46 | 0 | 0 | 0 | 1 | 0 | 0 | 0 | 0 | 0 | 0 | 0 | 0 | 0 | 0 | 0 | 0 | 0 | 0 | 0 | 0 | 0 | 0 | 0 | 0 | 0 | 3566.1255
2025-08-25 | 12721.922 | 1.37 | 2.07 | 0 | 0 | 0 | 0 | 1 | 0 | 0 | 0 | 0 | 0 | 0 | 0 | 0 | 0 | 0 | 0 | 0 | 0 | 0 | 0 | 0 | 0 | 0 | 0 | 0 | 3428.8649
2025-08-25 | 12814.832 | 1.51 | 1.74 | 0 | 0 | 0 | 0 | 0 | 1 | 0 | 0 | 0 | 0 | 0 | 0 | 0 | 0 | 0 | 0 | 0 | 0 | 0 | 0 | 0 | 0 | 0 | 0 | 0 | 3469.1639
2025-08-25 | 12183.148 | 1.49 | 1.76 | 0 | 0 | 0 | 0 | 0 | 0 | 1 | 0 | 0 | 0 | 0 | 0 | 0 | 0 | 0 | 0 | 0 | 0 | 0 | 0 | 0 | 0 | 0 | 0 | 0 | 3804.0683
2025-08-25 | 11790.33 | 1.45 | 1.96 | 0 | 0 | 0 | 0 | 0 | 0 | 0 | 1 | 0 | 0 | 0 | 0 | 0 | 0 | 0 | 0 | 0 | 0 | 0 | 0 | 0 | 0 | 0 | 0 | 0 | 4278.9431
2025-08-25 | 11687.295 | 0.89 | 2.69 | 0 | 0 | 0 | 0 | 0 | 0 | 0 | 0 | 1 | 0 | 0 | 0 | 0 | 0 | 0 | 0 | 0 | 0 | 0 | 0 | 0 | 0 | 0 | 0 | 0 | 4869.3787
2025-08-25 | 11873.787 | 0.42 | 3.7 | 0 | 0 | 0 | 0 | 0 | 0 | 0 | 0 | 0 | 1 | 0 | 0 | 0 | 0 | 0 | 0 | 0 | 0 | 0 | 0 | 0 | 0 | 0 | 0 | 0 | 5400.7625
2025-08-25 | 11743.839 | 0.05 | 4.49 | 0 | 0 | 0 | 0 | 0 | 0 | 0 | 0 | 0 | 0 | 1 | 0 | 0 | 0 | 0 | 0 | 0 | 0 | 0 | 0 | 0 | 0 | 0 | 0 | 0 | 5703.216
2025-08-25 | 11692.691 | 0 | 5.36 | 0 | 0 | 0 | 0 | 0 | 0 | 0 | 0 | 0 | 0 | 0 | 1 | 0 | 0 | 0 | 0 | 0 | 0 | 0 | 0 | 0 | 0 | 0 | 0 | 0 | 6024.4679
2025-08-25 | 12207.513 | 0 | 5.97 | 0 | 0 | 0 | 0 | 0 | 0 | 0 | 0 | 0 | 0 | 0 | 0 | 1 | 0 | 0 | 0 | 0 | 0 | 0 | 0 | 0 | 0 | 0 | 0 | 0 | 6248.2614
2025-08-25 | 13430.047 | 0 | 6.55 | 0 | 0 | 0 | 0 | 0 | 0 | 0 | 0 | 0 | 0 | 0 | 0 | 0 | 1 | 0 | 0 | 0 | 0 | 0 | 0 | 0 | 0 | 0 | 0 | 0 | 6359.5828
2025-08-25 | 14759.668 | 0 | 6.52 | 0 | 0 | 0 | 0 | 0 | 0 | 0 | 0 | 0 | 0 | 0 | 0 | 0 | 0 | 1 | 0 | 0 | 0 | 0 | 0 | 0 | 0 | 0 | 0 | 0 | 6286.2241
2025-08-25 | 14566.568 | 0 | 6.47 | 0 | 0 | 0 | 0 | 0 | 0 | 0 | 0 | 0 | 0 | 0 | 0 | 0 | 0 | 0 | 1 | 0 | 0 | 0 | 0 | 0 | 0 | 0 | 0 | 0 | 6354.157
2025-08-25 | 14372.618 | 0 | 6.56 | 0 | 0 | 0 | 0 | 0 | 0 | 0 | 0 | 0 | 0 | 0 | 0 | 0 | 0 | 0 | 0 | 1 | 0 | 0 | 0 | 0 | 0 | 0 | 0 | 0 | 6773.8696
2025-08-25 | 13853.573 | 0 | 6.28 | 0 | 0 | 0 | 0 | 0 | 0 | 0 | 0 | 0 | 0 | 0 | 0 | 0 | 0 | 0 | 0 | 0 | 1 | 0 | 0 | 0 | 0 | 0 | 0 | 0 | 7231.7895
2025-08-25 | 13172.735 | 0 | 5.38 | 0 | 0 | 0 | 0 | 0 | 0 | 0 | 0 | 0 | 0 | 0 | 0 | 0 | 0 | 0 | 0 | 0 | 0 | 1 | 0 | 0 | 0 | 0 | 0 | 0 | 7124.82
2025-08-25 | 11866.81 | 0 | 4.64 | 0 | 0 | 0 | 0 | 0 | 0 | 0 | 0 | 0 | 0 | 0 | 0 | 0 | 0 | 0 | 0 | 0 | 0 | 0 | 1 | 0 | 0 | 0 | 0 | 0 | 6864.8451
2025-08-25 | 10720.835 | 0.09 | 3.8 | 0 | 0 | 0 | 0 | 0 | 0 | 0 | 0 | 0 | 0 | 0 | 0 | 0 | 0 | 0 | 0 | 0 | 0 | 0 | 0 | 1 | 0 | 0 | 0 | 0 | 6536.7206
2025-08-25 | 9844.041 | 0.22 | 3.47 | 0 | 0 | 0 | 0 | 0 | 0 | 0 | 0 | 0 | 0 | 0 | 0 | 0 | 0 | 0 | 0 | 0 | 0 | 0 | 0 | 0 | 1 | 0 | 0 | 0 | 6194.9589
2025-08-25 | 9308.294 | 0.41 | 3.06 | 0 | 0 | 0 | 0 | 0 | 0 | 0 | 0 | 0 | 0 | 0 | 0 | 0 | 0 | 0 | 0 | 0 | 0 | 0 | 0 | 0 | 0 | 1 | 0 | 0 | 5529.896
2025-08-25 | 8937.389 | 0.64 | 2.77 | 0 | 0 | 0 | 0 | 0 | 0 | 0 | 0 | 0 | 0 | 0 | 0 | 0 | 0 | 0 | 0 | 0 | 0 | 0 | 0 | 0 | 0 | 0 | 1 | 0 | 4824.529
2025-08-25 | 8791.004 | 0.69 | 2.43 | 0 | 0 | 0 | 0 | 0 | 0 | 0 | 0 | 0 | 0 | 0 | 0 | 0 | 0 | 0 | 0 | 0 | 0 | 0 | 0 | 0 | 0 | 0 | 0 | 1 | 4196.7433
2025-08-26 | 8968.371 | 0.8 | 1.87 | 0 | 1 | 0 | 0 | 0 | 0 | 0 | 0 | 0 | 0 | 0 | 0 | 0 | 0 | 0 | 0 | 0 | 0 | 0 | 0 | 0 | 0 | 0 | 0 | 0 | 3650.4917
2025-08-26 | 9083.95 | 0.99 | 1.69 | 0 | 0 | 1 | 0 | 0 | 0 | 0 | 0 | 0 | 0 | 0 | 0 | 0 | 0 | 0 | 0 | 0 | 0 | 0 | 0 | 0 | 0 | 0 | 0 | 0 | 3392.3395
2025-08-26 | 9821.04 | 1.2 | 1.57 | 0 | 0 | 0 | 1 | 0 | 0 | 0 | 0 | 0 | 0 | 0 | 0 | 0 | 0 | 0 | 0 | 0 | 0 | 0 | 0 | 0 | 0 | 0 | 0 | 0 | 3253.6742
2025-08-26 | 10815.935 | 1.53 | 1.57 | 0 | 0 | 0 | 0 | 1 | 0 | 0 | 0 | 0 | 0 | 0 | 0 | 0 | 0 | 0 | 0 | 0 | 0 | 0 | 0 | 0 | 0 | 0 | 0 | 0 | 3262.897
2025-08-26 | 12081.254 | 1.78 | 1.17 | 0 | 0 | 0 | 0 | 0 | 1 | 0 | 0 | 0 | 0 | 0 | 0 | 0 | 0 | 0 | 0 | 0 | 0 | 0 | 0 | 0 | 0 | 0 | 0 | 0 | 3289.5968
2025-08-26 | 12956.241 | 2.02 | 1.11 | 0 | 0 | 0 | 0 | 0 | 0 | 1 | 0 | 0 | 0 | 0 | 0 | 0 | 0 | 0 | 0 | 0 | 0 | 0 | 0 | 0 | 0 | 0 | 0 | 0 | 3623.731
2025-08-26 | 13234.331 | 1.77 | 1.2 | 0 | 0 | 0 | 0 | 0 | 0 | 0 | 1 | 0 | 0 | 0 | 0 | 0 | 0 | 0 | 0 | 0 | 0 | 0 | 0 | 0 | 0 | 0 | 0 | 0 | 4035.1202
2025-08-26 | 13166.157 | 1.26 | 1.92 | 0 | 0 | 0 | 0 | 0 | 0 | 0 | 0 | 1 | 0 | 0 | 0 | 0 | 0 | 0 | 0 | 0 | 0 | 0 | 0 | 0 | 0 | 0 | 0 | 0 | 4627.3846
2025-08-26 | 13110.287 | 0.64 | 3.07 | 0 | 0 | 0 | 0 | 0 | 0 | 0 | 0 | 0 | 1 | 0 | 0 | 0 | 0 | 0 | 0 | 0 | 0 | 0 | 0 | 0 | 0 | 0 | 0 | 0 | 5193.667
2025-08-26 | 12748.278 | 0.19 | 3.99 | 0 | 0 | 0 | 0 | 0 | 0 | 0 | 0 | 0 | 0 | 1 | 0 | 0 | 0 | 0 | 0 | 0 | 0 | 0 | 0 | 0 | 0 | 0 | 0 | 0 | 5535.048
2025-08-26 | 12444.776 | 0 | 4.79 | 0 | 0 | 0 | 0 | 0 | 0 | 0 | 0 | 0 | 0 | 0 | 1 | 0 | 0 | 0 | 0 | 0 | 0 | 0 | 0 | 0 | 0 | 0 | 0 | 0 | 5815.1999
2025-08-26 | 13112.228 | 0 | 5.7 | 0 | 0 | 0 | 0 | 0 | 0 | 0 | 0 | 0 | 0 | 0 | 0 | 1 | 0 | 0 | 0 | 0 | 0 | 0 | 0 | 0 | 0 | 0 | 0 | 0 | 6149.1345
2025-08-26 | 14493.29 | 0 | 6.31 | 0 | 0 | 0 | 0 | 0 | 0 | 0 | 0 | 0 | 0 | 0 | 0 | 0 | 1 | 0 | 0 | 0 | 0 | 0 | 0 | 0 | 0 | 0 | 0 | 0 | 6271.47
2025-08-26 | 15567.719 | 0 | 6.32 | 0 | 0 | 0 | 0 | 0 | 0 | 0 | 0 | 0 | 0 | 0 | 0 | 0 | 0 | 1 | 0 | 0 | 0 | 0 | 0 | 0 | 0 | 0 | 0 | 0 | 6212.7967
2025-08-26 | 14924.467 | 0 | 6.82 | 0 | 0 | 0 | 0 | 0 | 0 | 0 | 0 | 0 | 0 | 0 | 0 | 0 | 0 | 0 | 1 | 0 | 0 | 0 | 0 | 0 | 0 | 0 | 0 | 0 | 6482.6549
2025-08-26 | 14339.415 | 0.07 | 6.45 | 0 | 0 | 0 | 0 | 0 | 0 | 0 | 0 | 0 | 0 | 0 | 0 | 0 | 0 | 0 | 0 | 1 | 0 | 0 | 0 | 0 | 0 | 0 | 0 | 0 | 6741.1847
2025-08-26 | 13825.732 | 0.11 | 5.57 | 0 | 0 | 0 | 0 | 0 | 0 | 0 | 0 | 0 | 0 | 0 | 0 | 0 | 0 | 0 | 0 | 0 | 1 | 0 | 0 | 0 | 0 | 0 | 0 | 0 | 6983.2227
2025-08-26 | 13197.857 | 0.11 | 5.12 | 0 | 0 | 0 | 0 | 0 | 0 | 0 | 0 | 0 | 0 | 0 | 0 | 0 | 0 | 0 | 0 | 0 | 0 | 1 | 0 | 0 | 0 | 0 | 0 | 0 | 7041.4648
2025-08-26 | 12242.127 | 0.14 | 4.61 | 0 | 0 | 0 | 0 | 0 | 0 | 0 | 0 | 0 | 0 | 0 | 0 | 0 | 0 | 0 | 0 | 0 | 0 | 0 | 1 | 0 | 0 | 0 | 0 | 0 | 6869.2314
2025-08-26 | 11061.847 | 0.15 | 3.51 | 0 | 0 | 0 | 0 | 0 | 0 | 0 | 0 | 0 | 0 | 0 | 0 | 0 | 0 | 0 | 0 | 0 | 0 | 0 | 0 | 1 | 0 | 0 | 0 | 0 | 6436.8512
2025-08-26 | 10369.044 | 0.19 | 2.83 | 0 | 0 | 0 | 0 | 0 | 0 | 0 | 0 | 0 | 0 | 0 | 0 | 0 | 0 | 0 | 0 | 0 | 0 | 0 | 0 | 0 | 1 | 0 | 0 | 0 | 5956.6913
2025-08-26 | 9979.493 | 0.43 | 2.66 | 0 | 0 | 0 | 0 | 0 | 0 | 0 | 0 | 0 | 0 | 0 | 0 | 0 | 0 | 0 | 0 | 0 | 0 | 0 | 0 | 0 | 0 | 1 | 0 | 0 | 5385.2414
2025-08-26 | 9606.139 | 0.78 | 2.25 | 0 | 0 | 0 | 0 | 0 | 0 | 0 | 0 | 0 | 0 | 0 | 0 | 0 | 0 | 0 | 0 | 0 | 0 | 0 | 0 | 0 | 0 | 0 | 1 | 0 | 4649.0183
2025-08-26 | 9484.89 | 1.01 | 1.78 | 0 | 0 | 0 | 0 | 0 | 0 | 0 | 0 | 0 | 0 | 0 | 0 | 0 | 0 | 0 | 0 | 0 | 0 | 0 | 0 | 0 | 0 | 0 | 0 | 1 | 3993.3054
2025-08-27 | 9675.732 | 1.37 | 1.68 | 0 | 1 | 0 | 0 | 0 | 0 | 0 | 0 | 0 | 0 | 0 | 0 | 0 | 0 | 0 | 0 | 0 | 0 | 0 | 0 | 0 | 0 | 0 | 0 | 0 | 3643.4375
2025-08-27 | 10074.347 | 1.67 | 1.67 | 0 | 0 | 1 | 0 | 0 | 0 | 0 | 0 | 0 | 0 | 0 | 0 | 0 | 0 | 0 | 0 | 0 | 0 | 0 | 0 | 0 | 0 | 0 | 0 | 0 | 3459.7989
2025-08-27 | 10456.067 | 2.04 | 1.44 | 0 | 0 | 0 | 1 | 0 | 0 | 0 | 0 | 0 | 0 | 0 | 0 | 0 | 0 | 0 | 0 | 0 | 0 | 0 | 0 | 0 | 0 | 0 | 0 | 0 | 3298.349
2025-08-27 | 11558.776 | 2.09 | 1.43 | 0 | 0 | 0 | 0 | 1 | 0 | 0 | 0 | 0 | 0 | 0 | 0 | 0 | 0 | 0 | 0 | 0 | 0 | 0 | 0 | 0 | 0 | 0 | 0 | 0 | 3273.0996
2025-08-27 | 12789.543 | 2.51 | 1.21 | 0 | 0 | 0 | 0 | 0 | 1 | 0 | 0 | 0 | 0 | 0 | 0 | 0 | 0 | 0 | 0 | 0 | 0 | 0 | 0 | 0 | 0 | 0 | 0 | 0 | 3384.5845
2025-08-27 | 13580.431 | 2.23 | 1.16 | 0 | 0 | 0 | 0 | 0 | 0 | 1 | 0 | 0 | 0 | 0 | 0 | 0 | 0 | 0 | 0 | 0 | 0 | 0 | 0 | 0 | 0 | 0 | 0 | 0 | 3665.1885
2025-08-27 | 13782.092 | 2.29 | 1.32 | 0 | 0 | 0 | 0 | 0 | 0 | 0 | 1 | 0 | 0 | 0 | 0 | 0 | 0 | 0 | 0 | 0 | 0 | 0 | 0 | 0 | 0 | 0 | 0 | 0 | 4136.3782
2025-08-27 | 14388.313 | 1.61 | 1.82 | 0 | 0 | 0 | 0 | 0 | 0 | 0 | 0 | 1 | 0 | 0 | 0 | 0 | 0 | 0 | 0 | 0 | 0 | 0 | 0 | 0 | 0 | 0 | 0 | 0 | 4629.172
2025-08-27 | 14214.288 | 0.63 | 2.43 | 0 | 0 | 0 | 0 | 0 | 0 | 0 | 0 | 0 | 1 | 0 | 0 | 0 | 0 | 0 | 0 | 0 | 0 | 0 | 0 | 0 | 0 | 0 | 0 | 0 | 4957.5994
2025-08-27 | 13922.543 | 0.07 | 3.2 | 0 | 0 | 0 | 0 | 0 | 0 | 0 | 0 | 0 | 0 | 1 | 0 | 0 | 0 | 0 | 0 | 0 | 0 | 0 | 0 | 0 | 0 | 0 | 0 | 0 | 5231.8096
2025-08-27 | 13907.16 | 0 | 3.99 | 0 | 0 | 0 | 0 | 0 | 0 | 0 | 0 | 0 | 0 | 0 | 1 | 0 | 0 | 0 | 0 | 0 | 0 | 0 | 0 | 0 | 0 | 0 | 0 | 0 | 5521.4905
2025-08-27 | 14425.284 | 0 | 4.83 | 0 | 0 | 0 | 0 | 0 | 0 | 0 | 0 | 0 | 0 | 0 | 0 | 1 | 0 | 0 | 0 | 0 | 0 | 0 | 0 | 0 | 0 | 0 | 0 | 0 | 5829.7254
2025-08-27 | 16222.131 | 0 | 5.25 | 0 | 0 | 0 | 0 | 0 | 0 | 0 | 0 | 0 | 0 | 0 | 0 | 0 | 1 | 0 | 0 | 0 | 0 | 0 | 0 | 0 | 0 | 0 | 0 | 0 | 5882.305
2025-08-27 | 18136.489 | 0 | 5.9 | 0 | 0 | 0 | 0 | 0 | 0 | 0 | 0 | 0 | 0 | 0 | 0 | 0 | 0 | 1 | 0 | 0 | 0 | 0 | 0 | 0 | 0 | 0 | 0 | 0 | 6058.5993
2025-08-27 | 17507.587 | 0 | 6.55 | 0 | 0 | 0 | 0 | 0 | 0 | 0 | 0 | 0 | 0 | 0 | 0 | 0 | 0 | 0 | 1 | 0 | 0 | 0 | 0 | 0 | 0 | 0 | 0 | 0 | 6383.5279
2025-08-27 | 16855.964 | 0 | 6.7 | 0 | 0 | 0 | 0 | 0 | 0 | 0 | 0 | 0 | 0 | 0 | 0 | 0 | 0 | 0 | 0 | 1 | 0 | 0 | 0 | 0 | 0 | 0 | 0 | 0 | 6825.2687
2025-08-27 | 16012.093 | 0 | 6.27 | 0 | 0 | 0 | 0 | 0 | 0 | 0 | 0 | 0 | 0 | 0 | 0 | 0 | 0 | 0 | 0 | 0 | 1 | 0 | 0 | 0 | 0 | 0 | 0 | 0 | 7228.1181
2025-08-27 | 14815.167 | 0 | 6.32 | 0 | 0 | 0 | 0 | 0 | 0 | 0 | 0 | 0 | 0 | 0 | 0 | 0 | 0 | 0 | 0 | 0 | 0 | 1 | 0 | 0 | 0 | 0 | 0 | 0 | 7469.9286
2025-08-27 | 13184.03 | 0 | 5.47 | 0 | 0 | 0 | 0 | 0 | 0 | 0 | 0 | 0 | 0 | 0 | 0 | 0 | 0 | 0 | 0 | 0 | 0 | 0 | 1 | 0 | 0 | 0 | 0 | 0 | 7169.5686
2025-08-27 | 11813.755 | 0 | 4.47 | 0 | 0 | 0 | 0 | 0 | 0 | 0 | 0 | 0 | 0 | 0 | 0 | 0 | 0 | 0 | 0 | 0 | 0 | 0 | 0 | 1 | 0 | 0 | 0 | 0 | 6772.802
2025-08-27 | 10989.157 | 0.22 | 3.94 | 0 | 0 | 0 | 0 | 0 | 0 | 0 | 0 | 0 | 0 | 0 | 0 | 0 | 0 | 0 | 0 | 0 | 0 | 0 | 0 | 0 | 1 | 0 | 0 | 0 | 6367.5132
2025-08-27 | 10486.074 | 0.28 | 3.56 | 0 | 0 | 0 | 0 | 0 | 0 | 0 | 0 | 0 | 0 | 0 | 0 | 0 | 0 | 0 | 0 | 0 | 0 | 0 | 0 | 0 | 0 | 1 | 0 | 0 | 5699.164
2025-08-27 | 10233.095 | 0.36 | 3.21 | 0 | 0 | 0 | 0 | 0 | 0 | 0 | 0 | 0 | 0 | 0 | 0 | 0 | 0 | 0 | 0 | 0 | 0 | 0 | 0 | 0 | 0 | 0 | 1 | 0 | 4955.2683
2025-08-27 | 10102.691 | 0.5 | 2.88 | 0 | 0 | 0 | 0 | 0 | 0 | 0 | 0 | 0 | 0 | 0 | 0 | 0 | 0 | 0 | 0 | 0 | 0 | 0 | 0 | 0 | 0 | 0 | 0 | 1 | 4341.0542
2025-08-28 | 10210.234 | 0.64 | 2.75 | 0 | 1 | 0 | 0 | 0 | 0 | 0 | 0 | 0 | 0 | 0 | 0 | 0 | 0 | 0 | 0 | 0 | 0 | 0 | 0 | 0 | 0 | 0 | 0 | 0 | 3955.9716
2025-08-28 | 10709.574 | 0.57 | 2.64 | 0 | 0 | 1 | 0 | 0 | 0 | 0 | 0 | 0 | 0 | 0 | 0 | 0 | 0 | 0 | 0 | 0 | 0 | 0 | 0 | 0 | 0 | 0 | 0 | 0 | 3694.9181
2025-08-28 | 11521.324 | 0.67 | 2.46 | 0 | 0 | 0 | 1 | 0 | 0 | 0 | 0 | 0 | 0 | 0 | 0 | 0 | 0 | 0 | 0 | 0 | 0 | 0 | 0 | 0 | 0 | 0 | 0 | 0 | 3522.1243
2025-08-28 | 12491.581 | 0.85 | 2.18 | 0 | 0 | 0 | 0 | 1 | 0 | 0 | 0 | 0 | 0 | 0 | 0 | 0 | 0 | 0 | 0 | 0 | 0 | 0 | 0 | 0 | 0 | 0 | 0 | 0 | 3412.0483
2025-08-28 | 12674.896 | 0.96 | 1.83 | 0 | 0 | 0 | 0 | 0 | 1 | 0 | 0 | 0 | 0 | 0 | 0 | 0 | 0 | 0 | 0 | 0 | 0 | 0 | 0 | 0 | 0 | 0 | 0 | 0 | 3441.7045
2025-08-28 | 12448.596 | 1.34 | 1.6 | 0 | 0 | 0 | 0 | 0 | 0 | 1 | 0 | 0 | 0 | 0 | 0 | 0 | 0 | 0 | 0 | 0 | 0 | 0 | 0 | 0 | 0 | 0 | 0 | 0 | 3728.8259
2025-08-28 | 12296.443 | 1.24 | 1.54 | 0 | 0 | 0 | 0 | 0 | 0 | 0 | 1 | 0 | 0 | 0 | 0 | 0 | 0 | 0 | 0 | 0 | 0 | 0 | 0 | 0 | 0 | 0 | 0 | 0 | 4101.645
2025-08-28 | 12187.344 | 0.46 | 1.97 | 0 | 0 | 0 | 0 | 0 | 0 | 0 | 0 | 1 | 0 | 0 | 0 | 0 | 0 | 0 | 0 | 0 | 0 | 0 | 0 | 0 | 0 | 0 | 0 | 0 | 4557.7389
2025-08-28 | 12238.896 | 0.04 | 3.14 | 0 | 0 | 0 | 0 | 0 | 0 | 0 | 0 | 0 | 1 | 0 | 0 | 0 | 0 | 0 | 0 | 0 | 0 | 0 | 0 | 0 | 0 | 0 | 0 | 0 | 5153.3647
2025-08-28 | 12159.626 | 0 | 4.22 | 0 | 0 | 0 | 0 | 0 | 0 | 0 | 0 | 0 | 0 | 1 | 0 | 0 | 0 | 0 | 0 | 0 | 0 | 0 | 0 | 0 | 0 | 0 | 0 | 0 | 5598.5889
2025-08-28 | 12167.183 | 0.1 | 5.26 | 0 | 0 | 0 | 0 | 0 | 0 | 0 | 0 | 0 | 0 | 0 | 1 | 0 | 0 | 0 | 0 | 0 | 0 | 0 | 0 | 0 | 0 | 0 | 0 | 0 | 5998.7545
2025-08-28 | 12758.781 | 0.06 | 5.85 | 0 | 0 | 0 | 0 | 0 | 0 | 0 | 0 | 0 | 0 | 0 | 0 | 1 | 0 | 0 | 0 | 0 | 0 | 0 | 0 | 0 | 0 | 0 | 0 | 0 | 6210.8052
2025-08-28 | 14378.268 | 0.05 | 6.18 | 0 | 0 | 0 | 0 | 0 | 0 | 0 | 0 | 0 | 0 | 0 | 0 | 0 | 1 | 0 | 0 | 0 | 0 | 0 | 0 | 0 | 0 | 0 | 0 | 0 | 6229.2424
2025-08-28 | 16028.532 | 0.07 | 6.38 | 0 | 0 | 0 | 0 | 0 | 0 | 0 | 0 | 0 | 0 | 0 | 0 | 0 | 0 | 1 | 0 | 0 | 0 | 0 | 0 | 0 | 0 | 0 | 0 | 0 | 6242.5252
2025-08-28 | 15753.208 | 0.15 | 6.73 | 0 | 0 | 0 | 0 | 0 | 0 | 0 | 0 | 0 | 0 | 0 | 0 | 0 | 0 | 0 | 1 | 0 | 0 | 0 | 0 | 0 | 0 | 0 | 0 | 0 | 6466.113
2025-08-28 | 15672.904 | 0.14 | 6.89 | 0 | 0 | 0 | 0 | 0 | 0 | 0 | 0 | 0 | 0 | 0 | 0 | 0 | 0 | 0 | 0 | 1 | 0 | 0 | 0 | 0 | 0 | 0 | 0 | 0 | 6910.4251
2025-08-28 | 15195 | 0.06 | 6.41 | 0 | 0 | 0 | 0 | 0 | 0 | 0 | 0 | 0 | 0 | 0 | 0 | 0 | 0 | 0 | 0 | 0 | 1 | 0 | 0 | 0 | 0 | 0 | 0 | 0 | 7286.1175
2025-08-28 | 14151.636 | 0 | 5.64 | 0 | 0 | 0 | 0 | 0 | 0 | 0 | 0 | 0 | 0 | 0 | 0 | 0 | 0 | 0 | 0 | 0 | 0 | 1 | 0 | 0 | 0 | 0 | 0 | 0 | 7220.2756
2025-08-28 | 12462.295 | 0.03 | 4.61 | 0 | 0 | 0 | 0 | 0 | 0 | 0 | 0 | 0 | 0 | 0 | 0 | 0 | 0 | 0 | 0 | 0 | 0 | 0 | 1 | 0 | 0 | 0 | 0 | 0 | 6857.1311
2025-08-28 | 11079.791 | 0.24 | 3.69 | 0 | 0 | 0 | 0 | 0 | 0 | 0 | 0 | 0 | 0 | 0 | 0 | 0 | 0 | 0 | 0 | 0 | 0 | 0 | 0 | 1 | 0 | 0 | 0 | 0 | 6512.8361
2025-08-28 | 10207.735 | 0.41 | 3.29 | 0 | 0 | 0 | 0 | 0 | 0 | 0 | 0 | 0 | 0 | 0 | 0 | 0 | 0 | 0 | 0 | 0 | 0 | 0 | 0 | 0 | 1 | 0 | 0 | 0 | 6149.7749
2025-08-28 | 9677.151 | 0.57 | 3.02 | 0 | 0 | 0 | 0 | 0 | 0 | 0 | 0 | 0 | 0 | 0 | 0 | 0 | 0 | 0 | 0 | 0 | 0 | 0 | 0 | 0 | 0 | 1 | 0 | 0 | 5532.8111
2025-08-28 | 9414.215 | 0.6 | 2.73 | 0 | 0 | 0 | 0 | 0 | 0 | 0 | 0 | 0 | 0 | 0 | 0 | 0 | 0 | 0 | 0 | 0 | 0 | 0 | 0 | 0 | 0 | 0 | 1 | 0 | 4805.4434
2025-08-28 | 9221.188 | 0.61 | 2.27 | 0 | 0 | 0 | 0 | 0 | 0 | 0 | 0 | 0 | 0 | 0 | 0 | 0 | 0 | 0 | 0 | 0 | 0 | 0 | 0 | 0 | 0 | 0 | 0 | 1 | 4129.2011
2025-08-29 | 9363.052 | 0.93 | 2.08 | 0 | 1 | 0 | 0 | 0 | 0 | 0 | 0 | 0 | 0 | 0 | 0 | 0 | 0 | 0 | 0 | 0 | 0 | 0 | 0 | 0 | 0 | 0 | 0 | 0 | 3741.8908
2025-08-29 | 9934.064 | 1 | 1.93 | 0 | 0 | 1 | 0 | 0 | 0 | 0 | 0 | 0 | 0 | 0 | 0 | 0 | 0 | 0 | 0 | 0 | 0 | 0 | 0 | 0 | 0 | 0 | 0 | 0 | 3481.5523
2025-08-29 | 10786.17 | 1.32 | 1.86 | 0 | 0 | 0 | 1 | 0 | 0 | 0 | 0 | 0 | 0 | 0 | 0 | 0 | 0 | 0 | 0 | 0 | 0 | 0 | 0 | 0 | 0 | 0 | 0 | 0 | 3373.3442
2025-08-29 | 11642.239 | 1.39 | 1.76 | 0 | 0 | 0 | 0 | 1 | 0 | 0 | 0 | 0 | 0 | 0 | 0 | 0 | 0 | 0 | 0 | 0 | 0 | 0 | 0 | 0 | 0 | 0 | 0 | 0 | 3317.2526
2025-08-29 | 11928.497 | 1.66 | 1.71 | 0 | 0 | 0 | 0 | 0 | 1 | 0 | 0 | 0 | 0 | 0 | 0 | 0 | 0 | 0 | 0 | 0 | 0 | 0 | 0 | 0 | 0 | 0 | 0 | 0 | 3474.6502
2025-08-29 | 11773.709 | 1.77 | 1.76 | 0 | 0 | 0 | 0 | 0 | 0 | 1 | 0 | 0 | 0 | 0 | 0 | 0 | 0 | 0 | 0 | 0 | 0 | 0 | 0 | 0 | 0 | 0 | 0 | 0 | 3834.8691
2025-08-29 | 11642.458 | 1.69 | 1.75 | 0 | 0 | 0 | 0 | 0 | 0 | 0 | 1 | 0 | 0 | 0 | 0 | 0 | 0 | 0 | 0 | 0 | 0 | 0 | 0 | 0 | 0 | 0 | 0 | 0 | 4228.2451
2025-08-29 | 11685.908 | 1.06 | 2.26 | 0 | 0 | 0 | 0 | 0 | 0 | 0 | 0 | 1 | 0 | 0 | 0 | 0 | 0 | 0 | 0 | 0 | 0 | 0 | 0 | 0 | 0 | 0 | 0 | 0 | 4730.2104
2025-08-29 | 11906.073 | 0.59 | 3.17 | 0 | 0 | 0 | 0 | 0 | 0 | 0 | 0 | 0 | 1 | 0 | 0 | 0 | 0 | 0 | 0 | 0 | 0 | 0 | 0 | 0 | 0 | 0 | 0 | 0 | 5224.8805
2025-08-29 | 12014.223 | 0.36 | 4.38 | 0 | 0 | 0 | 0 | 0 | 0 | 0 | 0 | 0 | 0 | 1 | 0 | 0 | 0 | 0 | 0 | 0 | 0 | 0 | 0 | 0 | 0 | 0 | 0 | 0 | 5696.9319
2025-08-29 | 12129.009 | 0.31 | 5.53 | 0 | 0 | 0 | 0 | 0 | 0 | 0 | 0 | 0 | 0 | 0 | 1 | 0 | 0 | 0 | 0 | 0 | 0 | 0 | 0 | 0 | 0 | 0 | 0 | 0 | 6120.9821
2025-08-29 | 12587.958 | 0.24 | 6 | 0 | 0 | 0 | 0 | 0 | 0 | 0 | 0 | 0 | 0 | 0 | 0 | 1 | 0 | 0 | 0 | 0 | 0 | 0 | 0 | 0 | 0 | 0 | 0 | 0 | 6285.6762
2025-08-29 | 14013.617 | 0.21 | 6.43 | 0 | 0 | 0 | 0 | 0 | 0 | 0 | 0 | 0 | 0 | 0 | 0 | 0 | 1 | 0 | 0 | 0 | 0 | 0 | 0 | 0 | 0 | 0 | 0 | 0 | 6338.6271
2025-08-29 | 15488.363 | 0.2 | 6.42 | 0 | 0 | 0 | 0 | 0 | 0 | 0 | 0 | 0 | 0 | 0 | 0 | 0 | 0 | 1 | 0 | 0 | 0 | 0 | 0 | 0 | 0 | 0 | 0 | 0 | 6271.511
2025-08-29 | 15118.933 | 0.14 | 6.09 | 0 | 0 | 0 | 0 | 0 | 0 | 0 | 0 | 0 | 0 | 0 | 0 | 0 | 0 | 0 | 1 | 0 | 0 | 0 | 0 | 0 | 0 | 0 | 0 | 0 | 6230.0454
2025-08-29 | 14914.846 | 0.03 | 6.42 | 0 | 0 | 0 | 0 | 0 | 0 | 0 | 0 | 0 | 0 | 0 | 0 | 0 | 0 | 0 | 0 | 1 | 0 | 0 | 0 | 0 | 0 | 0 | 0 | 0 | 6725.7705
2025-08-29 | 14544.842 | 0.02 | 6.3 | 0 | 0 | 0 | 0 | 0 | 0 | 0 | 0 | 0 | 0 | 0 | 0 | 0 | 0 | 0 | 0 | 0 | 1 | 0 | 0 | 0 | 0 | 0 | 0 | 0 | 7241.3323
2025-08-29 | 13462.499 | 0.14 | 5.92 | 0 | 0 | 0 | 0 | 0 | 0 | 0 | 0 | 0 | 0 | 0 | 0 | 0 | 0 | 0 | 0 | 0 | 0 | 1 | 0 | 0 | 0 | 0 | 0 | 0 | 7338.4743
2025-08-29 | 11926.829 | 0.14 | 5.39 | 0 | 0 | 0 | 0 | 0 | 0 | 0 | 0 | 0 | 0 | 0 | 0 | 0 | 0 | 0 | 0 | 0 | 0 | 0 | 1 | 0 | 0 | 0 | 0 | 0 | 7155.5981
2025-08-29 | 10561.01 | 0.28 | 4.36 | 0 | 0 | 0 | 0 | 0 | 0 | 0 | 0 | 0 | 0 | 0 | 0 | 0 | 0 | 0 | 0 | 0 | 0 | 0 | 0 | 1 | 0 | 0 | 0 | 0 | 6763.2178
2025-08-29 | 9725.309 | 0.35 | 3.74 | 0 | 0 | 0 | 0 | 0 | 0 | 0 | 0 | 0 | 0 | 0 | 0 | 0 | 0 | 0 | 0 | 0 | 0 | 0 | 0 | 0 | 1 | 0 | 0 | 0 | 6308.3863
2025-08-29 | 9140.607 | 0.49 | 2.97 | 0 | 0 | 0 | 0 | 0 | 0 | 0 | 0 | 0 | 0 | 0 | 0 | 0 | 0 | 0 | 0 | 0 | 0 | 0 | 0 | 0 | 0 | 1 | 0 | 0 | 5505.654
2025-08-29 | 8782.606 | 0.69 | 2.03 | 0 | 0 | 0 | 0 | 0 | 0 | 0 | 0 | 0 | 0 | 0 | 0 | 0 | 0 | 0 | 0 | 0 | 0 | 0 | 0 | 0 | 0 | 0 | 1 | 0 | 4558.3479
2025-08-29 | 8605.61 | 1.08 | 1.78 | 0 | 0 | 0 | 0 | 0 | 0 | 0 | 0 | 0 | 0 | 0 | 0 | 0 | 0 | 0 | 0 | 0 | 0 | 0 | 0 | 0 | 0 | 0 | 0 | 1 | 4001.0056
2025-08-30 | 8669.894 | 1.4 | 1.26 | 1 | 1 | 0 | 0 | 0 | 0 | 0 | 0 | 0 | 0 | 0 | 0 | 0 | 0 | 0 | 0 | 0 | 0 | 0 | 0 | 0 | 0 | 0 | 0 | 0 | 3771.0146
2025-08-30 | 9074.133 | 1.57 | 1.36 | 1 | 0 | 1 | 0 | 0 | 0 | 0 | 0 | 0 | 0 | 0 | 0 | 0 | 0 | 0 | 0 | 0 | 0 | 0 | 0 | 0 | 0 | 0 | 0 | 0 | 3613.4606
2025-08-30 | 9971.924 | 1.77 | 1.14 | 1 | 0 | 0 | 1 | 0 | 0 | 0 | 0 | 0 | 0 | 0 | 0 | 0 | 0 | 0 | 0 | 0 | 0 | 0 | 0 | 0 | 0 | 0 | 0 | 0 | 3436.9816
2025-08-30 | 10656.086 | 2.13 | 1 | 1 | 0 | 0 | 0 | 1 | 0 | 0 | 0 | 0 | 0 | 0 | 0 | 0 | 0 | 0 | 0 | 0 | 0 | 0 | 0 | 0 | 0 | 0 | 0 | 0 | 3398.1054
2025-08-30 | 10930.482 | 2.08 | 0.7 | 1 | 0 | 0 | 0 | 0 | 1 | 0 | 0 | 0 | 0 | 0 | 0 | 0 | 0 | 0 | 0 | 0 | 0 | 0 | 0 | 0 | 0 | 0 | 0 | 0 | 3428.5178
2025-08-30 | 10723.007 | 2.22 | 0.67 | 1 | 0 | 0 | 0 | 0 | 0 | 1 | 0 | 0 | 0 | 0 | 0 | 0 | 0 | 0 | 0 | 0 | 0 | 0 | 0 | 0 | 0 | 0 | 0 | 0 | 3762.6659
2025-08-30 | 10724.724 | 2.15 | 0.68 | 1 | 0 | 0 | 0 | 0 | 0 | 0 | 1 | 0 | 0 | 0 | 0 | 0 | 0 | 0 | 0 | 0 | 0 | 0 | 0 | 0 | 0 | 0 | 0 | 0 | 4164.4847
2025-08-30 | 10766.52 | 1.36 | 1 | 1 | 0 | 0 | 0 | 0 | 0 | 0 | 0 | 1 | 0 | 0 | 0 | 0 | 0 | 0 | 0 | 0 | 0 | 0 | 0 | 0 | 0 | 0 | 0 | 0 | 4579.0935
2025-08-30 | 10747.578 | 0.59 | 1.57 | 1 | 0 | 0 | 0 | 0 | 0 | 0 | 0 | 0 | 1 | 0 | 0 | 0 | 0 | 0 | 0 | 0 | 0 | 0 | 0 | 0 | 0 | 0 | 0 | 0 | 4915.9361
2025-08-30 | 10776.078 | 0.29 | 2.58 | 1 | 0 | 0 | 0 | 0 | 0 | 0 | 0 | 0 | 0 | 1 | 0 | 0 | 0 | 0 | 0 | 0 | 0 | 0 | 0 | 0 | 0 | 0 | 0 | 0 | 5306.8599
2025-08-30 | 10737.863 | 0.2 | 3.27 | 1 | 0 | 0 | 0 | 0 | 0 | 0 | 0 | 0 | 0 | 0 | 1 | 0 | 0 | 0 | 0 | 0 | 0 | 0 | 0 | 0 | 0 | 0 | 0 | 0 | 5557.6271
2025-08-30 | 11185.75 | 0.16 | 4.08 | 1 | 0 | 0 | 0 | 0 | 0 | 0 | 0 | 0 | 0 | 0 | 0 | 1 | 0 | 0 | 0 | 0 | 0 | 0 | 0 | 0 | 0 | 0 | 0 | 0 | 5850.4478
2025-08-30 | 12614.192 | 0.2 | 4.69 | 1 | 0 | 0 | 0 | 0 | 0 | 0 | 0 | 0 | 0 | 0 | 0 | 0 | 1 | 0 | 0 | 0 | 0 | 0 | 0 | 0 | 0 | 0 | 0 | 0 | 5977.1835
2025-08-30 | 14056.824 | 0.04 | 4.99 | 1 | 0 | 0 | 0 | 0 | 0 | 0 | 0 | 0 | 0 | 0 | 0 | 0 | 0 | 1 | 0 | 0 | 0 | 0 | 0 | 0 | 0 | 0 | 0 | 0 | 6007.3794
2025-08-30 | 13881.142 | 0.02 | 5.23 | 1 | 0 | 0 | 0 | 0 | 0 | 0 | 0 | 0 | 0 | 0 | 0 | 0 | 0 | 0 | 1 | 0 | 0 | 0 | 0 | 0 | 0 | 0 | 0 | 0 | 6179.5819
2025-08-30 | 13862.306 | 0 | 5.65 | 1 | 0 | 0 | 0 | 0 | 0 | 0 | 0 | 0 | 0 | 0 | 0 | 0 | 0 | 0 | 0 | 1 | 0 | 0 | 0 | 0 | 0 | 0 | 0 | 0 | 6718.2495
2025-08-30 | 13742.348 | 0.01 | 5.44 | 1 | 0 | 0 | 0 | 0 | 0 | 0 | 0 | 0 | 0 | 0 | 0 | 0 | 0 | 0 | 0 | 0 | 1 | 0 | 0 | 0 | 0 | 0 | 0 | 0 | 7202.9691
2025-08-30 | 12756.201 | 0.17 | 4.57 | 1 | 0 | 0 | 0 | 0 | 0 | 0 | 0 | 0 | 0 | 0 | 0 | 0 | 0 | 0 | 0 | 0 | 0 | 1 | 0 | 0 | 0 | 0 | 0 | 0 | 7124.6142
2025-08-30 | 11385.927 | 0.22 | 3.8 | 1 | 0 | 0 | 0 | 0 | 0 | 0 | 0 | 0 | 0 | 0 | 0 | 0 | 0 | 0 | 0 | 0 | 0 | 0 | 1 | 0 | 0 | 0 | 0 | 0 | 6859.1253
2025-08-30 | 9976.051 | 0.26 | 3.06 | 1 | 0 | 0 | 0 | 0 | 0 | 0 | 0 | 0 | 0 | 0 | 0 | 0 | 0 | 0 | 0 | 0 | 0 | 0 | 0 | 1 | 0 | 0 | 0 | 0 | 6562.2144
2025-08-30 | 9053.571 | 0.34 | 2.83 | 1 | 0 | 0 | 0 | 0 | 0 | 0 | 0 | 0 | 0 | 0 | 0 | 0 | 0 | 0 | 0 | 0 | 0 | 0 | 0 | 0 | 1 | 0 | 0 | 0 | 6251.6662
2025-08-30 | 8666.502 | 0.54 | 2.23 | 1 | 0 | 0 | 0 | 0 | 0 | 0 | 0 | 0 | 0 | 0 | 0 | 0 | 0 | 0 | 0 | 0 | 0 | 0 | 0 | 0 | 0 | 1 | 0 | 0 | 5517.9474
2025-08-30 | 8442.394 | 0.81 | 1.69 | 1 | 0 | 0 | 0 | 0 | 0 | 0 | 0 | 0 | 0 | 0 | 0 | 0 | 0 | 0 | 0 | 0 | 0 | 0 | 0 | 0 | 0 | 0 | 1 | 0 | 4725.1962
2025-08-30 | 8199.464 | 1.2 | 1.22 | 1 | 0 | 0 | 0 | 0 | 0 | 0 | 0 | 0 | 0 | 0 | 0 | 0 | 0 | 0 | 0 | 0 | 0 | 0 | 0 | 0 | 0 | 0 | 0 | 1 | 4087.0838
2025-08-31 | 8309.255 | 1.54 | 1.15 | 1 | 1 | 0 | 0 | 0 | 0 | 0 | 0 | 0 | 0 | 0 | 0 | 0 | 0 | 0 | 0 | 0 | 0 | 0 | 0 | 0 | 0 | 0 | 0 | 0 | 3746.03
2025-08-31 | 8833.254 | 1.97 | 1.02 | 1 | 0 | 1 | 0 | 0 | 0 | 0 | 0 | 0 | 0 | 0 | 0 | 0 | 0 | 0 | 0 | 0 | 0 | 0 | 0 | 0 | 0 | 0 | 0 | 0 | 3532.6353
2025-08-31 | 9677.012 | 2.19 | 0.92 | 1 | 0 | 0 | 1 | 0 | 0 | 0 | 0 | 0 | 0 | 0 | 0 | 0 | 0 | 0 | 0 | 0 | 0 | 0 | 0 | 0 | 0 | 0 | 0 | 0 | 3402.4128
2025-08-31 | 10500.692 | 2.59 | 0.85 | 1 | 0 | 0 | 0 | 1 | 0 | 0 | 0 | 0 | 0 | 0 | 0 | 0 | 0 | 0 | 0 | 0 | 0 | 0 | 0 | 0 | 0 | 0 | 0 | 0 | 3393.6363
2025-08-31 | 10733.638 | 2.8 | 0.86 | 1 | 0 | 0 | 0 | 0 | 1 | 0 | 0 | 0 | 0 | 0 | 0 | 0 | 0 | 0 | 0 | 0 | 0 | 0 | 0 | 0 | 0 | 0 | 0 | 0 | 3566.462
2025-08-31 | 10356.852 | 2.95 | 0.78 | 1 | 0 | 0 | 0 | 0 | 0 | 1 | 0 | 0 | 0 | 0 | 0 | 0 | 0 | 0 | 0 | 0 | 0 | 0 | 0 | 0 | 0 | 0 | 0 | 0 | 3883.3532
2025-08-31 | 10274.049 | 2.92 | 0.82 | 1 | 0 | 0 | 0 | 0 | 0 | 0 | 1 | 0 | 0 | 0 | 0 | 0 | 0 | 0 | 0 | 0 | 0 | 0 | 0 | 0 | 0 | 0 | 0 | 0 | 4300.5862
2025-08-31 | 10454.867 | 1.97 | 0.88 | 1 | 0 | 0 | 0 | 0 | 0 | 0 | 0 | 1 | 0 | 0 | 0 | 0 | 0 | 0 | 0 | 0 | 0 | 0 | 0 | 0 | 0 | 0 | 0 | 0 | 4602.139
2025-08-31 | 10236.876 | 1.01 | 1.42 | 1 | 0 | 0 | 0 | 0 | 0 | 0 | 0 | 0 | 1 | 0 | 0 | 0 | 0 | 0 | 0 | 0 | 0 | 0 | 0 | 0 | 0 | 0 | 0 | 0 | 4907.0669
2025-08-31 | 9635.211 | 0.4 | 2.22 | 1 | 0 | 0 | 0 | 0 | 0 | 0 | 0 | 0 | 0 | 1 | 0 | 0 | 0 | 0 | 0 | 0 | 0 | 0 | 0 | 0 | 0 | 0 | 0 | 0 | 5186.791
2025-08-31 | 9455.706 | 0.13 | 3.12 | 1 | 0 | 0 | 0 | 0 | 0 | 0 | 0 | 0 | 0 | 0 | 1 | 0 | 0 | 0 | 0 | 0 | 0 | 0 | 0 | 0 | 0 | 0 | 0 | 0 | 5494.8563
2025-08-31 | 10071.347 | 0 | 3.97 | 1 | 0 | 0 | 0 | 0 | 0 | 0 | 0 | 0 | 0 | 0 | 0 | 1 | 0 | 0 | 0 | 0 | 0 | 0 | 0 | 0 | 0 | 0 | 0 | 0 | 5792.4622
2025-08-31 | 11890.274 | 0.12 | 4.61 | 1 | 0 | 0 | 0 | 0 | 0 | 0 | 0 | 0 | 0 | 0 | 0 | 0 | 1 | 0 | 0 | 0 | 0 | 0 | 0 | 0 | 0 | 0 | 0 | 0 | 5939.0123
2025-08-31 | 13413.635 | 0 | 5.34 | 1 | 0 | 0 | 0 | 0 | 0 | 0 | 0 | 0 | 0 | 0 | 0 | 0 | 0 | 1 | 0 | 0 | 0 | 0 | 0 | 0 | 0 | 0 | 0 | 0 | 6131.4771
2025-08-31 | 13214.764 | 0 | 5.77 | 1 | 0 | 0 | 0 | 0 | 0 | 0 | 0 | 0 | 0 | 0 | 0 | 0 | 0 | 0 | 1 | 0 | 0 | 0 | 0 | 0 | 0 | 0 | 0 | 0 | 6375.6357
2025-08-31 | 13276.819 | 0 | 5.37 | 1 | 0 | 0 | 0 | 0 | 0 | 0 | 0 | 0 | 0 | 0 | 0 | 0 | 0 | 0 | 0 | 1 | 0 | 0 | 0 | 0 | 0 | 0 | 0 | 0 | 6615.4512
2025-08-31 | 13083.759 | 0.12 | 5 | 1 | 0 | 0 | 0 | 0 | 0 | 0 | 0 | 0 | 0 | 0 | 0 | 0 | 0 | 0 | 0 | 0 | 1 | 0 | 0 | 0 | 0 | 0 | 0 | 0 | 7053.5292
2025-08-31 | 12166.455 | 0.2 | 4.41 | 1 | 0 | 0 | 0 | 0 | 0 | 0 | 0 | 0 | 0 | 0 | 0 | 0 | 0 | 0 | 0 | 0 | 0 | 1 | 0 | 0 | 0 | 0 | 0 | 0 | 7069.1724
2025-08-31 | 10918.823 | 0.26 | 3.58 | 1 | 0 | 0 | 0 | 0 | 0 | 0 | 0 | 0 | 0 | 0 | 0 | 0 | 0 | 0 | 0 | 0 | 0 | 0 | 1 | 0 | 0 | 0 | 0 | 0 | 6782.7553
2025-08-31 | 9516.965 | 0.39 | 2.6 | 1 | 0 | 0 | 0 | 0 | 0 | 0 | 0 | 0 | 0 | 0 | 0 | 0 | 0 | 0 | 0 | 0 | 0 | 0 | 0 | 1 | 0 | 0 | 0 | 0 | 6407.6319
2025-08-31 | 8473.431 | 0.48 | 1.87 | 1 | 0 | 0 | 0 | 0 | 0 | 0 | 0 | 0 | 0 | 0 | 0 | 0 | 0 | 0 | 0 | 0 | 0 | 0 | 0 | 0 | 1 | 0 | 0 | 0 | 5914.6153
2025-08-31 | 7961.593 | 0.56 | 1.29 | 1 | 0 | 0 | 0 | 0 | 0 | 0 | 0 | 0 | 0 | 0 | 0 | 0 | 0 | 0 | 0 | 0 | 0 | 0 | 0 | 0 | 0 | 1 | 0 | 0 | 5175.0388
2025-08-31 | 7584.381 | 0.79 | 0.72 | 1 | 0 | 0 | 0 | 0 | 0 | 0 | 0 | 0 | 0 | 0 | 0 | 0 | 0 | 0 | 0 | 0 | 0 | 0 | 0 | 0 | 0 | 0 | 1 | 0 | 4366.8735
2025-08-31 | 7771.432 | 1.25 | 0.36 | 1 | 0 | 0 | 0 | 0 | 0 | 0 | 0 | 0 | 0 | 0 | 0 | 0 | 0 | 0 | 0 | 0 | 0 | 0 | 0 | 0 | 0 | 0 | 0 | 1 | 3776.8463
2025-09-01 | 6781.871 | 1.63 | 0.24 | 0 | 1 | 0 | 0 | 0 | 0 | 0 | 0 | 0 | 0 | 0 | 0 | 0 | 0 | 0 | 0 | 0 | 0 | 0 | 0 | 0 | 0 | 0 | 0 | 0 | 3143.3613
2025-09-01 | 7061.876 | 2.23 | 0.17 | 0 | 0 | 1 | 0 | 0 | 0 | 0 | 0 | 0 | 0 | 0 | 0 | 0 | 0 | 0 | 0 | 0 | 0 | 0 | 0 | 0 | 0 | 0 | 0 | 0 | 2970.6954
2025-09-01 | 7508.791 | 2.67 | 0.14 | 0 | 0 | 0 | 1 | 0 | 0 | 0 | 0 | 0 | 0 | 0 | 0 | 0 | 0 | 0 | 0 | 0 | 0 | 0 | 0 | 0 | 0 | 0 | 0 | 0 | 2890.3732
2025-09-01 | 10656.116 | 2.86 | 0.14 | 0 | 0 | 0 | 0 | 1 | 0 | 0 | 0 | 0 | 0 | 0 | 0 | 0 | 0 | 0 | 0 | 0 | 0 | 0 | 0 | 0 | 0 | 0 | 0 | 0 | 2884.1956
2025-09-01 | 10267.574 | 3.38 | 0.18 | 0 | 0 | 0 | 0 | 0 | 1 | 0 | 0 | 0 | 0 | 0 | 0 | 0 | 0 | 0 | 0 | 0 | 0 | 0 | 0 | 0 | 0 | 0 | 0 | 0 | 3102.1363
2025-09-01 | 10425.594 | 3.53 | 0.18 | 0 | 0 | 0 | 0 | 0 | 0 | 1 | 0 | 0 | 0 | 0 | 0 | 0 | 0 | 0 | 0 | 0 | 0 | 0 | 0 | 0 | 0 | 0 | 0 | 0 | 3448.3985
2025-09-01 | 10781.529 | 3.26 | 0.14 | 0 | 0 | 0 | 0 | 0 | 0 | 0 | 1 | 0 | 0 | 0 | 0 | 0 | 0 | 0 | 0 | 0 | 0 | 0 | 0 | 0 | 0 | 0 | 0 | 0 | 3809.8598
2025-09-01 | 11043.011 | 2.42 | 0.42 | 0 | 0 | 0 | 0 | 0 | 0 | 0 | 0 | 1 | 0 | 0 | 0 | 0 | 0 | 0 | 0 | 0 | 0 | 0 | 0 | 0 | 0 | 0 | 0 | 0 | 4204.283
2025-09-01 | 11273.717 | 1.2 | 0.88 | 0 | 0 | 0 | 0 | 0 | 0 | 0 | 0 | 0 | 1 | 0 | 0 | 0 | 0 | 0 | 0 | 0 | 0 | 0 | 0 | 0 | 0 | 0 | 0 | 0 | 4451.2392
2025-09-01 | 11525.472 | 0.66 | 1.94 | 0 | 0 | 0 | 0 | 0 | 0 | 0 | 0 | 0 | 0 | 1 | 0 | 0 | 0 | 0 | 0 | 0 | 0 | 0 | 0 | 0 | 0 | 0 | 0 | 0 | 4834.1191
2025-09-01 | 11779.215 | 0.39 | 3.16 | 0 | 0 | 0 | 0 | 0 | 0 | 0 | 0 | 0 | 0 | 0 | 1 | 0 | 0 | 0 | 0 | 0 | 0 | 0 | 0 | 0 | 0 | 0 | 0 | 0 | 5259.6682
2025-09-01 | 12199.246 | 0.35 | 3.84 | 0 | 0 | 0 | 0 | 0 | 0 | 0 | 0 | 0 | 0 | 0 | 0 | 1 | 0 | 0 | 0 | 0 | 0 | 0 | 0 | 0 | 0 | 0 | 0 | 0 | 5504.7611
2025-09-01 | 13613.501 | 0.26 | 4.43 | 0 | 0 | 0 | 0 | 0 | 0 | 0 | 0 | 0 | 0 | 0 | 0 | 0 | 1 | 0 | 0 | 0 | 0 | 0 | 0 | 0 | 0 | 0 | 0 | 0 | 5609.8537
2025-09-01 | 14760.338 | 0.11 | 4.64 | 0 | 0 | 0 | 0 | 0 | 0 | 0 | 0 | 0 | 0 | 0 | 0 | 0 | 0 | 1 | 0 | 0 | 0 | 0 | 0 | 0 | 0 | 0 | 0 | 0 | 5608.1073
2025-09-01 | 14456.221 | 0.1 | 4.92 | 0 | 0 | 0 | 0 | 0 | 0 | 0 | 0 | 0 | 0 | 0 | 0 | 0 | 0 | 0 | 1 | 0 | 0 | 0 | 0 | 0 | 0 | 0 | 0 | 0 | 5796.0953
2025-09-01 | 14520.463 | 0.02 | 4.86 | 0 | 0 | 0 | 0 | 0 | 0 | 0 | 0 | 0 | 0 | 0 | 0 | 0 | 0 | 0 | 0 | 1 | 0 | 0 | 0 | 0 | 0 | 0 | 0 | 0 | 6151.9371
2025-09-01 | 14398.427 | 0.17 | 4.88 | 0 | 0 | 0 | 0 | 0 | 0 | 0 | 0 | 0 | 0 | 0 | 0 | 0 | 0 | 0 | 0 | 0 | 1 | 0 | 0 | 0 | 0 | 0 | 0 | 0 | 6736.4985
2025-09-01 | 13528.426 | 0.17 | 4.12 | 0 | 0 | 0 | 0 | 0 | 0 | 0 | 0 | 0 | 0 | 0 | 0 | 0 | 0 | 0 | 0 | 0 | 0 | 1 | 0 | 0 | 0 | 0 | 0 | 0 | 6680.9282
2025-09-01 | 12383.336 | 0.33 | 3.5 | 0 | 0 | 0 | 0 | 0 | 0 | 0 | 0 | 0 | 0 | 0 | 0 | 0 | 0 | 0 | 0 | 0 | 0 | 0 | 1 | 0 | 0 | 0 | 0 | 0 | 6482.6102
2025-09-01 | 11209.247 | 0.43 | 2.55 | 0 | 0 | 0 | 0 | 0 | 0 | 0 | 0 | 0 | 0 | 0 | 0 | 0 | 0 | 0 | 0 | 0 | 0 | 0 | 0 | 1 | 0 | 0 | 0 | 0 | 6115.2007
2025-09-01 | 10210.816 | 0.5 | 1.87 | 0 | 0 | 0 | 0 | 0 | 0 | 0 | 0 | 0 | 0 | 0 | 0 | 0 | 0 | 0 | 0 | 0 | 0 | 0 | 0 | 0 | 1 | 0 | 0 | 0 | 5638.3409
2025-09-01 | 9654.109 | 0.6 | 1.63 | 0 | 0 | 0 | 0 | 0 | 0 | 0 | 0 | 0 | 0 | 0 | 0 | 0 | 0 | 0 | 0 | 0 | 0 | 0 | 0 | 0 | 0 | 1 | 0 | 0 | 5025.791
2025-09-01 | 9257.456 | 0.79 | 1.32 | 0 | 0 | 0 | 0 | 0 | 0 | 0 | 0 | 0 | 0 | 0 | 0 | 0 | 0 | 0 | 0 | 0 | 0 | 0 | 0 | 0 | 0 | 0 | 1 | 0 | 4308.6811
2025-09-01 | 8987.774 | 1.09 | 1.14 | 0 | 0 | 0 | 0 | 0 | 0 | 0 | 0 | 0 | 0 | 0 | 0 | 0 | 0 | 0 | 0 | 0 | 0 | 0 | 0 | 0 | 0 | 0 | 0 | 1 | 3767.1381
2025-09-02 | 9093.647 | 1.53 | 1.11 | 0 | 1 | 0 | 0 | 0 | 0 | 0 | 0 | 0 | 0 | 0 | 0 | 0 | 0 | 0 | 0 | 0 | 0 | 0 | 0 | 0 | 0 | 0 | 0 | 0 | 3451.77
2025-09-02 | 9431.706 | 2.06 | 0.89 | 0 | 0 | 1 | 0 | 0 | 0 | 0 | 0 | 0 | 0 | 0 | 0 | 0 | 0 | 0 | 0 | 0 | 0 | 0 | 0 | 0 | 0 | 0 | 0 | 0 | 3216.3334
2025-09-02 | 9995.171 | 2.36 | 0.83 | 0 | 0 | 0 | 1 | 0 | 0 | 0 | 0 | 0 | 0 | 0 | 0 | 0 | 0 | 0 | 0 | 0 | 0 | 0 | 0 | 0 | 0 | 0 | 0 | 0 | 3109.5966
2025-09-02 | 10972.862 | 2.88 | 0.78 | 0 | 0 | 0 | 0 | 1 | 0 | 0 | 0 | 0 | 0 | 0 | 0 | 0 | 0 | 0 | 0 | 0 | 0 | 0 | 0 | 0 | 0 | 0 | 0 | 0 | 3121.3632
2025-09-02 | 12258.17 | 3.01 | 0.74 | 0 | 0 | 0 | 0 | 0 | 1 | 0 | 0 | 0 | 0 | 0 | 0 | 0 | 0 | 0 | 0 | 0 | 0 | 0 | 0 | 0 | 0 | 0 | 0 | 0 | 3267.0318
2025-09-02 | 13348.939 | 3.49 | 0.78 | 0 | 0 | 0 | 0 | 0 | 0 | 1 | 0 | 0 | 0 | 0 | 0 | 0 | 0 | 0 | 0 | 0 | 0 | 0 | 0 | 0 | 0 | 0 | 0 | 0 | 3664.2805
2025-09-02 | 13992.797 | 3.47 | 0.78 | 0 | 0 | 0 | 0 | 0 | 0 | 0 | 1 | 0 | 0 | 0 | 0 | 0 | 0 | 0 | 0 | 0 | 0 | 0 | 0 | 0 | 0 | 0 | 0 | 0 | 4067.928
2025-09-02 | 14325.671 | 2.47 | 0.9 | 0 | 0 | 0 | 0 | 0 | 0 | 0 | 0 | 1 | 0 | 0 | 0 | 0 | 0 | 0 | 0 | 0 | 0 | 0 | 0 | 0 | 0 | 0 | 0 | 0 | 4386.0088
2025-09-02 | 14066.146 | 1.23 | 1.51 | 0 | 0 | 0 | 0 | 0 | 0 | 0 | 0 | 0 | 1 | 0 | 0 | 0 | 0 | 0 | 0 | 0 | 0 | 0 | 0 | 0 | 0 | 0 | 0 | 0 | 4685.8354
2025-09-02 | 14043.609 | 0.46 | 2.46 | 0 | 0 | 0 | 0 | 0 | 0 | 0 | 0 | 0 | 0 | 1 | 0 | 0 | 0 | 0 | 0 | 0 | 0 | 0 | 0 | 0 | 0 | 0 | 0 | 0 | 5003.0296
2025-09-02 | 13638.684 | 0.35 | 3.65 | 0 | 0 | 0 | 0 | 0 | 0 | 0 | 0 | 0 | 0 | 0 | 1 | 0 | 0 | 0 | 0 | 0 | 0 | 0 | 0 | 0 | 0 | 0 | 0 | 0 | 5435.1651
2025-09-02 | 13589.555 | 0.12 | 4.48 | 0 | 0 | 0 | 0 | 0 | 0 | 0 | 0 | 0 | 0 | 0 | 0 | 1 | 0 | 0 | 0 | 0 | 0 | 0 | 0 | 0 | 0 | 0 | 0 | 0 | 5714.4279
2025-09-02 | 14629.571 | 0.04 | 5 | 0 | 0 | 0 | 0 | 0 | 0 | 0 | 0 | 0 | 0 | 0 | 0 | 0 | 1 | 0 | 0 | 0 | 0 | 0 | 0 | 0 | 0 | 0 | 0 | 0 | 5794.9209
2025-09-02 | 15168.874 | 0 | 5.38 | 0 | 0 | 0 | 0 | 0 | 0 | 0 | 0 | 0 | 0 | 0 | 0 | 0 | 0 | 1 | 0 | 0 | 0 | 0 | 0 | 0 | 0 | 0 | 0 | 0 | 5867.6882
2025-09-02 | 14600.499 | 0 | 5.6 | 0 | 0 | 0 | 0 | 0 | 0 | 0 | 0 | 0 | 0 | 0 | 0 | 0 | 0 | 0 | 1 | 0 | 0 | 0 | 0 | 0 | 0 | 0 | 0 | 0 | 6034.748
2025-09-02 | 13898.625 | 0 | 5.43 | 0 | 0 | 0 | 0 | 0 | 0 | 0 | 0 | 0 | 0 | 0 | 0 | 0 | 0 | 0 | 0 | 1 | 0 | 0 | 0 | 0 | 0 | 0 | 0 | 0 | 6359.005
2025-09-02 | 13462.039 | 0.06 | 5.36 | 0 | 0 | 0 | 0 | 0 | 0 | 0 | 0 | 0 | 0 | 0 | 0 | 0 | 0 | 0 | 0 | 0 | 1 | 0 | 0 | 0 | 0 | 0 | 0 | 0 | 6900.6239
2025-09-02 | 12705.684 | 0.08 | 4.81 | 0 | 0 | 0 | 0 | 0 | 0 | 0 | 0 | 0 | 0 | 0 | 0 | 0 | 0 | 0 | 0 | 0 | 0 | 1 | 0 | 0 | 0 | 0 | 0 | 0 | 6924.3523
2025-09-02 | 11474.517 | 0.21 | 4.04 | 0 | 0 | 0 | 0 | 0 | 0 | 0 | 0 | 0 | 0 | 0 | 0 | 0 | 0 | 0 | 0 | 0 | 0 | 0 | 1 | 0 | 0 | 0 | 0 | 0 | 6667.6636
2025-09-02 | 10370.447 | 0.4 | 3.08 | 0 | 0 | 0 | 0 | 0 | 0 | 0 | 0 | 0 | 0 | 0 | 0 | 0 | 0 | 0 | 0 | 0 | 0 | 0 | 0 | 1 | 0 | 0 | 0 | 0 | 6306.4831
2025-09-02 | 9451.538 | 0.59 | 2.37 | 0 | 0 | 0 | 0 | 0 | 0 | 0 | 0 | 0 | 0 | 0 | 0 | 0 | 0 | 0 | 0 | 0 | 0 | 0 | 0 | 0 | 1 | 0 | 0 | 0 | 5831.8096
2025-09-02 | 8860.247 | 0.83 | 1.92 | 0 | 0 | 0 | 0 | 0 | 0 | 0 | 0 | 0 | 0 | 0 | 0 | 0 | 0 | 0 | 0 | 0 | 0 | 0 | 0 | 0 | 0 | 1 | 0 | 0 | 5157.5614
2025-09-02 | 8494.563 | 1.13 | 1.55 | 0 | 0 | 0 | 0 | 0 | 0 | 0 | 0 | 0 | 0 | 0 | 0 | 0 | 0 | 0 | 0 | 0 | 0 | 0 | 0 | 0 | 0 | 0 | 1 | 0 | 4430.5236
2025-09-02 | 8385.775 | 1.4 | 1.25 | 0 | 0 | 0 | 0 | 0 | 0 | 0 | 0 | 0 | 0 | 0 | 0 | 0 | 0 | 0 | 0 | 0 | 0 | 0 | 0 | 0 | 0 | 0 | 0 | 1 | 3841.6241
2025-09-03 | 8663.097 | 1.54 | 1.18 | 0 | 1 | 0 | 0 | 0 | 0 | 0 | 0 | 0 | 0 | 0 | 0 | 0 | 0 | 0 | 0 | 0 | 0 | 0 | 0 | 0 | 0 | 0 | 0 | 0 | 3478.5696
2025-09-03 | 9073.28 | 1.99 | 1.06 | 0 | 0 | 1 | 0 | 0 | 0 | 0 | 0 | 0 | 0 | 0 | 0 | 0 | 0 | 0 | 0 | 0 | 0 | 0 | 0 | 0 | 0 | 0 | 0 | 0 | 3271.0464
2025-09-03 | 9753.71 | 2.36 | 0.8 | 0 | 0 | 0 | 1 | 0 | 0 | 0 | 0 | 0 | 0 | 0 | 0 | 0 | 0 | 0 | 0 | 0 | 0 | 0 | 0 | 0 | 0 | 0 | 0 | 0 | 3098.5825
2025-09-03 | 10728.718 | 2.92 | 0.74 | 0 | 0 | 0 | 0 | 1 | 0 | 0 | 0 | 0 | 0 | 0 | 0 | 0 | 0 | 0 | 0 | 0 | 0 | 0 | 0 | 0 | 0 | 0 | 0 | 0 | 3111.0778
2025-09-03 | 12031.737 | 2.92 | 0.62 | 0 | 0 | 0 | 0 | 0 | 1 | 0 | 0 | 0 | 0 | 0 | 0 | 0 | 0 | 0 | 0 | 0 | 0 | 0 | 0 | 0 | 0 | 0 | 0 | 0 | 3213.0751
2025-09-03 | 12714.662 | 3.04 | 0.6 | 0 | 0 | 0 | 0 | 0 | 0 | 1 | 0 | 0 | 0 | 0 | 0 | 0 | 0 | 0 | 0 | 0 | 0 | 0 | 0 | 0 | 0 | 0 | 0 | 0 | 3548.6944
2025-09-03 | 13370.891 | 2.91 | 0.7 | 0 | 0 | 0 | 0 | 0 | 0 | 0 | 1 | 0 | 0 | 0 | 0 | 0 | 0 | 0 | 0 | 0 | 0 | 0 | 0 | 0 | 0 | 0 | 0 | 0 | 3976.9553
2025-09-03 | 13628.997 | 2.05 | 1 | 0 | 0 | 0 | 0 | 0 | 0 | 0 | 0 | 1 | 0 | 0 | 0 | 0 | 0 | 0 | 0 | 0 | 0 | 0 | 0 | 0 | 0 | 0 | 0 | 0 | 4376.5212
2025-09-03 | 14020.812 | 0.74 | 1.61 | 0 | 0 | 0 | 0 | 0 | 0 | 0 | 0 | 0 | 1 | 0 | 0 | 0 | 0 | 0 | 0 | 0 | 0 | 0 | 0 | 0 | 0 | 0 | 0 | 0 | 4668.6476
2025-09-03 | 13790.126 | 0.19 | 3.29 | 0 | 0 | 0 | 0 | 0 | 0 | 0 | 0 | 0 | 0 | 1 | 0 | 0 | 0 | 0 | 0 | 0 | 0 | 0 | 0 | 0 | 0 | 0 | 0 | 0 | 5278.0523
2025-09-03 | 13973.976 | 0 | 4.41 | 0 | 0 | 0 | 0 | 0 | 0 | 0 | 0 | 0 | 0 | 0 | 1 | 0 | 0 | 0 | 0 | 0 | 0 | 0 | 0 | 0 | 0 | 0 | 0 | 0 | 5675.6879
2025-09-03 | 14083.996 | 0 | 5.47 | 0 | 0 | 0 | 0 | 0 | 0 | 0 | 0 | 0 | 0 | 0 | 0 | 1 | 0 | 0 | 0 | 0 | 0 | 0 | 0 | 0 | 0 | 0 | 0 | 0 | 6064.693
2025-09-03 | 15427.04 | 0 | 6.35 | 0 | 0 | 0 | 0 | 0 | 0 | 0 | 0 | 0 | 0 | 0 | 0 | 0 | 1 | 0 | 0 | 0 | 0 | 0 | 0 | 0 | 0 | 0 | 0 | 0 | 6286.1555
2025-09-03 | 16619.53 | 0.09 | 6.66 | 0 | 0 | 0 | 0 | 0 | 0 | 0 | 0 | 0 | 0 | 0 | 0 | 0 | 0 | 1 | 0 | 0 | 0 | 0 | 0 | 0 | 0 | 0 | 0 | 0 | 6347.5235
2025-09-03 | 16129.984 | 0 | 7.21 | 0 | 0 | 0 | 0 | 0 | 0 | 0 | 0 | 0 | 0 | 0 | 0 | 0 | 0 | 0 | 1 | 0 | 0 | 0 | 0 | 0 | 0 | 0 | 0 | 0 | 6625.8382
2025-09-03 | 15519.124 | 0 | 6.92 | 0 | 0 | 0 | 0 | 0 | 0 | 0 | 0 | 0 | 0 | 0 | 0 | 0 | 0 | 0 | 0 | 1 | 0 | 0 | 0 | 0 | 0 | 0 | 0 | 0 | 6906.0388
2025-09-03 | 15018.063 | 0 | 6.78 | 0 | 0 | 0 | 0 | 0 | 0 | 0 | 0 | 0 | 0 | 0 | 0 | 0 | 0 | 0 | 0 | 0 | 1 | 0 | 0 | 0 | 0 | 0 | 0 | 0 | 7415.3579
2025-09-03 | 13966.919 | 0 | 6.53 | 0 | 0 | 0 | 0 | 0 | 0 | 0 | 0 | 0 | 0 | 0 | 0 | 0 | 0 | 0 | 0 | 0 | 0 | 1 | 0 | 0 | 0 | 0 | 0 | 0 | 7547.0273
2025-09-03 | 12586.267 | 0 | 5.81 | 0 | 0 | 0 | 0 | 0 | 0 | 0 | 0 | 0 | 0 | 0 | 0 | 0 | 0 | 0 | 0 | 0 | 0 | 0 | 1 | 0 | 0 | 0 | 0 | 0 | 7294.3951
2025-09-03 | 11222.634 | 0.07 | 4.56 | 0 | 0 | 0 | 0 | 0 | 0 | 0 | 0 | 0 | 0 | 0 | 0 | 0 | 0 | 0 | 0 | 0 | 0 | 0 | 0 | 1 | 0 | 0 | 0 | 0 | 6813.5445
2025-09-03 | 10244.506 | 0.17 | 3.65 | 0 | 0 | 0 | 0 | 0 | 0 | 0 | 0 | 0 | 0 | 0 | 0 | 0 | 0 | 0 | 0 | 0 | 0 | 0 | 0 | 0 | 1 | 0 | 0 | 0 | 6255.5434
2025-09-03 | 9705.911 | 0.36 | 3.02 | 0 | 0 | 0 | 0 | 0 | 0 | 0 | 0 | 0 | 0 | 0 | 0 | 0 | 0 | 0 | 0 | 0 | 0 | 0 | 0 | 0 | 0 | 1 | 0 | 0 | 5509.7104
2025-09-03 | 9406.622 | 0.54 | 2.68 | 0 | 0 | 0 | 0 | 0 | 0 | 0 | 0 | 0 | 0 | 0 | 0 | 0 | 0 | 0 | 0 | 0 | 0 | 0 | 0 | 0 | 0 | 0 | 1 | 0 | 4780.4863
2025-09-03 | 9240.201 | 0.7 | 2.17 | 0 | 0 | 0 | 0 | 0 | 0 | 0 | 0 | 0 | 0 | 0 | 0 | 0 | 0 | 0 | 0 | 0 | 0 | 0 | 0 | 0 | 0 | 0 | 0 | 1 | 4102.3877
2025-09-04 | 9392.366 | 0.94 | 1.84 | 0 | 1 | 0 | 0 | 0 | 0 | 0 | 0 | 0 | 0 | 0 | 0 | 0 | 0 | 0 | 0 | 0 | 0 | 0 | 0 | 0 | 0 | 0 | 0 | 0 | 3654.878
2025-09-04 | 9836.316 | 1.3 | 1.47 | 0 | 0 | 1 | 0 | 0 | 0 | 0 | 0 | 0 | 0 | 0 | 0 | 0 | 0 | 0 | 0 | 0 | 0 | 0 | 0 | 0 | 0 | 0 | 0 | 0 | 3345.6704
2025-09-04 | 10446.152 | 1.55 | 1.39 | 0 | 0 | 0 | 1 | 0 | 0 | 0 | 0 | 0 | 0 | 0 | 0 | 0 | 0 | 0 | 0 | 0 | 0 | 0 | 0 | 0 | 0 | 0 | 0 | 0 | 3226.0907
2025-09-04 | 11277.683 | 1.98 | 1.25 | 0 | 0 | 0 | 0 | 1 | 0 | 0 | 0 | 0 | 0 | 0 | 0 | 0 | 0 | 0 | 0 | 0 | 0 | 0 | 0 | 0 | 0 | 0 | 0 | 0 | 3194.9147
2025-09-04 | 12012.962 | 2.03 | 1.2 | 0 | 0 | 0 | 0 | 0 | 1 | 0 | 0 | 0 | 0 | 0 | 0 | 0 | 0 | 0 | 0 | 0 | 0 | 0 | 0 | 0 | 0 | 0 | 0 | 0 | 3328.1116
2025-09-04 | 11939.7 | 2.05 | 0.81 | 0 | 0 | 0 | 0 | 0 | 0 | 1 | 0 | 0 | 0 | 0 | 0 | 0 | 0 | 0 | 0 | 0 | 0 | 0 | 0 | 0 | 0 | 0 | 0 | 0 | 3516.8901
2025-09-04 | 11504.332 | 2.09 | 0.6 | 0 | 0 | 0 | 0 | 0 | 0 | 0 | 1 | 0 | 0 | 0 | 0 | 0 | 0 | 0 | 0 | 0 | 0 | 0 | 0 | 0 | 0 | 0 | 0 | 0 | 3850.0391
2025-09-04 | 11531.592 | 1.69 | 0.82 | 0 | 0 | 0 | 0 | 0 | 0 | 0 | 0 | 1 | 0 | 0 | 0 | 0 | 0 | 0 | 0 | 0 | 0 | 0 | 0 | 0 | 0 | 0 | 0 | 0 | 4270.8354
2025-09-04 | 11524.116 | 0.9 | 1.2 | 0 | 0 | 0 | 0 | 0 | 0 | 0 | 0 | 0 | 1 | 0 | 0 | 0 | 0 | 0 | 0 | 0 | 0 | 0 | 0 | 0 | 0 | 0 | 0 | 0 | 4535.722
2025-09-04 | 11312.518 | 0.72 | 2.39 | 0 | 0 | 0 | 0 | 0 | 0 | 0 | 0 | 0 | 0 | 1 | 0 | 0 | 0 | 0 | 0 | 0 | 0 | 0 | 0 | 0 | 0 | 0 | 0 | 0 | 5005.9308
2025-09-04 | 11441.865 | 0.62 | 3.37 | 0 | 0 | 0 | 0 | 0 | 0 | 0 | 0 | 0 | 0 | 0 | 1 | 0 | 0 | 0 | 0 | 0 | 0 | 0 | 0 | 0 | 0 | 0 | 0 | 0 | 5362.0676
2025-09-04 | 12039.03 | 0.52 | 4.21 | 0 | 0 | 0 | 0 | 0 | 0 | 0 | 0 | 0 | 0 | 0 | 0 | 1 | 0 | 0 | 0 | 0 | 0 | 0 | 0 | 0 | 0 | 0 | 0 | 0 | 5659.3023
2025-09-04 | 13334.018 | 0.31 | 4.79 | 0 | 0 | 0 | 0 | 0 | 0 | 0 | 0 | 0 | 0 | 0 | 0 | 0 | 1 | 0 | 0 | 0 | 0 | 0 | 0 | 0 | 0 | 0 | 0 | 0 | 5747.5231
2025-09-04 | 14662.964 | 0.17 | 5.25 | 0 | 0 | 0 | 0 | 0 | 0 | 0 | 0 | 0 | 0 | 0 | 0 | 0 | 0 | 1 | 0 | 0 | 0 | 0 | 0 | 0 | 0 | 0 | 0 | 0 | 5838.6609
2025-09-04 | 14359.415 | 0.17 | 5.54 | 0 | 0 | 0 | 0 | 0 | 0 | 0 | 0 | 0 | 0 | 0 | 0 | 0 | 0 | 0 | 1 | 0 | 0 | 0 | 0 | 0 | 0 | 0 | 0 | 0 | 6031.4203
2025-09-04 | 14191.309 | 0.17 | 5.77 | 0 | 0 | 0 | 0 | 0 | 0 | 0 | 0 | 0 | 0 | 0 | 0 | 0 | 0 | 0 | 0 | 1 | 0 | 0 | 0 | 0 | 0 | 0 | 0 | 0 | 6502.532
2025-09-04 | 13696.8 | 0.16 | 5.46 | 0 | 0 | 0 | 0 | 0 | 0 | 0 | 0 | 0 | 0 | 0 | 0 | 0 | 0 | 0 | 0 | 0 | 1 | 0 | 0 | 0 | 0 | 0 | 0 | 0 | 6948.3378
2025-09-04 | 12837.436 | 0.17 | 4.92 | 0 | 0 | 0 | 0 | 0 | 0 | 0 | 0 | 0 | 0 | 0 | 0 | 0 | 0 | 0 | 0 | 0 | 0 | 1 | 0 | 0 | 0 | 0 | 0 | 0 | 6974.6376
2025-09-04 | 11492.293 | 0.21 | 3.95 | 0 | 0 | 0 | 0 | 0 | 0 | 0 | 0 | 0 | 0 | 0 | 0 | 0 | 0 | 0 | 0 | 0 | 0 | 0 | 1 | 0 | 0 | 0 | 0 | 0 | 6634.6213
2025-09-04 | 10016.228 | 0.51 | 2.65 | 0 | 0 | 0 | 0 | 0 | 0 | 0 | 0 | 0 | 0 | 0 | 0 | 0 | 0 | 0 | 0 | 0 | 0 | 0 | 0 | 1 | 0 | 0 | 0 | 0 | 6160.7146
2025-09-04 | 9165.613 | 0.9 | 2.22 | 0 | 0 | 0 | 0 | 0 | 0 | 0 | 0 | 0 | 0 | 0 | 0 | 0 | 0 | 0 | 0 | 0 | 0 | 0 | 0 | 0 | 1 | 0 | 0 | 0 | 5810.8401
2025-09-04 | 8492.138 | 1.12 | 2.19 | 0 | 0 | 0 | 0 | 0 | 0 | 0 | 0 | 0 | 0 | 0 | 0 | 0 | 0 | 0 | 0 | 0 | 0 | 0 | 0 | 0 | 0 | 1 | 0 | 0 | 5288.5893
2025-09-04 | 8074.725 | 1.2 | 1.83 | 0 | 0 | 0 | 0 | 0 | 0 | 0 | 0 | 0 | 0 | 0 | 0 | 0 | 0 | 0 | 0 | 0 | 0 | 0 | 0 | 0 | 0 | 0 | 1 | 0 | 4541.0221
2025-09-04 | 7861.172 | 1.45 | 1.56 | 0 | 0 | 0 | 0 | 0 | 0 | 0 | 0 | 0 | 0 | 0 | 0 | 0 | 0 | 0 | 0 | 0 | 0 | 0 | 0 | 0 | 0 | 0 | 0 | 1 | 3960.9367
2025-09-05 | 7983.64 | 1.88 | 1.02 | 0 | 1 | 0 | 0 | 0 | 0 | 0 | 0 | 0 | 0 | 0 | 0 | 0 | 0 | 0 | 0 | 0 | 0 | 0 | 0 | 0 | 0 | 0 | 0 | 0 | 3457.2288
2025-09-05 | 8487.945 | 1.9 | 0.88 | 0 | 0 | 1 | 0 | 0 | 0 | 0 | 0 | 0 | 0 | 0 | 0 | 0 | 0 | 0 | 0 | 0 | 0 | 0 | 0 | 0 | 0 | 0 | 0 | 0 | 3195.0615
2025-09-05 | 9205.094 | 2.27 | 0.69 | 0 | 0 | 0 | 1 | 0 | 0 | 0 | 0 | 0 | 0 | 0 | 0 | 0 | 0 | 0 | 0 | 0 | 0 | 0 | 0 | 0 | 0 | 0 | 0 | 0 | 3048.2972
2025-09-05 | 9911.026 | 2.61 | 0.71 | 0 | 0 | 0 | 0 | 1 | 0 | 0 | 0 | 0 | 0 | 0 | 0 | 0 | 0 | 0 | 0 | 0 | 0 | 0 | 0 | 0 | 0 | 0 | 0 | 0 | 3065.9628
2025-09-05 | 10881.808 | 2.67 | 0.78 | 0 | 0 | 0 | 0 | 0 | 1 | 0 | 0 | 0 | 0 | 0 | 0 | 0 | 0 | 0 | 0 | 0 | 0 | 0 | 0 | 0 | 0 | 0 | 0 | 0 | 3244.3162
2025-09-05 | 11305.24 | 2.68 | 0.78 | 0 | 0 | 0 | 0 | 0 | 0 | 1 | 0 | 0 | 0 | 0 | 0 | 0 | 0 | 0 | 0 | 0 | 0 | 0 | 0 | 0 | 0 | 0 | 0 | 0 | 3575.1779
2025-09-05 | 11596.188 | 2.57 | 0.84 | 0 | 0 | 0 | 0 | 0 | 0 | 0 | 1 | 0 | 0 | 0 | 0 | 0 | 0 | 0 | 0 | 0 | 0 | 0 | 0 | 0 | 0 | 0 | 0 | 0 | 3990.9534
2025-09-05 | 11861.032 | 1.72 | 1.2 | 0 | 0 | 0 | 0 | 0 | 0 | 0 | 0 | 1 | 0 | 0 | 0 | 0 | 0 | 0 | 0 | 0 | 0 | 0 | 0 | 0 | 0 | 0 | 0 | 0 | 4413.6475
2025-09-05 | 11963.867 | 0.87 | 2.09 | 0 | 0 | 0 | 0 | 0 | 0 | 0 | 0 | 0 | 1 | 0 | 0 | 0 | 0 | 0 | 0 | 0 | 0 | 0 | 0 | 0 | 0 | 0 | 0 | 0 | 4859.1736
2025-09-05 | 12008.716 | 0.34 | 3.41 | 0 | 0 | 0 | 0 | 0 | 0 | 0 | 0 | 0 | 0 | 1 | 0 | 0 | 0 | 0 | 0 | 0 | 0 | 0 | 0 | 0 | 0 | 0 | 0 | 0 | 5338.6092
2025-09-05 | 11924.666 | 0.14 | 4.52 | 0 | 0 | 0 | 0 | 0 | 0 | 0 | 0 | 0 | 0 | 0 | 1 | 0 | 0 | 0 | 0 | 0 | 0 | 0 | 0 | 0 | 0 | 0 | 0 | 0 | 5731.4734
2025-09-05 | 12347.397 | 0 | 5.21 | 0 | 0 | 0 | 0 | 0 | 0 | 0 | 0 | 0 | 0 | 0 | 0 | 1 | 0 | 0 | 0 | 0 | 0 | 0 | 0 | 0 | 0 | 0 | 0 | 0 | 5969.2374
2025-09-05 | 13522.922 | 0 | 5.67 | 0 | 0 | 0 | 0 | 0 | 0 | 0 | 0 | 0 | 0 | 0 | 0 | 0 | 1 | 0 | 0 | 0 | 0 | 0 | 0 | 0 | 0 | 0 | 0 | 0 | 6036.5025
2025-09-05 | 14342.894 | 0.27 | 5.94 | 0 | 0 | 0 | 0 | 0 | 0 | 0 | 0 | 0 | 0 | 0 | 0 | 0 | 0 | 1 | 0 | 0 | 0 | 0 | 0 | 0 | 0 | 0 | 0 | 0 | 6102.9856
2025-09-05 | 13942.37 | 0 | 6.53 | 0 | 0 | 0 | 0 | 0 | 0 | 0 | 0 | 0 | 0 | 0 | 0 | 0 | 0 | 0 | 1 | 0 | 0 | 0 | 0 | 0 | 0 | 0 | 0 | 0 | 6376.1852
2025-09-05 | 13888.746 | 0 | 6.79 | 0 | 0 | 0 | 0 | 0 | 0 | 0 | 0 | 0 | 0 | 0 | 0 | 0 | 0 | 0 | 0 | 1 | 0 | 0 | 0 | 0 | 0 | 0 | 0 | 0 | 6858.311
2025-09-05 | 13673.532 | 0 | 6.5 | 0 | 0 | 0 | 0 | 0 | 0 | 0 | 0 | 0 | 0 | 0 | 0 | 0 | 0 | 0 | 0 | 0 | 1 | 0 | 0 | 0 | 0 | 0 | 0 | 0 | 7312.5596
2025-09-05 | 12703.665 | 0 | 5.74 | 0 | 0 | 0 | 0 | 0 | 0 | 0 | 0 | 0 | 0 | 0 | 0 | 0 | 0 | 0 | 0 | 0 | 0 | 1 | 0 | 0 | 0 | 0 | 0 | 0 | 7256.9893
2025-09-05 | 11420.914 | 0 | 4.8 | 0 | 0 | 0 | 0 | 0 | 0 | 0 | 0 | 0 | 0 | 0 | 0 | 0 | 0 | 0 | 0 | 0 | 0 | 0 | 1 | 0 | 0 | 0 | 0 | 0 | 6923.587
2025-09-05 | 10159.282 | 0.25 | 3.59 | 0 | 0 | 0 | 0 | 0 | 0 | 0 | 0 | 0 | 0 | 0 | 0 | 0 | 0 | 0 | 0 | 0 | 0 | 0 | 0 | 1 | 0 | 0 | 0 | 0 | 6477.2224
2025-09-05 | 9138.531 | 0.52 | 3.12 | 0 | 0 | 0 | 0 | 0 | 0 | 0 | 0 | 0 | 0 | 0 | 0 | 0 | 0 | 0 | 0 | 0 | 0 | 0 | 0 | 0 | 1 | 0 | 0 | 0 | 6099.462
2025-09-05 | 8618.974 | 0.85 | 2.85 | 0 | 0 | 0 | 0 | 0 | 0 | 0 | 0 | 0 | 0 | 0 | 0 | 0 | 0 | 0 | 0 | 0 | 0 | 0 | 0 | 0 | 0 | 1 | 0 | 0 | 5501.1987
2025-09-05 | 8193.306 | 1.08 | 2.4 | 0 | 0 | 0 | 0 | 0 | 0 | 0 | 0 | 0 | 0 | 0 | 0 | 0 | 0 | 0 | 0 | 0 | 0 | 0 | 0 | 0 | 0 | 0 | 1 | 0 | 4737.0897
2025-09-05 | 8004.411 | 1.48 | 1.95 | 0 | 0 | 0 | 0 | 0 | 0 | 0 | 0 | 0 | 0 | 0 | 0 | 0 | 0 | 0 | 0 | 0 | 0 | 0 | 0 | 0 | 0 | 0 | 0 | 1 | 4107.4201
2025-09-06 | 8128.984 | 1.67 | 1.61 | 1 | 1 | 0 | 0 | 0 | 0 | 0 | 0 | 0 | 0 | 0 | 0 | 0 | 0 | 0 | 0 | 0 | 0 | 0 | 0 | 0 | 0 | 0 | 0 | 0 | 3929.2133
2025-09-06 | 8521.463 | 2.17 | 1.48 | 1 | 0 | 1 | 0 | 0 | 0 | 0 | 0 | 0 | 0 | 0 | 0 | 0 | 0 | 0 | 0 | 0 | 0 | 0 | 0 | 0 | 0 | 0 | 0 | 0 | 3723.5189
2025-09-06 | 9277.177 | 2.6 | 1.28 | 1 | 0 | 0 | 1 | 0 | 0 | 0 | 0 | 0 | 0 | 0 | 0 | 0 | 0 | 0 | 0 | 0 | 0 | 0 | 0 | 0 | 0 | 0 | 0 | 0 | 3579.6833
2025-09-06 | 10223.591 | 2.65 | 1.21 | 1 | 0 | 0 | 0 | 1 | 0 | 0 | 0 | 0 | 0 | 0 | 0 | 0 | 0 | 0 | 0 | 0 | 0 | 0 | 0 | 0 | 0 | 0 | 0 | 0 | 3532.4057
2025-09-06 | 11431.154 | 2.91 | 1.08 | 1 | 0 | 0 | 0 | 0 | 1 | 0 | 0 | 0 | 0 | 0 | 0 | 0 | 0 | 0 | 0 | 0 | 0 | 0 | 0 | 0 | 0 | 0 | 0 | 0 | 3659.3324
2025-09-06 | 11917.441 | 3 | 1.16 | 1 | 0 | 0 | 0 | 0 | 0 | 1 | 0 | 0 | 0 | 0 | 0 | 0 | 0 | 0 | 0 | 0 | 0 | 0 | 0 | 0 | 0 | 0 | 0 | 0 | 4028.3654
2025-09-06 | 12440.224 | 3.1 | 1.18 | 1 | 0 | 0 | 0 | 0 | 0 | 0 | 1 | 0 | 0 | 0 | 0 | 0 | 0 | 0 | 0 | 0 | 0 | 0 | 0 | 0 | 0 | 0 | 0 | 0 | 4452.556
2025-09-06 | 12500.328 | 2.43 | 1.26 | 1 | 0 | 0 | 0 | 0 | 0 | 0 | 0 | 1 | 0 | 0 | 0 | 0 | 0 | 0 | 0 | 0 | 0 | 0 | 0 | 0 | 0 | 0 | 0 | 0 | 4792.2524
2025-09-06 | 12435.189 | 1.28 | 1.69 | 1 | 0 | 0 | 0 | 0 | 0 | 0 | 0 | 0 | 1 | 0 | 0 | 0 | 0 | 0 | 0 | 0 | 0 | 0 | 0 | 0 | 0 | 0 | 0 | 0 | 5035.8947
2025-09-06 | 12237.996 | 0.48 | 2.24 | 1 | 0 | 0 | 0 | 0 | 0 | 0 | 0 | 0 | 0 | 1 | 0 | 0 | 0 | 0 | 0 | 0 | 0 | 0 | 0 | 0 | 0 | 0 | 0 | 0 | 5202.934
2025-09-06 | 11927.951 | 0.19 | 3.33 | 1 | 0 | 0 | 0 | 0 | 0 | 0 | 0 | 0 | 0 | 0 | 1 | 0 | 0 | 0 | 0 | 0 | 0 | 0 | 0 | 0 | 0 | 0 | 0 | 0 | 5578.5552
2025-09-06 | 12192.329 | 0 | 4.41 | 1 | 0 | 0 | 0 | 0 | 0 | 0 | 0 | 0 | 0 | 0 | 0 | 1 | 0 | 0 | 0 | 0 | 0 | 0 | 0 | 0 | 0 | 0 | 0 | 0 | 5954.0024
2025-09-06 | 13455.993 | 0 | 4.86 | 1 | 0 | 0 | 0 | 0 | 0 | 0 | 0 | 0 | 0 | 0 | 0 | 0 | 1 | 0 | 0 | 0 | 0 | 0 | 0 | 0 | 0 | 0 | 0 | 0 | 6017.5961
2025-09-06 | 14479.525 | 0 | 4.85 | 1 | 0 | 0 | 0 | 0 | 0 | 0 | 0 | 0 | 0 | 0 | 0 | 0 | 0 | 1 | 0 | 0 | 0 | 0 | 0 | 0 | 0 | 0 | 0 | 0 | 5951.5801
2025-09-06 | 13992.175 | 0.01 | 4.97 | 1 | 0 | 0 | 0 | 0 | 0 | 0 | 0 | 0 | 0 | 0 | 0 | 0 | 0 | 0 | 1 | 0 | 0 | 0 | 0 | 0 | 0 | 0 | 0 | 0 | 6083.0263
2025-09-06 | 13547.058 | 0.07 | 5.15 | 1 | 0 | 0 | 0 | 0 | 0 | 0 | 0 | 0 | 0 | 0 | 0 | 0 | 0 | 0 | 0 | 1 | 0 | 0 | 0 | 0 | 0 | 0 | 0 | 0 | 6542.3814
2025-09-06 | 13211.208 | 0.07 | 4.87 | 1 | 0 | 0 | 0 | 0 | 0 | 0 | 0 | 0 | 0 | 0 | 0 | 0 | 0 | 0 | 0 | 0 | 1 | 0 | 0 | 0 | 0 | 0 | 0 | 0 | 7000.3013
2025-09-06 | 12569.061 | 0.16 | 4.09 | 1 | 0 | 0 | 0 | 0 | 0 | 0 | 0 | 0 | 0 | 0 | 0 | 0 | 0 | 0 | 0 | 0 | 0 | 1 | 0 | 0 | 0 | 0 | 0 | 0 | 6947.2885
2025-09-06 | 11615.793 | 0.36 | 3.11 | 1 | 0 | 0 | 0 | 0 | 0 | 0 | 0 | 0 | 0 | 0 | 0 | 0 | 0 | 0 | 0 | 0 | 0 | 0 | 1 | 0 | 0 | 0 | 0 | 0 | 6621.2013
2025-09-06 | 10412.164 | 0.57 | 2.07 | 1 | 0 | 0 | 0 | 0 | 0 | 0 | 0 | 0 | 0 | 0 | 0 | 0 | 0 | 0 | 0 | 0 | 0 | 0 | 0 | 1 | 0 | 0 | 0 | 0 | 6232.8499
2025-09-06 | 9386.789 | 0.91 | 1.64 | 1 | 0 | 0 | 0 | 0 | 0 | 0 | 0 | 0 | 0 | 0 | 0 | 0 | 0 | 0 | 0 | 0 | 0 | 0 | 0 | 0 | 1 | 0 | 0 | 0 | 5877.4752
2025-09-06 | 8673.883 | 1.24 | 1.48 | 1 | 0 | 0 | 0 | 0 | 0 | 0 | 0 | 0 | 0 | 0 | 0 | 0 | 0 | 0 | 0 | 0 | 0 | 0 | 0 | 0 | 0 | 1 | 0 | 0 | 5319.597
2025-09-06 | 8281.462 | 1.67 | 1.3 | 1 | 0 | 0 | 0 | 0 | 0 | 0 | 0 | 0 | 0 | 0 | 0 | 0 | 0 | 0 | 0 | 0 | 0 | 0 | 0 | 0 | 0 | 0 | 1 | 0 | 4676.6156
2025-09-06 | 8027.256 | 2.06 | 1.19 | 1 | 0 | 0 | 0 | 0 | 0 | 0 | 0 | 0 | 0 | 0 | 0 | 0 | 0 | 0 | 0 | 0 | 0 | 0 | 0 | 0 | 0 | 0 | 0 | 1 | 4170.6724
2025-09-07 | 8023.389 | 2.24 | 1.2 | 1 | 1 | 0 | 0 | 0 | 0 | 0 | 0 | 0 | 0 | 0 | 0 | 0 | 0 | 0 | 0 | 0 | 0 | 0 | 0 | 0 | 0 | 0 | 0 | 0 | 3841.389
2025-09-07 | 8380.996 | 2.5 | 0.97 | 1 | 0 | 1 | 0 | 0 | 0 | 0 | 0 | 0 | 0 | 0 | 0 | 0 | 0 | 0 | 0 | 0 | 0 | 0 | 0 | 0 | 0 | 0 | 0 | 0 | 3572.5802
2025-09-07 | 9037.671 | 2.89 | 1.15 | 1 | 0 | 0 | 1 | 0 | 0 | 0 | 0 | 0 | 0 | 0 | 0 | 0 | 0 | 0 | 0 | 0 | 0 | 0 | 0 | 0 | 0 | 0 | 0 | 0 | 3563.8565
2025-09-07 | 10157.059 | 2.9 | 1.03 | 1 | 0 | 0 | 0 | 1 | 0 | 0 | 0 | 0 | 0 | 0 | 0 | 0 | 0 | 0 | 0 | 0 | 0 | 0 | 0 | 0 | 0 | 0 | 0 | 0 | 3493.8219
2025-09-07 | 11865.823 | 3.21 | 0.98 | 1 | 0 | 0 | 0 | 0 | 1 | 0 | 0 | 0 | 0 | 0 | 0 | 0 | 0 | 0 | 0 | 0 | 0 | 0 | 0 | 0 | 0 | 0 | 0 | 0 | 3655.6197
2025-09-07 | 13145.957 | 3.43 | 0.99 | 1 | 0 | 0 | 0 | 0 | 0 | 1 | 0 | 0 | 0 | 0 | 0 | 0 | 0 | 0 | 0 | 0 | 0 | 0 | 0 | 0 | 0 | 0 | 0 | 0 | 4013.2535
2025-09-07 | 13734.998 | 3.19 | 0.98 | 1 | 0 | 0 | 0 | 0 | 0 | 0 | 1 | 0 | 0 | 0 | 0 | 0 | 0 | 0 | 0 | 0 | 0 | 0 | 0 | 0 | 0 | 0 | 0 | 0 | 4389.029
2025-09-07 | 13631.694 | 2.44 | 1.18 | 1 | 0 | 0 | 0 | 0 | 0 | 0 | 0 | 1 | 0 | 0 | 0 | 0 | 0 | 0 | 0 | 0 | 0 | 0 | 0 | 0 | 0 | 0 | 0 | 0 | 4763.9815
2025-09-07 | 13555.623 | 1.67 | 1.53 | 1 | 0 | 0 | 0 | 0 | 0 | 0 | 0 | 0 | 1 | 0 | 0 | 0 | 0 | 0 | 0 | 0 | 0 | 0 | 0 | 0 | 0 | 0 | 0 | 0 | 5020.054
2025-09-07 | 13313.357 | 1 | 2.41 | 1 | 0 | 0 | 0 | 0 | 0 | 0 | 0 | 0 | 0 | 1 | 0 | 0 | 0 | 0 | 0 | 0 | 0 | 0 | 0 | 0 | 0 | 0 | 0 | 0 | 5322.5489
2025-09-07 | 13338.451 | 0.61 | 3.11 | 1 | 0 | 0 | 0 | 0 | 0 | 0 | 0 | 0 | 0 | 0 | 1 | 0 | 0 | 0 | 0 | 0 | 0 | 0 | 0 | 0 | 0 | 0 | 0 | 0 | 5543.9865
2025-09-07 | 13486.669 | 0.5 | 3.84 | 1 | 0 | 0 | 0 | 0 | 0 | 0 | 0 | 0 | 0 | 0 | 0 | 1 | 0 | 0 | 0 | 0 | 0 | 0 | 0 | 0 | 0 | 0 | 0 | 0 | 5799.736
2025-09-07 | 14743.668 | 0.35 | 4.68 | 1 | 0 | 0 | 0 | 0 | 0 | 0 | 0 | 0 | 0 | 0 | 0 | 0 | 1 | 0 | 0 | 0 | 0 | 0 | 0 | 0 | 0 | 0 | 0 | 0 | 5990.0126
2025-09-07 | 14835.374 | 0.53 | 5.04 | 1 | 0 | 0 | 0 | 0 | 0 | 0 | 0 | 0 | 0 | 0 | 0 | 0 | 0 | 1 | 0 | 0 | 0 | 0 | 0 | 0 | 0 | 0 | 0 | 0 | 6079.6377
2025-09-07 | 13954.894 | 0.8 | 4.58 | 1 | 0 | 0 | 0 | 0 | 0 | 0 | 0 | 0 | 0 | 0 | 0 | 0 | 0 | 0 | 1 | 0 | 0 | 0 | 0 | 0 | 0 | 0 | 0 | 0 | 6026.7454
2025-09-07 | 13576.769 | 0.69 | 5.33 | 1 | 0 | 0 | 0 | 0 | 0 | 0 | 0 | 0 | 0 | 0 | 0 | 0 | 0 | 0 | 0 | 1 | 0 | 0 | 0 | 0 | 0 | 0 | 0 | 0 | 6676.6679
2025-09-07 | 13482.846 | 0.76 | 4.73 | 1 | 0 | 0 | 0 | 0 | 0 | 0 | 0 | 0 | 0 | 0 | 0 | 0 | 0 | 0 | 0 | 0 | 1 | 0 | 0 | 0 | 0 | 0 | 0 | 0 | 7024.8043
2025-09-07 | 13148.113 | 0.81 | 4.52 | 1 | 0 | 0 | 0 | 0 | 0 | 0 | 0 | 0 | 0 | 0 | 0 | 0 | 0 | 0 | 0 | 0 | 0 | 1 | 0 | 0 | 0 | 0 | 0 | 0 | 7176.6594
2025-09-07 | 12422.208 | 1.09 | 3.05 | 1 | 0 | 0 | 0 | 0 | 0 | 0 | 0 | 0 | 0 | 0 | 0 | 0 | 0 | 0 | 0 | 0 | 0 | 0 | 1 | 0 | 0 | 0 | 0 | 0 | 6679.4754
2025-09-07 | 11451.822 | 1.49 | 1.78 | 1 | 0 | 0 | 0 | 0 | 0 | 0 | 0 | 0 | 0 | 0 | 0 | 0 | 0 | 0 | 0 | 0 | 0 | 0 | 0 | 1 | 0 | 0 | 0 | 0 | 6227.5831
2025-09-07 | 10602.811 | 1.75 | 1.29 | 1 | 0 | 0 | 0 | 0 | 0 | 0 | 0 | 0 | 0 | 0 | 0 | 0 | 0 | 0 | 0 | 0 | 0 | 0 | 0 | 0 | 1 | 0 | 0 | 0 | 5841.38
2025-09-07 | 10088.12 | 2.16 | 0.98 | 1 | 0 | 0 | 0 | 0 | 0 | 0 | 0 | 0 | 0 | 0 | 0 | 0 | 0 | 0 | 0 | 0 | 0 | 0 | 0 | 0 | 0 | 1 | 0 | 0 | 5237.2314
2025-09-07 | 9846.104 | 2.47 | 0.51 | 1 | 0 | 0 | 0 | 0 | 0 | 0 | 0 | 0 | 0 | 0 | 0 | 0 | 0 | 0 | 0 | 0 | 0 | 0 | 0 | 0 | 0 | 0 | 1 | 0 | 4474.58
2025-09-07 | 9753.293 | 3.01 | 0.57 | 1 | 0 | 0 | 0 | 0 | 0 | 0 | 0 | 0 | 0 | 0 | 0 | 0 | 0 | 0 | 0 | 0 | 0 | 0 | 0 | 0 | 0 | 0 | 0 | 1 | 4047.5506
2025-09-08 | 9911.349 | 3.35 | 0.52 | 0 | 1 | 0 | 0 | 0 | 0 | 0 | 0 | 0 | 0 | 0 | 0 | 0 | 0 | 0 | 0 | 0 | 0 | 0 | 0 | 0 | 0 | 0 | 0 | 0 | 3435.365
2025-09-08 | 10291.112 | 3.7 | 0.51 | 0 | 0 | 1 | 0 | 0 | 0 | 0 | 0 | 0 | 0 | 0 | 0 | 0 | 0 | 0 | 0 | 0 | 0 | 0 | 0 | 0 | 0 | 0 | 0 | 0 | 3257.2266
2025-09-08 | 10718.869 | 3.77 | 0.5 | 0 | 0 | 0 | 1 | 0 | 0 | 0 | 0 | 0 | 0 | 0 | 0 | 0 | 0 | 0 | 0 | 0 | 0 | 0 | 0 | 0 | 0 | 0 | 0 | 0 | 3143.5459
2025-09-08 | 11410.939 | 4.1 | 0.48 | 0 | 0 | 0 | 0 | 1 | 0 | 0 | 0 | 0 | 0 | 0 | 0 | 0 | 0 | 0 | 0 | 0 | 0 | 0 | 0 | 0 | 0 | 0 | 0 | 0 | 3145.426
2025-09-08 | 12789.624 | 4.31 | 0.48 | 0 | 0 | 0 | 0 | 0 | 1 | 0 | 0 | 0 | 0 | 0 | 0 | 0 | 0 | 0 | 0 | 0 | 0 | 0 | 0 | 0 | 0 | 0 | 0 | 0 | 3314.5803
2025-09-08 | 13941.108 | 4.63 | 0.49 | 0 | 0 | 0 | 0 | 0 | 0 | 1 | 0 | 0 | 0 | 0 | 0 | 0 | 0 | 0 | 0 | 0 | 0 | 0 | 0 | 0 | 0 | 0 | 0 | 0 | 3683.2144
2025-09-08 | 14921.059 | 4.63 | 0.51 | 0 | 0 | 0 | 0 | 0 | 0 | 0 | 1 | 0 | 0 | 0 | 0 | 0 | 0 | 0 | 0 | 0 | 0 | 0 | 0 | 0 | 0 | 0 | 0 | 0 | 4096.4047
2025-09-08 | 15668.827 | 4.02 | 0.55 | 0 | 0 | 0 | 0 | 0 | 0 | 0 | 0 | 1 | 0 | 0 | 0 | 0 | 0 | 0 | 0 | 0 | 0 | 0 | 0 | 0 | 0 | 0 | 0 | 0 | 4428.0158
2025-09-08 | 16058.993 | 3 | 0.99 | 0 | 0 | 0 | 0 | 0 | 0 | 0 | 0 | 0 | 1 | 0 | 0 | 0 | 0 | 0 | 0 | 0 | 0 | 0 | 0 | 0 | 0 | 0 | 0 | 0 | 4689.6299
2025-09-08 | 16271.195 | 2.24 | 1.33 | 0 | 0 | 0 | 0 | 0 | 0 | 0 | 0 | 0 | 0 | 1 | 0 | 0 | 0 | 0 | 0 | 0 | 0 | 0 | 0 | 0 | 0 | 0 | 0 | 0 | 4783.9706
2025-09-08 | 16244.954 | 1.58 | 1.8 | 0 | 0 | 0 | 0 | 0 | 0 | 0 | 0 | 0 | 0 | 0 | 1 | 0 | 0 | 0 | 0 | 0 | 0 | 0 | 0 | 0 | 0 | 0 | 0 | 0 | 4891.2659
2025-09-08 | 16377.911 | 1.09 | 2.32 | 0 | 0 | 0 | 0 | 0 | 0 | 0 | 0 | 0 | 0 | 0 | 0 | 1 | 0 | 0 | 0 | 0 | 0 | 0 | 0 | 0 | 0 | 0 | 0 | 0 | 5028.1155
2025-09-08 | 16817.507 | 0.98 | 2.64 | 0 | 0 | 0 | 0 | 0 | 0 | 0 | 0 | 0 | 0 | 0 | 0 | 0 | 1 | 0 | 0 | 0 | 0 | 0 | 0 | 0 | 0 | 0 | 0 | 0 | 5031.8811
2025-09-08 | 17521.463 | 0.61 | 2.7 | 0 | 0 | 0 | 0 | 0 | 0 | 0 | 0 | 0 | 0 | 0 | 0 | 0 | 0 | 1 | 0 | 0 | 0 | 0 | 0 | 0 | 0 | 0 | 0 | 0 | 4950.8635
2025-09-08 | 16727.65 | 0.54 | 2.81 | 0 | 0 | 0 | 0 | 0 | 0 | 0 | 0 | 0 | 0 | 0 | 0 | 0 | 0 | 0 | 1 | 0 | 0 | 0 | 0 | 0 | 0 | 0 | 0 | 0 | 5069.838
2025-09-08 | 16074.121 | 0.38 | 2.78 | 0 | 0 | 0 | 0 | 0 | 0 | 0 | 0 | 0 | 0 | 0 | 0 | 0 | 0 | 0 | 0 | 1 | 0 | 0 | 0 | 0 | 0 | 0 | 0 | 0 | 5427.8937
2025-09-08 | 15605.373 | 0.48 | 2.73 | 0 | 0 | 0 | 0 | 0 | 0 | 0 | 0 | 0 | 0 | 0 | 0 | 0 | 0 | 0 | 0 | 0 | 1 | 0 | 0 | 0 | 0 | 0 | 0 | 0 | 5981.2554
2025-09-08 | 14912.901 | 0.95 | 2.29 | 0 | 0 | 0 | 0 | 0 | 0 | 0 | 0 | 0 | 0 | 0 | 0 | 0 | 0 | 0 | 0 | 0 | 0 | 1 | 0 | 0 | 0 | 0 | 0 | 0 | 6094.8703
2025-09-08 | 13671.404 | 1.37 | 1.9 | 0 | 0 | 0 | 0 | 0 | 0 | 0 | 0 | 0 | 0 | 0 | 0 | 0 | 0 | 0 | 0 | 0 | 0 | 0 | 1 | 0 | 0 | 0 | 0 | 0 | 6009.5946
2025-09-08 | 12293.764 | 2.32 | 1.47 | 0 | 0 | 0 | 0 | 0 | 0 | 0 | 0 | 0 | 0 | 0 | 0 | 0 | 0 | 0 | 0 | 0 | 0 | 0 | 0 | 1 | 0 | 0 | 0 | 0 | 5926.5989
2025-09-08 | 11231.347 | 2.7 | 1.28 | 0 | 0 | 0 | 0 | 0 | 0 | 0 | 0 | 0 | 0 | 0 | 0 | 0 | 0 | 0 | 0 | 0 | 0 | 0 | 0 | 0 | 1 | 0 | 0 | 0 | 5663.7371
2025-09-08 | 10593.073 | 2.9 | 1.08 | 0 | 0 | 0 | 0 | 0 | 0 | 0 | 0 | 0 | 0 | 0 | 0 | 0 | 0 | 0 | 0 | 0 | 0 | 0 | 0 | 0 | 0 | 1 | 0 | 0 | 5076.873
2025-09-08 | 10124.98 | 3.01 | 0.89 | 0 | 0 | 0 | 0 | 0 | 0 | 0 | 0 | 0 | 0 | 0 | 0 | 0 | 0 | 0 | 0 | 0 | 0 | 0 | 0 | 0 | 0 | 0 | 1 | 0 | 4395.0192
2025-09-08 | 9967.517 | 3.25 | 0.56 | 0 | 0 | 0 | 0 | 0 | 0 | 0 | 0 | 0 | 0 | 0 | 0 | 0 | 0 | 0 | 0 | 0 | 0 | 0 | 0 | 0 | 0 | 0 | 0 | 1 | 3791.8055
2025-09-09 | 10000.258 | 3.69 | 0.47 | 0 | 1 | 0 | 0 | 0 | 0 | 0 | 0 | 0 | 0 | 0 | 0 | 0 | 0 | 0 | 0 | 0 | 0 | 0 | 0 | 0 | 0 | 0 | 0 | 0 | 3454.4093
2025-09-09 | 10259.927 | 4.06 | 0.4 | 0 | 0 | 1 | 0 | 0 | 0 | 0 | 0 | 0 | 0 | 0 | 0 | 0 | 0 | 0 | 0 | 0 | 0 | 0 | 0 | 0 | 0 | 0 | 0 | 0 | 3256.4426
2025-09-09 | 10727.739 | 4.33 | 0.37 | 0 | 0 | 0 | 1 | 0 | 0 | 0 | 0 | 0 | 0 | 0 | 0 | 0 | 0 | 0 | 0 | 0 | 0 | 0 | 0 | 0 | 0 | 0 | 0 | 0 | 3157.4198
2025-09-09 | 11691.268 | 4.43 | 0.28 | 0 | 0 | 0 | 0 | 1 | 0 | 0 | 0 | 0 | 0 | 0 | 0 | 0 | 0 | 0 | 0 | 0 | 0 | 0 | 0 | 0 | 0 | 0 | 0 | 0 | 3108.2996
2025-09-09 | 12872.301 | 4.89 | 0.24 | 0 | 0 | 0 | 0 | 0 | 1 | 0 | 0 | 0 | 0 | 0 | 0 | 0 | 0 | 0 | 0 | 0 | 0 | 0 | 0 | 0 | 0 | 0 | 0 | 0 | 3290.2693
2025-09-09 | 13739.579 | 4.93 | 0.18 | 0 | 0 | 0 | 0 | 0 | 0 | 1 | 0 | 0 | 0 | 0 | 0 | 0 | 0 | 0 | 0 | 0 | 0 | 0 | 0 | 0 | 0 | 0 | 0 | 0 | 3602.4029
2025-09-09 | 13719.734 | 4.96 | 0.3 | 0 | 0 | 0 | 0 | 0 | 0 | 0 | 1 | 0 | 0 | 0 | 0 | 0 | 0 | 0 | 0 | 0 | 0 | 0 | 0 | 0 | 0 | 0 | 0 | 0 | 4055.607
2025-09-09 | 14048.619 | 4.17 | 0.32 | 0 | 0 | 0 | 0 | 0 | 0 | 0 | 0 | 1 | 0 | 0 | 0 | 0 | 0 | 0 | 0 | 0 | 0 | 0 | 0 | 0 | 0 | 0 | 0 | 0 | 4360.0748
2025-09-09 | 14003.89 | 3.29 | 0.74 | 0 | 0 | 0 | 0 | 0 | 0 | 0 | 0 | 0 | 1 | 0 | 0 | 0 | 0 | 0 | 0 | 0 | 0 | 0 | 0 | 0 | 0 | 0 | 0 | 0 | 4629.7466
2025-09-09 | 13623.04 | 2.28 | 1.16 | 0 | 0 | 0 | 0 | 0 | 0 | 0 | 0 | 0 | 0 | 1 | 0 | 0 | 0 | 0 | 0 | 0 | 0 | 0 | 0 | 0 | 0 | 0 | 0 | 0 | 4725.9575
2025-09-09 | 13442.633 | 1.4 | 1.37 | 0 | 0 | 0 | 0 | 0 | 0 | 0 | 0 | 0 | 0 | 0 | 1 | 0 | 0 | 0 | 0 | 0 | 0 | 0 | 0 | 0 | 0 | 0 | 0 | 0 | 4713.5965
2025-09-09 | 13862.235 | 1.04 | 1.84 | 0 | 0 | 0 | 0 | 0 | 0 | 0 | 0 | 0 | 0 | 0 | 0 | 1 | 0 | 0 | 0 | 0 | 0 | 0 | 0 | 0 | 0 | 0 | 0 | 0 | 4846.3897
2025-09-09 | 14998.736 | 0.67 | 2.2 | 0 | 0 | 0 | 0 | 0 | 0 | 0 | 0 | 0 | 0 | 0 | 0 | 0 | 1 | 0 | 0 | 0 | 0 | 0 | 0 | 0 | 0 | 0 | 0 | 0 | 4836.2399
2025-09-09 | 16027.534 | 0.44 | 2.4 | 0 | 0 | 0 | 0 | 0 | 0 | 0 | 0 | 0 | 0 | 0 | 0 | 0 | 0 | 1 | 0 | 0 | 0 | 0 | 0 | 0 | 0 | 0 | 0 | 0 | 4822.0219
2025-09-09 | 15471.941 | 0.32 | 2.55 | 0 | 0 | 0 | 0 | 0 | 0 | 0 | 0 | 0 | 0 | 0 | 0 | 0 | 0 | 0 | 1 | 0 | 0 | 0 | 0 | 0 | 0 | 0 | 0 | 0 | 4950.1818
2025-09-09 | 14988.584 | 0.32 | 2.71 | 0 | 0 | 0 | 0 | 0 | 0 | 0 | 0 | 0 | 0 | 0 | 0 | 0 | 0 | 0 | 0 | 1 | 0 | 0 | 0 | 0 | 0 | 0 | 0 | 0 | 5395.5939
2025-09-09 | 14572.039 | 0.3 | 2.69 | 0 | 0 | 0 | 0 | 0 | 0 | 0 | 0 | 0 | 0 | 0 | 0 | 0 | 0 | 0 | 0 | 0 | 1 | 0 | 0 | 0 | 0 | 0 | 0 | 0 | 5946.7694
2025-09-09 | 13771.234 | 0.4 | 2.31 | 0 | 0 | 0 | 0 | 0 | 0 | 0 | 0 | 0 | 0 | 0 | 0 | 0 | 0 | 0 | 0 | 0 | 0 | 1 | 0 | 0 | 0 | 0 | 0 | 0 | 6041.7113
2025-09-09 | 12756.195 | 0.65 | 1.71 | 0 | 0 | 0 | 0 | 0 | 0 | 0 | 0 | 0 | 0 | 0 | 0 | 0 | 0 | 0 | 0 | 0 | 0 | 0 | 1 | 0 | 0 | 0 | 0 | 0 | 5860.6363
2025-09-09 | 11476.444 | 1.24 | 1.09 | 0 | 0 | 0 | 0 | 0 | 0 | 0 | 0 | 0 | 0 | 0 | 0 | 0 | 0 | 0 | 0 | 0 | 0 | 0 | 0 | 1 | 0 | 0 | 0 | 0 | 5668.2835
2025-09-09 | 10544.044 | 1.75 | 0.91 | 0 | 0 | 0 | 0 | 0 | 0 | 0 | 0 | 0 | 0 | 0 | 0 | 0 | 0 | 0 | 0 | 0 | 0 | 0 | 0 | 0 | 1 | 0 | 0 | 0 | 5423.3935
2025-09-09 | 9861.051 | 2.17 | 0.88 | 0 | 0 | 0 | 0 | 0 | 0 | 0 | 0 | 0 | 0 | 0 | 0 | 0 | 0 | 0 | 0 | 0 | 0 | 0 | 0 | 0 | 0 | 1 | 0 | 0 | 4923.1434
2025-09-09 | 9540.641 | 2.41 | 0.79 | 0 | 0 | 0 | 0 | 0 | 0 | 0 | 0 | 0 | 0 | 0 | 0 | 0 | 0 | 0 | 0 | 0 | 0 | 0 | 0 | 0 | 0 | 0 | 1 | 0 | 4292.3037
2025-09-09 | 9444.268 | 2.67 | 0.63 | 0 | 0 | 0 | 0 | 0 | 0 | 0 | 0 | 0 | 0 | 0 | 0 | 0 | 0 | 0 | 0 | 0 | 0 | 0 | 0 | 0 | 0 | 0 | 0 | 1 | 3753.7033
2025-09-10 | 9511.049 | 2.75 | 0.54 | 0 | 1 | 0 | 0 | 0 | 0 | 0 | 0 | 0 | 0 | 0 | 0 | 0 | 0 | 0 | 0 | 0 | 0 | 0 | 0 | 0 | 0 | 0 | 0 | 0 | 3376.7059
2025-09-10 | 9680.319 | 2.97 | 0.47 | 0 | 0 | 1 | 0 | 0 | 0 | 0 | 0 | 0 | 0 | 0 | 0 | 0 | 0 | 0 | 0 | 0 | 0 | 0 | 0 | 0 | 0 | 0 | 0 | 0 | 3162.2388
2025-09-10 | 10057.887 | 3.33 | 0.36 | 0 | 0 | 0 | 1 | 0 | 0 | 0 | 0 | 0 | 0 | 0 | 0 | 0 | 0 | 0 | 0 | 0 | 0 | 0 | 0 | 0 | 0 | 0 | 0 | 0 | 3043.7453
2025-09-10 | 10782.828 | 3.85 | 0.3 | 0 | 0 | 0 | 0 | 1 | 0 | 0 | 0 | 0 | 0 | 0 | 0 | 0 | 0 | 0 | 0 | 0 | 0 | 0 | 0 | 0 | 0 | 0 | 0 | 0 | 3051.8406
2025-09-10 | 11990.744 | 3.83 | 0.23 | 0 | 0 | 0 | 0 | 0 | 1 | 0 | 0 | 0 | 0 | 0 | 0 | 0 | 0 | 0 | 0 | 0 | 0 | 0 | 0 | 0 | 0 | 0 | 0 | 0 | 3169.9946
2025-09-10 | 12969.912 | 3.93 | 0.34 | 0 | 0 | 0 | 0 | 0 | 0 | 1 | 0 | 0 | 0 | 0 | 0 | 0 | 0 | 0 | 0 | 0 | 0 | 0 | 0 | 0 | 0 | 0 | 0 | 0 | 3551.1417
2025-09-10 | 13534.895 | 3.85 | 0.43 | 0 | 0 | 0 | 0 | 0 | 0 | 0 | 1 | 0 | 0 | 0 | 0 | 0 | 0 | 0 | 0 | 0 | 0 | 0 | 0 | 0 | 0 | 0 | 0 | 0 | 3981.2314
2025-09-10 | 13885.091 | 3.08 | 0.54 | 0 | 0 | 0 | 0 | 0 | 0 | 0 | 0 | 1 | 0 | 0 | 0 | 0 | 0 | 0 | 0 | 0 | 0 | 0 | 0 | 0 | 0 | 0 | 0 | 0 | 4320.9415
2025-09-10 | 14031.309 | 1.94 | 0.76 | 0 | 0 | 0 | 0 | 0 | 0 | 0 | 0 | 0 | 1 | 0 | 0 | 0 | 0 | 0 | 0 | 0 | 0 | 0 | 0 | 0 | 0 | 0 | 0 | 0 | 4488.5851
2025-09-10 | 14255.717 | 0.99 | 1.44 | 0 | 0 | 0 | 0 | 0 | 0 | 0 | 0 | 0 | 0 | 1 | 0 | 0 | 0 | 0 | 0 | 0 | 0 | 0 | 0 | 0 | 0 | 0 | 0 | 0 | 4686.8517
2025-09-10 | 14531.667 | 0.73 | 2.29 | 0 | 0 | 0 | 0 | 0 | 0 | 0 | 0 | 0 | 0 | 0 | 1 | 0 | 0 | 0 | 0 | 0 | 0 | 0 | 0 | 0 | 0 | 0 | 0 | 0 | 4977.6602
2025-09-10 | 14776.972 | 0.57 | 2.62 | 0 | 0 | 0 | 0 | 0 | 0 | 0 | 0 | 0 | 0 | 0 | 0 | 1 | 0 | 0 | 0 | 0 | 0 | 0 | 0 | 0 | 0 | 0 | 0 | 0 | 5081.0549
2025-09-10 | 15803.406 | 0.56 | 3.28 | 0 | 0 | 0 | 0 | 0 | 0 | 0 | 0 | 0 | 0 | 0 | 0 | 0 | 1 | 0 | 0 | 0 | 0 | 0 | 0 | 0 | 0 | 0 | 0 | 0 | 5220.6473
2025-09-10 | 16776.57 | 0.55 | 3.8 | 0 | 0 | 0 | 0 | 0 | 0 | 0 | 0 | 0 | 0 | 0 | 0 | 0 | 0 | 1 | 0 | 0 | 0 | 0 | 0 | 0 | 0 | 0 | 0 | 0 | 5348.1138
2025-09-10 | 15846.614 | 0.53 | 4.02 | 0 | 0 | 0 | 0 | 0 | 0 | 0 | 0 | 0 | 0 | 0 | 0 | 0 | 0 | 0 | 1 | 0 | 0 | 0 | 0 | 0 | 0 | 0 | 0 | 0 | 5512.9735
2025-09-10 | 15079.638 | 0.51 | 4.01 | 0 | 0 | 0 | 0 | 0 | 0 | 0 | 0 | 0 | 0 | 0 | 0 | 0 | 0 | 0 | 0 | 1 | 0 | 0 | 0 | 0 | 0 | 0 | 0 | 0 | 5893.7724
2025-09-10 | 14066.083 | 0.63 | 3.79 | 0 | 0 | 0 | 0 | 0 | 0 | 0 | 0 | 0 | 0 | 0 | 0 | 0 | 0 | 0 | 0 | 0 | 1 | 0 | 0 | 0 | 0 | 0 | 0 | 0 | 6386.9209
2025-09-10 | 13007.625 | 0.69 | 3.49 | 0 | 0 | 0 | 0 | 0 | 0 | 0 | 0 | 0 | 0 | 0 | 0 | 0 | 0 | 0 | 0 | 0 | 0 | 1 | 0 | 0 | 0 | 0 | 0 | 0 | 6506.8337
2025-09-10 | 11764.763 | 0.84 | 2.92 | 0 | 0 | 0 | 0 | 0 | 0 | 0 | 0 | 0 | 0 | 0 | 0 | 0 | 0 | 0 | 0 | 0 | 0 | 0 | 1 | 0 | 0 | 0 | 0 | 0 | 6325.7724
2025-09-10 | 10389.805 | 1 | 2.19 | 0 | 0 | 0 | 0 | 0 | 0 | 0 | 0 | 0 | 0 | 0 | 0 | 0 | 0 | 0 | 0 | 0 | 0 | 0 | 0 | 1 | 0 | 0 | 0 | 0 | 6045.7333
2025-09-10 | 9361.348 | 1.05 | 1.61 | 0 | 0 | 0 | 0 | 0 | 0 | 0 | 0 | 0 | 0 | 0 | 0 | 0 | 0 | 0 | 0 | 0 | 0 | 0 | 0 | 0 | 1 | 0 | 0 | 0 | 5603.3871
2025-09-10 | 8779.658 | 1.18 | 1.3 | 0 | 0 | 0 | 0 | 0 | 0 | 0 | 0 | 0 | 0 | 0 | 0 | 0 | 0 | 0 | 0 | 0 | 0 | 0 | 0 | 0 | 0 | 1 | 0 | 0 | 4968.4377
2025-09-10 | 8427.642 | 1.46 | 1.15 | 0 | 0 | 0 | 0 | 0 | 0 | 0 | 0 | 0 | 0 | 0 | 0 | 0 | 0 | 0 | 0 | 0 | 0 | 0 | 0 | 0 | 0 | 0 | 1 | 0 | 4319.9699
2025-09-10 | 8154.4 | 1.78 | 0.91 | 0 | 0 | 0 | 0 | 0 | 0 | 0 | 0 | 0 | 0 | 0 | 0 | 0 | 0 | 0 | 0 | 0 | 0 | 0 | 0 | 0 | 0 | 0 | 0 | 1 | 3758.5988
2025-09-11 | 8119.533 | 1.75 | 0.76 | 0 | 1 | 0 | 0 | 0 | 0 | 0 | 0 | 0 | 0 | 0 | 0 | 0 | 0 | 0 | 0 | 0 | 0 | 0 | 0 | 0 | 0 | 0 | 0 | 0 | 3347.4729
2025-09-11 | 8296.34 | 2.25 | 0.63 | 0 | 0 | 1 | 0 | 0 | 0 | 0 | 0 | 0 | 0 | 0 | 0 | 0 | 0 | 0 | 0 | 0 | 0 | 0 | 0 | 0 | 0 | 0 | 0 | 0 | 3141.7784
2025-09-11 | 8799.381 | 2.57 | 0.48 | 0 | 0 | 0 | 1 | 0 | 0 | 0 | 0 | 0 | 0 | 0 | 0 | 0 | 0 | 0 | 0 | 0 | 0 | 0 | 0 | 0 | 0 | 0 | 0 | 0 | 3004.1994
2025-09-11 | 9483.293 | 2.82 | 0.37 | 0 | 0 | 0 | 0 | 1 | 0 | 0 | 0 | 0 | 0 | 0 | 0 | 0 | 0 | 0 | 0 | 0 | 0 | 0 | 0 | 0 | 0 | 0 | 0 | 0 | 2964.2369
2025-09-11 | 10355.278 | 3.1 | 0.39 | 0 | 0 | 0 | 0 | 0 | 1 | 0 | 0 | 0 | 0 | 0 | 0 | 0 | 0 | 0 | 0 | 0 | 0 | 0 | 0 | 0 | 0 | 0 | 0 | 0 | 3148.4342
2025-09-11 | 11237.275 | 3.26 | 0.39 | 0 | 0 | 0 | 0 | 0 | 0 | 1 | 0 | 0 | 0 | 0 | 0 | 0 | 0 | 0 | 0 | 0 | 0 | 0 | 0 | 0 | 0 | 0 | 0 | 0 | 3495.7964
2025-09-11 | 12148.551 | 3.35 | 0.32 | 0 | 0 | 0 | 0 | 0 | 0 | 0 | 1 | 0 | 0 | 0 | 0 | 0 | 0 | 0 | 0 | 0 | 0 | 0 | 0 | 0 | 0 | 0 | 0 | 0 | 3885.8447
2025-09-11 | 12935.532 | 2.57 | 0.46 | 0 | 0 | 0 | 0 | 0 | 0 | 0 | 0 | 1 | 0 | 0 | 0 | 0 | 0 | 0 | 0 | 0 | 0 | 0 | 0 | 0 | 0 | 0 | 0 | 0 | 4235.4689
2025-09-11 | 13332.325 | 1.54 | 0.89 | 0 | 0 | 0 | 0 | 0 | 0 | 0 | 0 | 0 | 1 | 0 | 0 | 0 | 0 | 0 | 0 | 0 | 0 | 0 | 0 | 0 | 0 | 0 | 0 | 0 | 4492.3116
2025-09-11 | 13418.222 | 0.77 | 1.81 | 0 | 0 | 0 | 0 | 0 | 0 | 0 | 0 | 0 | 0 | 1 | 0 | 0 | 0 | 0 | 0 | 0 | 0 | 0 | 0 | 0 | 0 | 0 | 0 | 0 | 4798.4916
2025-09-11 | 13443.093 | 0.48 | 2.92 | 0 | 0 | 0 | 0 | 0 | 0 | 0 | 0 | 0 | 0 | 0 | 1 | 0 | 0 | 0 | 0 | 0 | 0 | 0 | 0 | 0 | 0 | 0 | 0 | 0 | 5181.4556
2025-09-11 | 13693.611 | 0.23 | 4.04 | 0 | 0 | 0 | 0 | 0 | 0 | 0 | 0 | 0 | 0 | 0 | 0 | 1 | 0 | 0 | 0 | 0 | 0 | 0 | 0 | 0 | 0 | 0 | 0 | 0 | 5564.9881
2025-09-11 | 14480.34 | 0.14 | 4.27 | 0 | 0 | 0 | 0 | 0 | 0 | 0 | 0 | 0 | 0 | 0 | 0 | 0 | 1 | 0 | 0 | 0 | 0 | 0 | 0 | 0 | 0 | 0 | 0 | 0 | 5537.9114
2025-09-11 | 15980.836 | 0.2 | 4.48 | 0 | 0 | 0 | 0 | 0 | 0 | 0 | 0 | 0 | 0 | 0 | 0 | 0 | 0 | 1 | 0 | 0 | 0 | 0 | 0 | 0 | 0 | 0 | 0 | 0 | 5559.2657
2025-09-11 | 15573.517 | 0.17 | 4.79 | 0 | 0 | 0 | 0 | 0 | 0 | 0 | 0 | 0 | 0 | 0 | 0 | 0 | 0 | 0 | 1 | 0 | 0 | 0 | 0 | 0 | 0 | 0 | 0 | 0 | 5756.0677
2025-09-11 | 15316.759 | 0.26 | 4.77 | 0 | 0 | 0 | 0 | 0 | 0 | 0 | 0 | 0 | 0 | 0 | 0 | 0 | 0 | 0 | 0 | 1 | 0 | 0 | 0 | 0 | 0 | 0 | 0 | 0 | 6145.2955
2025-09-11 | 14971.245 | 0.24 | 4.55 | 0 | 0 | 0 | 0 | 0 | 0 | 0 | 0 | 0 | 0 | 0 | 0 | 0 | 0 | 0 | 0 | 0 | 1 | 0 | 0 | 0 | 0 | 0 | 0 | 0 | 6623.0436
2025-09-11 | 14267.73 | 0.29 | 4.02 | 0 | 0 | 0 | 0 | 0 | 0 | 0 | 0 | 0 | 0 | 0 | 0 | 0 | 0 | 0 | 0 | 0 | 0 | 1 | 0 | 0 | 0 | 0 | 0 | 0 | 6657.4149
2025-09-11 | 12972.77 | 0.37 | 2.94 | 0 | 0 | 0 | 0 | 0 | 0 | 0 | 0 | 0 | 0 | 0 | 0 | 0 | 0 | 0 | 0 | 0 | 0 | 0 | 1 | 0 | 0 | 0 | 0 | 0 | 6281.4137
2025-09-11 | 11779.327 | 0.57 | 2.03 | 0 | 0 | 0 | 0 | 0 | 0 | 0 | 0 | 0 | 0 | 0 | 0 | 0 | 0 | 0 | 0 | 0 | 0 | 0 | 0 | 1 | 0 | 0 | 0 | 0 | 5939.69
2025-09-11 | 10937.804 | 0.67 | 1.35 | 0 | 0 | 0 | 0 | 0 | 0 | 0 | 0 | 0 | 0 | 0 | 0 | 0 | 0 | 0 | 0 | 0 | 0 | 0 | 0 | 0 | 1 | 0 | 0 | 0 | 5466.1303
2025-09-11 | 10462.184 | 0.85 | 1.13 | 0 | 0 | 0 | 0 | 0 | 0 | 0 | 0 | 0 | 0 | 0 | 0 | 0 | 0 | 0 | 0 | 0 | 0 | 0 | 0 | 0 | 0 | 1 | 0 | 0 | 4869.7234
2025-09-11 | 10117.351 | 1.11 | 0.97 | 0 | 0 | 0 | 0 | 0 | 0 | 0 | 0 | 0 | 0 | 0 | 0 | 0 | 0 | 0 | 0 | 0 | 0 | 0 | 0 | 0 | 0 | 0 | 1 | 0 | 4215.3842
2025-09-11 | 10085.345 | 1.46 | 1.01 | 0 | 0 | 0 | 0 | 0 | 0 | 0 | 0 | 0 | 0 | 0 | 0 | 0 | 0 | 0 | 0 | 0 | 0 | 0 | 0 | 0 | 0 | 0 | 0 | 1 | 3760.1114
2025-09-12 | 10213.687 | 1.86 | 0.95 | 0 | 1 | 0 | 0 | 0 | 0 | 0 | 0 | 0 | 0 | 0 | 0 | 0 | 0 | 0 | 0 | 0 | 0 | 0 | 0 | 0 | 0 | 0 | 0 | 0 | 3429.3292
2025-09-12 | 10567.11 | 1.99 | 0.8 | 0 | 0 | 1 | 0 | 0 | 0 | 0 | 0 | 0 | 0 | 0 | 0 | 0 | 0 | 0 | 0 | 0 | 0 | 0 | 0 | 0 | 0 | 0 | 0 | 0 | 3175.5909
2025-09-12 | 11096.209 | 2.48 | 0.75 | 0 | 0 | 0 | 1 | 0 | 0 | 0 | 0 | 0 | 0 | 0 | 0 | 0 | 0 | 0 | 0 | 0 | 0 | 0 | 0 | 0 | 0 | 0 | 0 | 0 | 3093.426
2025-09-12 | 11964.781 | 3.09 | 0.61 | 0 | 0 | 0 | 0 | 1 | 0 | 0 | 0 | 0 | 0 | 0 | 0 | 0 | 0 | 0 | 0 | 0 | 0 | 0 | 0 | 0 | 0 | 0 | 0 | 0 | 3082.0506
2025-09-12 | 12861.869 | 3.34 | 0.42 | 0 | 0 | 0 | 0 | 0 | 1 | 0 | 0 | 0 | 0 | 0 | 0 | 0 | 0 | 0 | 0 | 0 | 0 | 0 | 0 | 0 | 0 | 0 | 0 | 0 | 3185.849
2025-09-12 | 13260.406 | 3.58 | 0.54 | 0 | 0 | 0 | 0 | 0 | 0 | 1 | 0 | 0 | 0 | 0 | 0 | 0 | 0 | 0 | 0 | 0 | 0 | 0 | 0 | 0 | 0 | 0 | 0 | 0 | 3586.0679
2025-09-12 | 13175.977 | 3.47 | 0.48 | 0 | 0 | 0 | 0 | 0 | 0 | 0 | 1 | 0 | 0 | 0 | 0 | 0 | 0 | 0 | 0 | 0 | 0 | 0 | 0 | 0 | 0 | 0 | 0 | 0 | 3957.787
2025-09-12 | 13080.508 | 2.6 | 0.42 | 0 | 0 | 0 | 0 | 0 | 0 | 0 | 0 | 1 | 0 | 0 | 0 | 0 | 0 | 0 | 0 | 0 | 0 | 0 | 0 | 0 | 0 | 0 | 0 | 0 | 4224.0836
2025-09-12 | 12978.772 | 1.4 | 0.5 | 0 | 0 | 0 | 0 | 0 | 0 | 0 | 0 | 0 | 1 | 0 | 0 | 0 | 0 | 0 | 0 | 0 | 0 | 0 | 0 | 0 | 0 | 0 | 0 | 0 | 4333.7278
2025-09-12 | 13207.739 | 0.51 | 1.04 | 0 | 0 | 0 | 0 | 0 | 0 | 0 | 0 | 0 | 0 | 1 | 0 | 0 | 0 | 0 | 0 | 0 | 0 | 0 | 0 | 0 | 0 | 0 | 0 | 0 | 4487.1955
2025-09-12 | 13238.662 | 0.28 | 2.06 | 0 | 0 | 0 | 0 | 0 | 0 | 0 | 0 | 0 | 0 | 0 | 1 | 0 | 0 | 0 | 0 | 0 | 0 | 0 | 0 | 0 | 0 | 0 | 0 | 0 | 4843.7173
2025-09-12 | 13306.713 | 0.18 | 2.96 | 0 | 0 | 0 | 0 | 0 | 0 | 0 | 0 | 0 | 0 | 0 | 0 | 1 | 0 | 0 | 0 | 0 | 0 | 0 | 0 | 0 | 0 | 0 | 0 | 0 | 5162.9802
2025-09-12 | 14632.327 | 0 | 3.5 | 0 | 0 | 0 | 0 | 0 | 0 | 0 | 0 | 0 | 0 | 0 | 0 | 0 | 1 | 0 | 0 | 0 | 0 | 0 | 0 | 0 | 0 | 0 | 0 | 0 | 5239.8156
2025-09-12 | 16128.798 | 0 | 4.1 | 0 | 0 | 0 | 0 | 0 | 0 | 0 | 0 | 0 | 0 | 0 | 0 | 0 | 0 | 1 | 0 | 0 | 0 | 0 | 0 | 0 | 0 | 0 | 0 | 0 | 5397.7531
2025-09-12 | 15867 | 0 | 4.16 | 0 | 0 | 0 | 0 | 0 | 0 | 0 | 0 | 0 | 0 | 0 | 0 | 0 | 0 | 0 | 1 | 0 | 0 | 0 | 0 | 0 | 0 | 0 | 0 | 0 | 5506.071
2025-09-12 | 15562.542 | 0 | 4.15 | 0 | 0 | 0 | 0 | 0 | 0 | 0 | 0 | 0 | 0 | 0 | 0 | 0 | 0 | 0 | 0 | 1 | 0 | 0 | 0 | 0 | 0 | 0 | 0 | 0 | 5889.0699
2025-09-12 | 15487.301 | 0 | 4.34 | 0 | 0 | 0 | 0 | 0 | 0 | 0 | 0 | 0 | 0 | 0 | 0 | 0 | 0 | 0 | 0 | 0 | 1 | 0 | 0 | 0 | 0 | 0 | 0 | 0 | 6519.5441
2025-09-12 | 14461.991 | 0 | 3.47 | 0 | 0 | 0 | 0 | 0 | 0 | 0 | 0 | 0 | 0 | 0 | 0 | 0 | 0 | 0 | 0 | 0 | 0 | 1 | 0 | 0 | 0 | 0 | 0 | 0 | 6423.5888
2025-09-12 | 13219.291 | 0.03 | 2.77 | 0 | 0 | 0 | 0 | 0 | 0 | 0 | 0 | 0 | 0 | 0 | 0 | 0 | 0 | 0 | 0 | 0 | 0 | 0 | 1 | 0 | 0 | 0 | 0 | 0 | 6181.5994
2025-09-12 | 11971.27 | 0.11 | 1.78 | 0 | 0 | 0 | 0 | 0 | 0 | 0 | 0 | 0 | 0 | 0 | 0 | 0 | 0 | 0 | 0 | 0 | 0 | 0 | 0 | 1 | 0 | 0 | 0 | 0 | 5797.3044
2025-09-12 | 10984.686 | 0.19 | 1.24 | 0 | 0 | 0 | 0 | 0 | 0 | 0 | 0 | 0 | 0 | 0 | 0 | 0 | 0 | 0 | 0 | 0 | 0 | 0 | 0 | 0 | 1 | 0 | 0 | 0 | 5372.9438
2025-09-12 | 10359.77 | 0.31 | 0.8 | 0 | 0 | 0 | 0 | 0 | 0 | 0 | 0 | 0 | 0 | 0 | 0 | 0 | 0 | 0 | 0 | 0 | 0 | 0 | 0 | 0 | 0 | 1 | 0 | 0 | 4689.1666
2025-09-12 | 9924.063 | 0.59 | 0.55 | 0 | 0 | 0 | 0 | 0 | 0 | 0 | 0 | 0 | 0 | 0 | 0 | 0 | 0 | 0 | 0 | 0 | 0 | 0 | 0 | 0 | 0 | 0 | 1 | 0 | 4003.9851
2025-09-12 | 9724.039 | 0.98 | 0.26 | 0 | 0 | 0 | 0 | 0 | 0 | 0 | 0 | 0 | 0 | 0 | 0 | 0 | 0 | 0 | 0 | 0 | 0 | 0 | 0 | 0 | 0 | 0 | 0 | 1 | 3431.9574
2025-09-13 | 9853.511 | 1.28 | 0.08 | 1 | 1 | 0 | 0 | 0 | 0 | 0 | 0 | 0 | 0 | 0 | 0 | 0 | 0 | 0 | 0 | 0 | 0 | 0 | 0 | 0 | 0 | 0 | 0 | 0 | 3324.5928
2025-09-13 | 10133.29 | 1.89 | 0.06 | 1 | 0 | 1 | 0 | 0 | 0 | 0 | 0 | 0 | 0 | 0 | 0 | 0 | 0 | 0 | 0 | 0 | 0 | 0 | 0 | 0 | 0 | 0 | 0 | 0 | 3171.3838
2025-09-13 | 10629.673 | 2.12 | 0.08 | 1 | 0 | 0 | 1 | 0 | 0 | 0 | 0 | 0 | 0 | 0 | 0 | 0 | 0 | 0 | 0 | 0 | 0 | 0 | 0 | 0 | 0 | 0 | 0 | 0 | 3086.3177
2025-09-13 | 11243.772 | 2.61 | 0.08 | 1 | 0 | 0 | 0 | 1 | 0 | 0 | 0 | 0 | 0 | 0 | 0 | 0 | 0 | 0 | 0 | 0 | 0 | 0 | 0 | 0 | 0 | 0 | 0 | 0 | 3113.141
2025-09-13 | 12231.598 | 2.92 | 0.11 | 1 | 0 | 0 | 0 | 0 | 1 | 0 | 0 | 0 | 0 | 0 | 0 | 0 | 0 | 0 | 0 | 0 | 0 | 0 | 0 | 0 | 0 | 0 | 0 | 0 | 3304.3098
2025-09-13 | 12651.716 | 3.18 | 0.12 | 1 | 0 | 0 | 0 | 0 | 0 | 1 | 0 | 0 | 0 | 0 | 0 | 0 | 0 | 0 | 0 | 0 | 0 | 0 | 0 | 0 | 0 | 0 | 0 | 0 | 3666.3437
2025-09-13 | 12949.738 | 3.05 | 0.11 | 1 | 0 | 0 | 0 | 0 | 0 | 0 | 1 | 0 | 0 | 0 | 0 | 0 | 0 | 0 | 0 | 0 | 0 | 0 | 0 | 0 | 0 | 0 | 0 | 0 | 4054.2195
2025-09-13 | 13486.817 | 2.05 | 0.26 | 1 | 0 | 0 | 0 | 0 | 0 | 0 | 0 | 1 | 0 | 0 | 0 | 0 | 0 | 0 | 0 | 0 | 0 | 0 | 0 | 0 | 0 | 0 | 0 | 0 | 4383.3144
2025-09-13 | 13351.026 | 0.85 | 0.48 | 1 | 0 | 0 | 0 | 0 | 0 | 0 | 0 | 0 | 1 | 0 | 0 | 0 | 0 | 0 | 0 | 0 | 0 | 0 | 0 | 0 | 0 | 0 | 0 | 0 | 4544.3578
2025-09-13 | 13301.602 | 0.31 | 1.41 | 1 | 0 | 0 | 0 | 0 | 0 | 0 | 0 | 0 | 0 | 1 | 0 | 0 | 0 | 0 | 0 | 0 | 0 | 0 | 0 | 0 | 0 | 0 | 0 | 0 | 4879.5099
2025-09-13 | 13364.641 | 0.29 | 2.28 | 1 | 0 | 0 | 0 | 0 | 0 | 0 | 0 | 0 | 0 | 0 | 1 | 0 | 0 | 0 | 0 | 0 | 0 | 0 | 0 | 0 | 0 | 0 | 0 | 0 | 5204.0619
2025-09-13 | 13967.121 | 0.32 | 3.3 | 1 | 0 | 0 | 0 | 0 | 0 | 0 | 0 | 0 | 0 | 0 | 0 | 1 | 0 | 0 | 0 | 0 | 0 | 0 | 0 | 0 | 0 | 0 | 0 | 0 | 5581.6816
2025-09-13 | 14942.275 | 0.06 | 4.3 | 1 | 0 | 0 | 0 | 0 | 0 | 0 | 0 | 0 | 0 | 0 | 0 | 0 | 1 | 0 | 0 | 0 | 0 | 0 | 0 | 0 | 0 | 0 | 0 | 0 | 5818.5997
2025-09-13 | 15862.145 | 0.08 | 4.65 | 1 | 0 | 0 | 0 | 0 | 0 | 0 | 0 | 0 | 0 | 0 | 0 | 0 | 0 | 1 | 0 | 0 | 0 | 0 | 0 | 0 | 0 | 0 | 0 | 0 | 5886.953
2025-09-13 | 15257.853 | 0 | 4.99 | 1 | 0 | 0 | 0 | 0 | 0 | 0 | 0 | 0 | 0 | 0 | 0 | 0 | 0 | 0 | 1 | 0 | 0 | 0 | 0 | 0 | 0 | 0 | 0 | 0 | 6089.269
2025-09-13 | 14675.28 | 0 | 5.05 | 1 | 0 | 0 | 0 | 0 | 0 | 0 | 0 | 0 | 0 | 0 | 0 | 0 | 0 | 0 | 0 | 1 | 0 | 0 | 0 | 0 | 0 | 0 | 0 | 0 | 6497.9675
2025-09-13 | 14065.813 | 0 | 4.99 | 1 | 0 | 0 | 0 | 0 | 0 | 0 | 0 | 0 | 0 | 0 | 0 | 0 | 0 | 0 | 0 | 0 | 1 | 0 | 0 | 0 | 0 | 0 | 0 | 0 | 7036.6575
2025-09-13 | 13487.766 | 0.06 | 4.62 | 1 | 0 | 0 | 0 | 0 | 0 | 0 | 0 | 0 | 0 | 0 | 0 | 0 | 0 | 0 | 0 | 0 | 0 | 1 | 0 | 0 | 0 | 0 | 0 | 0 | 7130.8707
2025-09-13 | 12776.42 | 0.13 | 3.56 | 1 | 0 | 0 | 0 | 0 | 0 | 0 | 0 | 0 | 0 | 0 | 0 | 0 | 0 | 0 | 0 | 0 | 0 | 0 | 1 | 0 | 0 | 0 | 0 | 0 | 6761.1122
2025-09-13 | 12035.361 | 0.23 | 2.87 | 1 | 0 | 0 | 0 | 0 | 0 | 0 | 0 | 0 | 0 | 0 | 0 | 0 | 0 | 0 | 0 | 0 | 0 | 0 | 0 | 1 | 0 | 0 | 0 | 0 | 6489.1583
2025-09-13 | 0 | 0.36 | 1.91 | 1 | 0 | 0 | 0 | 0 | 0 | 0 | 0 | 0 | 0 | 0 | 0 | 0 | 0 | 0 | 0 | 0 | 0 | 0 | 0 | 0 | 1 | 0 | 0 | 0 | 5916.1004
2025-09-13 | 0 | 0.68 | 1.49 | 1 | 0 | 0 | 0 | 0 | 0 | 0 | 0 | 0 | 0 | 0 | 0 | 0 | 0 | 0 | 0 | 0 | 0 | 0 | 0 | 0 | 0 | 1 | 0 | 0 | 5261.6666
2025-09-13 | 0 | 1.06 | 1.21 | 1 | 0 | 0 | 0 | 0 | 0 | 0 | 0 | 0 | 0 | 0 | 0 | 0 | 0 | 0 | 0 | 0 | 0 | 0 | 0 | 0 | 0 | 0 | 1 | 0 | 4576.4713
2025-09-13 | 0 | 1.4 | 0.91 | 1 | 0 | 0 | 0 | 0 | 0 | 0 | 0 | 0 | 0 | 0 | 0 | 0 | 0 | 0 | 0 | 0 | 0 | 0 | 0 | 0 | 0 | 0 | 0 | 1 | 3995.272
2025-09-14 | 0 | 1.69 | 0.99 | 1 | 1 | 0 | 0 | 0 | 0 | 0 | 0 | 0 | 0 | 0 | 0 | 0 | 0 | 0 | 0 | 0 | 0 | 0 | 0 | 0 | 0 | 0 | 0 | 0 | 3703.7886
2025-09-14 | 0 | 1.7 | 0.92 | 1 | 0 | 1 | 0 | 0 | 0 | 0 | 0 | 0 | 0 | 0 | 0 | 0 | 0 | 0 | 0 | 0 | 0 | 0 | 0 | 0 | 0 | 0 | 0 | 0 | 3466.2208
2025-09-14 | 0 | 1.96 | 0.8 | 1 | 0 | 0 | 1 | 0 | 0 | 0 | 0 | 0 | 0 | 0 | 0 | 0 | 0 | 0 | 0 | 0 | 0 | 0 | 0 | 0 | 0 | 0 | 0 | 0 | 3333.0557
2025-09-14 | 0 | 2.02 | 0.64 | 1 | 0 | 0 | 0 | 1 | 0 | 0 | 0 | 0 | 0 | 0 | 0 | 0 | 0 | 0 | 0 | 0 | 0 | 0 | 0 | 0 | 0 | 0 | 0 | 0 | 3253.8358
2025-09-14 | 0 | 2.15 | 0.47 | 1 | 0 | 0 | 0 | 0 | 1 | 0 | 0 | 0 | 0 | 0 | 0 | 0 | 0 | 0 | 0 | 0 | 0 | 0 | 0 | 0 | 0 | 0 | 0 | 0 | 3351.7766
2025-09-14 | 0 | 2.56 | 0.32 | 1 | 0 | 0 | 0 | 0 | 0 | 1 | 0 | 0 | 0 | 0 | 0 | 0 | 0 | 0 | 0 | 0 | 0 | 0 | 0 | 0 | 0 | 0 | 0 | 0 | 3671.5691
2025-09-14 | 0 | 2.46 | 0.21 | 1 | 0 | 0 | 0 | 0 | 0 | 0 | 1 | 0 | 0 | 0 | 0 | 0 | 0 | 0 | 0 | 0 | 0 | 0 | 0 | 0 | 0 | 0 | 0 | 0 | 4026.0313
2025-09-14 | 0 | 1.87 | 0.22 | 1 | 0 | 0 | 0 | 0 | 0 | 0 | 0 | 1 | 0 | 0 | 0 | 0 | 0 | 0 | 0 | 0 | 0 | 0 | 0 | 0 | 0 | 0 | 0 | 0 | 4348.8284
2025-09-14 | 0 | 1.07 | 0.84 | 1 | 0 | 0 | 0 | 0 | 0 | 0 | 0 | 0 | 1 | 0 | 0 | 0 | 0 | 0 | 0 | 0 | 0 | 0 | 0 | 0 | 0 | 0 | 0 | 0 | 4700.7277
2025-09-14 | 0 | 0.71 | 1.95 | 1 | 0 | 0 | 0 | 0 | 0 | 0 | 0 | 0 | 0 | 1 | 0 | 0 | 0 | 0 | 0 | 0 | 0 | 0 | 0 | 0 | 0 | 0 | 0 | 0 | 5121.765
2025-09-14 | 0 | 0.52 | 2.65 | 1 | 0 | 0 | 0 | 0 | 0 | 0 | 0 | 0 | 0 | 0 | 1 | 0 | 0 | 0 | 0 | 0 | 0 | 0 | 0 | 0 | 0 | 0 | 0 | 0 | 5365.2032
2025-09-14 | 0 | 0.41 | 3.4 | 1 | 0 | 0 | 0 | 0 | 0 | 0 | 0 | 0 | 0 | 0 | 0 | 1 | 0 | 0 | 0 | 0 | 0 | 0 | 0 | 0 | 0 | 0 | 0 | 0 | 5628.2956
2025-09-14 | 0 | 0.19 | 4.09 | 1 | 0 | 0 | 0 | 0 | 0 | 0 | 0 | 0 | 0 | 0 | 0 | 0 | 1 | 0 | 0 | 0 | 0 | 0 | 0 | 0 | 0 | 0 | 0 | 0 | 5755.8014
2025-09-14 | 0 | 0.14 | 4.69 | 1 | 0 | 0 | 0 | 0 | 0 | 0 | 0 | 0 | 0 | 0 | 0 | 0 | 0 | 1 | 0 | 0 | 0 | 0 | 0 | 0 | 0 | 0 | 0 | 0 | 5908.2387
2025-09-14 | 0 | 0.08 | 4.86 | 1 | 0 | 0 | 0 | 0 | 0 | 0 | 0 | 0 | 0 | 0 | 0 | 0 | 0 | 0 | 1 | 0 | 0 | 0 | 0 | 0 | 0 | 0 | 0 | 0 | 6050.3414
2025-09-14 | 0 | 0.11 | 4.93 | 1 | 0 | 0 | 0 | 0 | 0 | 0 | 0 | 0 | 0 | 0 | 0 | 0 | 0 | 0 | 0 | 1 | 0 | 0 | 0 | 0 | 0 | 0 | 0 | 0 | 6466.0114
2025-09-14 | 0 | 0.15 | 5.02 | 1 | 0 | 0 | 0 | 0 | 0 | 0 | 0 | 0 | 0 | 0 | 0 | 0 | 0 | 0 | 0 | 0 | 1 | 0 | 0 | 0 | 0 | 0 | 0 | 0 | 7064.1721
2025-09-14 | 0 | 0.26 | 4.54 | 1 | 0 | 0 | 0 | 0 | 0 | 0 | 0 | 0 | 0 | 0 | 0 | 0 | 0 | 0 | 0 | 0 | 0 | 1 | 0 | 0 | 0 | 0 | 0 | 0 | 7123.5004
2025-09-14 | 0 | 0.38 | 3.84 | 1 | 0 | 0 | 0 | 0 | 0 | 0 | 0 | 0 | 0 | 0 | 0 | 0 | 0 | 0 | 0 | 0 | 0 | 0 | 1 | 0 | 0 | 0 | 0 | 0 | 6891.4113
2025-09-14 | 0 | 0.75 | 2.91 | 1 | 0 | 0 | 0 | 0 | 0 | 0 | 0 | 0 | 0 | 0 | 0 | 0 | 0 | 0 | 0 | 0 | 0 | 0 | 0 | 1 | 0 | 0 | 0 | 0 | 6561.0454
2025-09-14 | 0 | 1.46 | 2.55 | 1 | 0 | 0 | 0 | 0 | 0 | 0 | 0 | 0 | 0 | 0 | 0 | 0 | 0 | 0 | 0 | 0 | 0 | 0 | 0 | 0 | 1 | 0 | 0 | 0 | 6272.0714
2025-09-14 | 0 | 1.87 | 2.34 | 1 | 0 | 0 | 0 | 0 | 0 | 0 | 0 | 0 | 0 | 0 | 0 | 0 | 0 | 0 | 0 | 0 | 0 | 0 | 0 | 0 | 0 | 1 | 0 | 0 | 5704.6366
2025-09-14 | 0 | 2.14 | 1.9 | 1 | 0 | 0 | 0 | 0 | 0 | 0 | 0 | 0 | 0 | 0 | 0 | 0 | 0 | 0 | 0 | 0 | 0 | 0 | 0 | 0 | 0 | 0 | 1 | 0 | 4948.5991
2025-09-14 | 0 | 2.62 | 1.12 | 1 | 0 | 0 | 0 | 0 | 0 | 0 | 0 | 0 | 0 | 0 | 0 | 0 | 0 | 0 | 0 | 0 | 0 | 0 | 0 | 0 | 0 | 0 | 0 | 1 | 4206.5746
2025-09-15 | 0 | 3.19 | 1 | 0 | 1 | 0 | 0 | 0 | 0 | 0 | 0 | 0 | 0 | 0 | 0 | 0 | 0 | 0 | 0 | 0 | 0 | 0 | 0 | 0 | 0 | 0 | 0 | 0 | 3593.9902
2025-09-15 | 0 | 3.4 | 0.68 | 0 | 0 | 1 | 0 | 0 | 0 | 0 | 0 | 0 | 0 | 0 | 0 | 0 | 0 | 0 | 0 | 0 | 0 | 0 | 0 | 0 | 0 | 0 | 0 | 0 | 3286.6389
2025-09-15 | 0 | 3.63 | 0.41 | 0 | 0 | 0 | 1 | 0 | 0 | 0 | 0 | 0 | 0 | 0 | 0 | 0 | 0 | 0 | 0 | 0 | 0 | 0 | 0 | 0 | 0 | 0 | 0 | 0 | 3095.1031
2025-09-15 | 0 | 4.22 | 0.27 | 0 | 0 | 0 | 0 | 1 | 0 | 0 | 0 | 0 | 0 | 0 | 0 | 0 | 0 | 0 | 0 | 0 | 0 | 0 | 0 | 0 | 0 | 0 | 0 | 0 | 3081.5276
2025-09-15 | 0 | 4.38 | 0.25 | 0 | 0 | 0 | 0 | 0 | 1 | 0 | 0 | 0 | 0 | 0 | 0 | 0 | 0 | 0 | 0 | 0 | 0 | 0 | 0 | 0 | 0 | 0 | 0 | 0 | 3237.8391
2025-09-15 | 0 | 4.6 | 0.31 | 0 | 0 | 0 | 0 | 0 | 0 | 1 | 0 | 0 | 0 | 0 | 0 | 0 | 0 | 0 | 0 | 0 | 0 | 0 | 0 | 0 | 0 | 0 | 0 | 0 | 3613.8297
2025-09-15 | 0 | 4.71 | 0.26 | 0 | 0 | 0 | 0 | 0 | 0 | 0 | 1 | 0 | 0 | 0 | 0 | 0 | 0 | 0 | 0 | 0 | 0 | 0 | 0 | 0 | 0 | 0 | 0 | 0 | 4013.4208
2025-09-15 | 0 | 3.79 | 0.36 | 0 | 0 | 0 | 0 | 0 | 0 | 0 | 0 | 1 | 0 | 0 | 0 | 0 | 0 | 0 | 0 | 0 | 0 | 0 | 0 | 0 | 0 | 0 | 0 | 0 | 4332.9591
2025-09-15 | 0 | 2.76 | 0.88 | 0 | 0 | 0 | 0 | 0 | 0 | 0 | 0 | 0 | 1 | 0 | 0 | 0 | 0 | 0 | 0 | 0 | 0 | 0 | 0 | 0 | 0 | 0 | 0 | 0 | 4622.8441
2025-09-15 | 0 | 1.55 | 1.58 | 0 | 0 | 0 | 0 | 0 | 0 | 0 | 0 | 0 | 0 | 1 | 0 | 0 | 0 | 0 | 0 | 0 | 0 | 0 | 0 | 0 | 0 | 0 | 0 | 0 | 4799.8526
2025-09-15 | 0 | 0.9 | 2.29 | 0 | 0 | 0 | 0 | 0 | 0 | 0 | 0 | 0 | 0 | 0 | 1 | 0 | 0 | 0 | 0 | 0 | 0 | 0 | 0 | 0 | 0 | 0 | 0 | 0 | 4996.3608
2025-09-15 | 0 | 0.69 | 2.96 | 0 | 0 | 0 | 0 | 0 | 0 | 0 | 0 | 0 | 0 | 0 | 0 | 1 | 0 | 0 | 0 | 0 | 0 | 0 | 0 | 0 | 0 | 0 | 0 | 0 | 5219.0818
2025-09-15 | 0 | 0.41 | 3.48 | 0 | 0 | 0 | 0 | 0 | 0 | 0 | 0 | 0 | 0 | 0 | 0 | 0 | 1 | 0 | 0 | 0 | 0 | 0 | 0 | 0 | 0 | 0 | 0 | 0 | 5277.5742
2025-09-15 | 0 | 0.23 | 3.88 | 0 | 0 | 0 | 0 | 0 | 0 | 0 | 0 | 0 | 0 | 0 | 0 | 0 | 0 | 1 | 0 | 0 | 0 | 0 | 0 | 0 | 0 | 0 | 0 | 0 | 5342.2837
2025-09-15 | 0 | 0.24 | 4.02 | 0 | 0 | 0 | 0 | 0 | 0 | 0 | 0 | 0 | 0 | 0 | 0 | 0 | 0 | 0 | 1 | 0 | 0 | 0 | 0 | 0 | 0 | 0 | 0 | 0 | 5481.0726
2025-09-15 | 0 | 0.19 | 3.95 | 0 | 0 | 0 | 0 | 0 | 0 | 0 | 0 | 0 | 0 | 0 | 0 | 0 | 0 | 0 | 0 | 1 | 0 | 0 | 0 | 0 | 0 | 0 | 0 | 0 | 5836.5431
2025-09-15 | 0 | 0.27 | 3.83 | 0 | 0 | 0 | 0 | 0 | 0 | 0 | 0 | 0 | 0 | 0 | 0 | 0 | 0 | 0 | 0 | 0 | 1 | 0 | 0 | 0 | 0 | 0 | 0 | 0 | 6362.0052
2025-09-15 | 0 | 0.33 | 3.24 | 0 | 0 | 0 | 0 | 0 | 0 | 0 | 0 | 0 | 0 | 0 | 0 | 0 | 0 | 0 | 0 | 0 | 0 | 1 | 0 | 0 | 0 | 0 | 0 | 0 | 6375.4483
2025-09-15 | 0 | 0.51 | 2.58 | 0 | 0 | 0 | 0 | 0 | 0 | 0 | 0 | 0 | 0 | 0 | 0 | 0 | 0 | 0 | 0 | 0 | 0 | 0 | 1 | 0 | 0 | 0 | 0 | 0 | 6164.6449
2025-09-15 | 0 | 0.84 | 1.85 | 0 | 0 | 0 | 0 | 0 | 0 | 0 | 0 | 0 | 0 | 0 | 0 | 0 | 0 | 0 | 0 | 0 | 0 | 0 | 0 | 1 | 0 | 0 | 0 | 0 | 5903.3062
2025-09-15 | 0 | 1.01 | 1.58 | 0 | 0 | 0 | 0 | 0 | 0 | 0 | 0 | 0 | 0 | 0 | 0 | 0 | 0 | 0 | 0 | 0 | 0 | 0 | 0 | 0 | 1 | 0 | 0 | 0 | 5587.9729
2025-09-15 | 0 | 1.31 | 1.4 | 0 | 0 | 0 | 0 | 0 | 0 | 0 | 0 | 0 | 0 | 0 | 0 | 0 | 0 | 0 | 0 | 0 | 0 | 0 | 0 | 0 | 0 | 1 | 0 | 0 | 5019.4518
2025-09-15 | 0 | 1.55 | 1.03 | 0 | 0 | 0 | 0 | 0 | 0 | 0 | 0 | 0 | 0 | 0 | 0 | 0 | 0 | 0 | 0 | 0 | 0 | 0 | 0 | 0 | 0 | 0 | 1 | 0 | 4285.8138
2025-09-15 | 0 | 1.76 | 0.84 | 0 | 0 | 0 | 0 | 0 | 0 | 0 | 0 | 0 | 0 | 0 | 0 | 0 | 0 | 0 | 0 | 0 | 0 | 0 | 0 | 0 | 0 | 0 | 0 | 1 | 3730.6991
2025-09-16 | 0 | 2.19 | 0.68 | 0 | 1 | 0 | 0 | 0 | 0 | 0 | 0 | 0 | 0 | 0 | 0 | 0 | 0 | 0 | 0 | 0 | 0 | 0 | 0 | 0 | 0 | 0 | 0 | 0 | 3366.5033
2025-09-16 | 0 | 2.48 | 0.53 | 0 | 0 | 1 | 0 | 0 | 0 | 0 | 0 | 0 | 0 | 0 | 0 | 0 | 0 | 0 | 0 | 0 | 0 | 0 | 0 | 0 | 0 | 0 | 0 | 0 | 3130.3655
2025-09-16 | 0 | 2.82 | 0.28 | 0 | 0 | 0 | 1 | 0 | 0 | 0 | 0 | 0 | 0 | 0 | 0 | 0 | 0 | 0 | 0 | 0 | 0 | 0 | 0 | 0 | 0 | 0 | 0 | 0 | 2958.2728
2025-09-16 | 0 | 3.27 | 0.26 | 0 | 0 | 0 | 0 | 1 | 0 | 0 | 0 | 0 | 0 | 0 | 0 | 0 | 0 | 0 | 0 | 0 | 0 | 0 | 0 | 0 | 0 | 0 | 0 | 0 | 2973.3533
2025-09-16 | 0 | 3.43 | 0.25 | 0 | 0 | 0 | 0 | 0 | 1 | 0 | 0 | 0 | 0 | 0 | 0 | 0 | 0 | 0 | 0 | 0 | 0 | 0 | 0 | 0 | 0 | 0 | 0 | 0 | 3133.3361
2025-09-16 | 0 | 3.47 | 0.18 | 0 | 0 | 0 | 0 | 0 | 0 | 1 | 0 | 0 | 0 | 0 | 0 | 0 | 0 | 0 | 0 | 0 | 0 | 0 | 0 | 0 | 0 | 0 | 0 | 0 | 3441.7983
2025-09-16 | 0 | 3.17 | 0.23 | 0 | 0 | 0 | 0 | 0 | 0 | 0 | 1 | 0 | 0 | 0 | 0 | 0 | 0 | 0 | 0 | 0 | 0 | 0 | 0 | 0 | 0 | 0 | 0 | 0 | 3833.0019
2025-09-16 | 0 | 2.55 | 0.29 | 0 | 0 | 0 | 0 | 0 | 0 | 0 | 0 | 1 | 0 | 0 | 0 | 0 | 0 | 0 | 0 | 0 | 0 | 0 | 0 | 0 | 0 | 0 | 0 | 0 | 4170.8556
2025-09-16 | 0 | 0.93 | 0.92 | 0 | 0 | 0 | 0 | 0 | 0 | 0 | 0 | 0 | 1 | 0 | 0 | 0 | 0 | 0 | 0 | 0 | 0 | 0 | 0 | 0 | 0 | 0 | 0 | 0 | 4436.2238
2025-09-16 | 0 | 0.23 | 2.05 | 0 | 0 | 0 | 0 | 0 | 0 | 0 | 0 | 0 | 0 | 1 | 0 | 0 | 0 | 0 | 0 | 0 | 0 | 0 | 0 | 0 | 0 | 0 | 0 | 0 | 4827.2028
2025-09-16 | 0 | 0 | 3.65 | 0 | 0 | 0 | 0 | 0 | 0 | 0 | 0 | 0 | 0 | 0 | 1 | 0 | 0 | 0 | 0 | 0 | 0 | 0 | 0 | 0 | 0 | 0 | 0 | 0 | 5396.664
2025-09-16 | 0 | 0.03 | 4.84 | 0 | 0 | 0 | 0 | 0 | 0 | 0 | 0 | 0 | 0 | 0 | 0 | 1 | 0 | 0 | 0 | 0 | 0 | 0 | 0 | 0 | 0 | 0 | 0 | 0 | 5836.6969
2025-09-16 | 0 | 0.06 | 5.63 | 0 | 0 | 0 | 0 | 0 | 0 | 0 | 0 | 0 | 0 | 0 | 0 | 0 | 1 | 0 | 0 | 0 | 0 | 0 | 0 | 0 | 0 | 0 | 0 | 0 | 6028.4172
2025-09-16 | 0 | 0 | 5.78 | 0 | 0 | 0 | 0 | 0 | 0 | 0 | 0 | 0 | 0 | 0 | 0 | 0 | 0 | 1 | 0 | 0 | 0 | 0 | 0 | 0 | 0 | 0 | 0 | 0 | 6014.5429
2025-09-16 | 0 | 0.1 | 6.05 | 0 | 0 | 0 | 0 | 0 | 0 | 0 | 0 | 0 | 0 | 0 | 0 | 0 | 0 | 0 | 1 | 0 | 0 | 0 | 0 | 0 | 0 | 0 | 0 | 0 | 6210.9598
2025-09-16 | 0 | 0.19 | 5.62 | 0 | 0 | 0 | 0 | 0 | 0 | 0 | 0 | 0 | 0 | 0 | 0 | 0 | 0 | 0 | 0 | 1 | 0 | 0 | 0 | 0 | 0 | 0 | 0 | 0 | 6449.6616
2025-09-16 | 0 | 0.25 | 5.24 | 0 | 0 | 0 | 0 | 0 | 0 | 0 | 0 | 0 | 0 | 0 | 0 | 0 | 0 | 0 | 0 | 0 | 1 | 0 | 0 | 0 | 0 | 0 | 0 | 0 | 6877.468
2025-09-16 | 0 | 0.22 | 4.19 | 0 | 0 | 0 | 0 | 0 | 0 | 0 | 0 | 0 | 0 | 0 | 0 | 0 | 0 | 0 | 0 | 0 | 0 | 1 | 0 | 0 | 0 | 0 | 0 | 0 | 6712.1279
2025-09-16 | 0 | 0.23 | 3.27 | 0 | 0 | 0 | 0 | 0 | 0 | 0 | 0 | 0 | 0 | 0 | 0 | 0 | 0 | 0 | 0 | 0 | 0 | 0 | 1 | 0 | 0 | 0 | 0 | 0 | 6387.1684
2025-09-16 | 0 | 0.2 | 2.36 | 0 | 0 | 0 | 0 | 0 | 0 | 0 | 0 | 0 | 0 | 0 | 0 | 0 | 0 | 0 | 0 | 0 | 0 | 0 | 0 | 1 | 0 | 0 | 0 | 0 | 6020.144
2025-09-16 | 0 | 0.34 | 1.73 | 0 | 0 | 0 | 0 | 0 | 0 | 0 | 0 | 0 | 0 | 0 | 0 | 0 | 0 | 0 | 0 | 0 | 0 | 0 | 0 | 0 | 1 | 0 | 0 | 0 | 5569.3413
2025-09-16 | 0 | 0.34 | 1.48 | 0 | 0 | 0 | 0 | 0 | 0 | 0 | 0 | 0 | 0 | 0 | 0 | 0 | 0 | 0 | 0 | 0 | 0 | 0 | 0 | 0 | 0 | 1 | 0 | 0 | 4942.1197
2025-09-16 | 0 | 0.51 | 1.39 | 0 | 0 | 0 | 0 | 0 | 0 | 0 | 0 | 0 | 0 | 0 | 0 | 0 | 0 | 0 | 0 | 0 | 0 | 0 | 0 | 0 | 0 | 0 | 1 | 0 | 4303.5798
2025-09-16 | 0 | 0.72 | 1.07 | 0 | 0 | 0 | 0 | 0 | 0 | 0 | 0 | 0 | 0 | 0 | 0 | 0 | 0 | 0 | 0 | 0 | 0 | 0 | 0 | 0 | 0 | 0 | 0 | 1 | 3700.7373
2025-09-17 | 0 | 1.08 | 0.91 | 0 | 1 | 0 | 0 | 0 | 0 | 0 | 0 | 0 | 0 | 0 | 0 | 0 | 0 | 0 | 0 | 0 | 0 | 0 | 0 | 0 | 0 | 0 | 0 | 0 | 3328.8413
2025-09-17 | 0 | 1.32 | 0.57 | 0 | 0 | 1 | 0 | 0 | 0 | 0 | 0 | 0 | 0 | 0 | 0 | 0 | 0 | 0 | 0 | 0 | 0 | 0 | 0 | 0 | 0 | 0 | 0 | 0 | 3017.4473
2025-09-17 | 0 | 1.72 | 0.46 | 0 | 0 | 0 | 1 | 0 | 0 | 0 | 0 | 0 | 0 | 0 | 0 | 0 | 0 | 0 | 0 | 0 | 0 | 0 | 0 | 0 | 0 | 0 | 0 | 0 | 2903.354
2025-09-17 | 0 | 1.98 | 0.41 | 0 | 0 | 0 | 0 | 1 | 0 | 0 | 0 | 0 | 0 | 0 | 0 | 0 | 0 | 0 | 0 | 0 | 0 | 0 | 0 | 0 | 0 | 0 | 0 | 0 | 2886.5197
2025-09-17 | 0 | 2.66 | 0.38 | 0 | 0 | 0 | 0 | 0 | 1 | 0 | 0 | 0 | 0 | 0 | 0 | 0 | 0 | 0 | 0 | 0 | 0 | 0 | 0 | 0 | 0 | 0 | 0 | 0 | 3096.3614
2025-09-17 | 0 | 2.46 | 0.37 | 0 | 0 | 0 | 0 | 0 | 0 | 1 | 0 | 0 | 0 | 0 | 0 | 0 | 0 | 0 | 0 | 0 | 0 | 0 | 0 | 0 | 0 | 0 | 0 | 0 | 3400.4512
2025-09-17 | 0 | 2.63 | 0.33 | 0 | 0 | 0 | 0 | 0 | 0 | 0 | 1 | 0 | 0 | 0 | 0 | 0 | 0 | 0 | 0 | 0 | 0 | 0 | 0 | 0 | 0 | 0 | 0 | 0 | 3810.3139
2025-09-17 | 0 | 1.95 | 0.38 | 0 | 0 | 0 | 0 | 0 | 0 | 0 | 0 | 1 | 0 | 0 | 0 | 0 | 0 | 0 | 0 | 0 | 0 | 0 | 0 | 0 | 0 | 0 | 0 | 0 | 4137.8961
2025-09-17 | 0 | 0.81 | 1.03 | 0 | 0 | 0 | 0 | 0 | 0 | 0 | 0 | 0 | 1 | 0 | 0 | 0 | 0 | 0 | 0 | 0 | 0 | 0 | 0 | 0 | 0 | 0 | 0 | 0 | 4463.4085
2025-09-17 | 0 | 0.23 | 2.22 | 0 | 0 | 0 | 0 | 0 | 0 | 0 | 0 | 0 | 0 | 1 | 0 | 0 | 0 | 0 | 0 | 0 | 0 | 0 | 0 | 0 | 0 | 0 | 0 | 0 | 4889.616
2025-09-17 | 0 | 0.16 | 3.36 | 0 | 0 | 0 | 0 | 0 | 0 | 0 | 0 | 0 | 0 | 0 | 1 | 0 | 0 | 0 | 0 | 0 | 0 | 0 | 0 | 0 | 0 | 0 | 0 | 0 | 5307.7948
2025-09-17 | 0 | 0.07 | 4.49 | 0 | 0 | 0 | 0 | 0 | 0 | 0 | 0 | 0 | 0 | 0 | 0 | 1 | 0 | 0 | 0 | 0 | 0 | 0 | 0 | 0 | 0 | 0 | 0 | 0 | 5712.5992
2025-09-17 | 0 | 0.07 | 5.08 | 0 | 0 | 0 | 0 | 0 | 0 | 0 | 0 | 0 | 0 | 0 | 0 | 0 | 1 | 0 | 0 | 0 | 0 | 0 | 0 | 0 | 0 | 0 | 0 | 0 | 5827.592
2025-09-17 | 0 | 0.1 | 5.09 | 0 | 0 | 0 | 0 | 0 | 0 | 0 | 0 | 0 | 0 | 0 | 0 | 0 | 0 | 1 | 0 | 0 | 0 | 0 | 0 | 0 | 0 | 0 | 0 | 0 | 5772.2188
2025-09-17 | 0 | 0 | 5.37 | 0 | 0 | 0 | 0 | 0 | 0 | 0 | 0 | 0 | 0 | 0 | 0 | 0 | 0 | 0 | 1 | 0 | 0 | 0 | 0 | 0 | 0 | 0 | 0 | 0 | 5950.3065
2025-09-17 | 0 | 0 | 5.39 | 0 | 0 | 0 | 0 | 0 | 0 | 0 | 0 | 0 | 0 | 0 | 0 | 0 | 0 | 0 | 0 | 1 | 0 | 0 | 0 | 0 | 0 | 0 | 0 | 0 | 6344.3195
2025-09-17 | 0 | 0 | 5.09 | 0 | 0 | 0 | 0 | 0 | 0 | 0 | 0 | 0 | 0 | 0 | 0 | 0 | 0 | 0 | 0 | 0 | 1 | 0 | 0 | 0 | 0 | 0 | 0 | 0 | 6794.8967
2025-09-17 | 0 | 0.13 | 4.18 | 0 | 0 | 0 | 0 | 0 | 0 | 0 | 0 | 0 | 0 | 0 | 0 | 0 | 0 | 0 | 0 | 0 | 0 | 1 | 0 | 0 | 0 | 0 | 0 | 0 | 6698.5563
2025-09-17 | 0 | 0.37 | 3.29 | 0 | 0 | 0 | 0 | 0 | 0 | 0 | 0 | 0 | 0 | 0 | 0 | 0 | 0 | 0 | 0 | 0 | 0 | 0 | 1 | 0 | 0 | 0 | 0 | 0 | 6409.9116
2025-09-17 | 0 | 0.57 | 2.31 | 0 | 0 | 0 | 0 | 0 | 0 | 0 | 0 | 0 | 0 | 0 | 0 | 0 | 0 | 0 | 0 | 0 | 0 | 0 | 0 | 1 | 0 | 0 | 0 | 0 | 6042.4883
2025-09-17 | 0 | 0.73 | 1.9 | 0 | 0 | 0 | 0 | 0 | 0 | 0 | 0 | 0 | 0 | 0 | 0 | 0 | 0 | 0 | 0 | 0 | 0 | 0 | 0 | 0 | 1 | 0 | 0 | 0 | 5674.6558
2025-09-17 | 0 | 0.91 | 1.54 | 0 | 0 | 0 | 0 | 0 | 0 | 0 | 0 | 0 | 0 | 0 | 0 | 0 | 0 | 0 | 0 | 0 | 0 | 0 | 0 | 0 | 0 | 1 | 0 | 0 | 5026.8497
2025-09-17 | 0 | 1.04 | 1.28 | 0 | 0 | 0 | 0 | 0 | 0 | 0 | 0 | 0 | 0 | 0 | 0 | 0 | 0 | 0 | 0 | 0 | 0 | 0 | 0 | 0 | 0 | 0 | 1 | 0 | 4321.4964
2025-09-17 | 0 | 1.5 | 1.09 | 0 | 0 | 0 | 0 | 0 | 0 | 0 | 0 | 0 | 0 | 0 | 0 | 0 | 0 | 0 | 0 | 0 | 0 | 0 | 0 | 0 | 0 | 0 | 0 | 1 | 3793.8825
2025-09-18 | 0 | 1.61 | 0.98 | 0 | 1 | 0 | 0 | 0 | 0 | 0 | 0 | 0 | 0 | 0 | 0 | 0 | 0 | 0 | 0 | 0 | 0 | 0 | 0 | 0 | 0 | 0 | 0 | 0 | 3412.8425
2025-09-18 | 0 | 1.73 | 0.81 | 0 | 0 | 1 | 0 | 0 | 0 | 0 | 0 | 0 | 0 | 0 | 0 | 0 | 0 | 0 | 0 | 0 | 0 | 0 | 0 | 0 | 0 | 0 | 0 | 0 | 3150.6614
2025-09-18 | 0 | 2.24 | 0.7 | 0 | 0 | 0 | 1 | 0 | 0 | 0 | 0 | 0 | 0 | 0 | 0 | 0 | 0 | 0 | 0 | 0 | 0 | 0 | 0 | 0 | 0 | 0 | 0 | 0 | 3048.6684
2025-09-18 | 0 | 2.41 | 0.66 | 0 | 0 | 0 | 0 | 1 | 0 | 0 | 0 | 0 | 0 | 0 | 0 | 0 | 0 | 0 | 0 | 0 | 0 | 0 | 0 | 0 | 0 | 0 | 0 | 0 | 3025.6053
2025-09-18 | 0 | 2.63 | 0.68 | 0 | 0 | 0 | 0 | 0 | 1 | 0 | 0 | 0 | 0 | 0 | 0 | 0 | 0 | 0 | 0 | 0 | 0 | 0 | 0 | 0 | 0 | 0 | 0 | 0 | 3203.2024
2025-09-18 | 0 | 2.8 | 0.53 | 0 | 0 | 0 | 0 | 0 | 0 | 1 | 0 | 0 | 0 | 0 | 0 | 0 | 0 | 0 | 0 | 0 | 0 | 0 | 0 | 0 | 0 | 0 | 0 | 0 | 3496.5941
2025-09-18 | 0 | 2.84 | 0.5 | 0 | 0 | 0 | 0 | 0 | 0 | 0 | 1 | 0 | 0 | 0 | 0 | 0 | 0 | 0 | 0 | 0 | 0 | 0 | 0 | 0 | 0 | 0 | 0 | 0 | 3895.8278
2025-09-18 | 0 | 2.2 | 0.59 | 0 | 0 | 0 | 0 | 0 | 0 | 0 | 0 | 1 | 0 | 0 | 0 | 0 | 0 | 0 | 0 | 0 | 0 | 0 | 0 | 0 | 0 | 0 | 0 | 0 | 4242.4956
2025-09-18 | 0 | 1.11 | 1.3 | 0 | 0 | 0 | 0 | 0 | 0 | 0 | 0 | 0 | 1 | 0 | 0 | 0 | 0 | 0 | 0 | 0 | 0 | 0 | 0 | 0 | 0 | 0 | 0 | 0 | 4595.5363
2025-09-18 | 0 | 0.62 | 2.94 | 0 | 0 | 0 | 0 | 0 | 0 | 0 | 0 | 0 | 0 | 1 | 0 | 0 | 0 | 0 | 0 | 0 | 0 | 0 | 0 | 0 | 0 | 0 | 0 | 0 | 5196.8557
2025-09-18 | 0 | 0.47 | 3.83 | 0 | 0 | 0 | 0 | 0 | 0 | 0 | 0 | 0 | 0 | 0 | 1 | 0 | 0 | 0 | 0 | 0 | 0 | 0 | 0 | 0 | 0 | 0 | 0 | 0 | 5514.4501
2025-09-18 | 0 | 0.35 | 4.67 | 0 | 0 | 0 | 0 | 0 | 0 | 0 | 0 | 0 | 0 | 0 | 0 | 1 | 0 | 0 | 0 | 0 | 0 | 0 | 0 | 0 | 0 | 0 | 0 | 0 | 5809.4847
2025-09-18 | 0 | 0.39 | 5.44 | 0 | 0 | 0 | 0 | 0 | 0 | 0 | 0 | 0 | 0 | 0 | 0 | 0 | 1 | 0 | 0 | 0 | 0 | 0 | 0 | 0 | 0 | 0 | 0 | 0 | 5994.9622
2025-09-18 | 0 | 0.38 | 5.76 | 0 | 0 | 0 | 0 | 0 | 0 | 0 | 0 | 0 | 0 | 0 | 0 | 0 | 0 | 1 | 0 | 0 | 0 | 0 | 0 | 0 | 0 | 0 | 0 | 0 | 6049.0013
2025-09-18 | 0 | 0.39 | 5.61 | 0 | 0 | 0 | 0 | 0 | 0 | 0 | 0 | 0 | 0 | 0 | 0 | 0 | 0 | 0 | 1 | 0 | 0 | 0 | 0 | 0 | 0 | 0 | 0 | 0 | 6081.3206
2025-09-18 | 0 | 0.34 | 6.15 | 0 | 0 | 0 | 0 | 0 | 0 | 0 | 0 | 0 | 0 | 0 | 0 | 0 | 0 | 0 | 0 | 1 | 0 | 0 | 0 | 0 | 0 | 0 | 0 | 0 | 6660.7446
2025-09-18 | 0 | 0.34 | 5.9 | 0 | 0 | 0 | 0 | 0 | 0 | 0 | 0 | 0 | 0 | 0 | 0 | 0 | 0 | 0 | 0 | 0 | 1 | 0 | 0 | 0 | 0 | 0 | 0 | 0 | 7129.6786
2025-09-18 | 0 | 0.48 | 4.69 | 0 | 0 | 0 | 0 | 0 | 0 | 0 | 0 | 0 | 0 | 0 | 0 | 0 | 0 | 0 | 0 | 0 | 0 | 1 | 0 | 0 | 0 | 0 | 0 | 0 | 6924.2972
2025-09-18 | 0 | 0.76 | 3.49 | 0 | 0 | 0 | 0 | 0 | 0 | 0 | 0 | 0 | 0 | 0 | 0 | 0 | 0 | 0 | 0 | 0 | 0 | 0 | 1 | 0 | 0 | 0 | 0 | 0 | 6526.2401
2025-09-18 | 0 | 1.03 | 2.25 | 0 | 0 | 0 | 0 | 0 | 0 | 0 | 0 | 0 | 0 | 0 | 0 | 0 | 0 | 0 | 0 | 0 | 0 | 0 | 0 | 1 | 0 | 0 | 0 | 0 | 6071.0616
2025-09-18 | 0 | 1.56 | 1.68 | 0 | 0 | 0 | 0 | 0 | 0 | 0 | 0 | 0 | 0 | 0 | 0 | 0 | 0 | 0 | 0 | 0 | 0 | 0 | 0 | 0 | 1 | 0 | 0 | 0 | 5685.1883
2025-09-18 | 0 | 1.9 | 1.38 | 0 | 0 | 0 | 0 | 0 | 0 | 0 | 0 | 0 | 0 | 0 | 0 | 0 | 0 | 0 | 0 | 0 | 0 | 0 | 0 | 0 | 0 | 1 | 0 | 0 | 5077.0109
2025-09-18 | 0 | 2.17 | 1.05 | 0 | 0 | 0 | 0 | 0 | 0 | 0 | 0 | 0 | 0 | 0 | 0 | 0 | 0 | 0 | 0 | 0 | 0 | 0 | 0 | 0 | 0 | 0 | 1 | 0 | 4361.3585
2025-09-18 | 0 | 2.35 | 0.69 | 0 | 0 | 0 | 0 | 0 | 0 | 0 | 0 | 0 | 0 | 0 | 0 | 0 | 0 | 0 | 0 | 0 | 0 | 0 | 0 | 0 | 0 | 0 | 0 | 1 | 3740.5305
2025-09-19 | 0 | 2.71 | 0.64 | 0 | 1 | 0 | 0 | 0 | 0 | 0 | 0 | 0 | 0 | 0 | 0 | 0 | 0 | 0 | 0 | 0 | 0 | 0 | 0 | 0 | 0 | 0 | 0 | 0 | 3409.0194
2025-09-19 | 0 | 2.97 | 0.48 | 0 | 0 | 1 | 0 | 0 | 0 | 0 | 0 | 0 | 0 | 0 | 0 | 0 | 0 | 0 | 0 | 0 | 0 | 0 | 0 | 0 | 0 | 0 | 0 | 0 | 3165.9102
2025-09-19 | 0 | 3.27 | 0.42 | 0 | 0 | 0 | 1 | 0 | 0 | 0 | 0 | 0 | 0 | 0 | 0 | 0 | 0 | 0 | 0 | 0 | 0 | 0 | 0 | 0 | 0 | 0 | 0 | 0 | 3059.1734
2025-09-19 | 0 | 3.58 | 0.36 | 0 | 0 | 0 | 0 | 1 | 0 | 0 | 0 | 0 | 0 | 0 | 0 | 0 | 0 | 0 | 0 | 0 | 0 | 0 | 0 | 0 | 0 | 0 | 0 | 0 | 3044.1679
2025-09-19 | 0 | 3.84 | 0.32 | 0 | 0 | 0 | 0 | 0 | 1 | 0 | 0 | 0 | 0 | 0 | 0 | 0 | 0 | 0 | 0 | 0 | 0 | 0 | 0 | 0 | 0 | 0 | 0 | 0 | 3204.1369
2025-09-19 | 0 | 4.07 | 0.3 | 0 | 0 | 0 | 0 | 0 | 0 | 1 | 0 | 0 | 0 | 0 | 0 | 0 | 0 | 0 | 0 | 0 | 0 | 0 | 0 | 0 | 0 | 0 | 0 | 0 | 3551.8566
2025-09-19 | 0 | 3.99 | 0.32 | 0 | 0 | 0 | 0 | 0 | 0 | 0 | 1 | 0 | 0 | 0 | 0 | 0 | 0 | 0 | 0 | 0 | 0 | 0 | 0 | 0 | 0 | 0 | 0 | 0 | 3956.2467
2025-09-19 | 0 | 3.49 | 0.44 | 0 | 0 | 0 | 0 | 0 | 0 | 0 | 0 | 1 | 0 | 0 | 0 | 0 | 0 | 0 | 0 | 0 | 0 | 0 | 0 | 0 | 0 | 0 | 0 | 0 | 4329.3291
2025-09-19 | 0 | 2.26 | 0.83 | 0 | 0 | 0 | 0 | 0 | 0 | 0 | 0 | 0 | 1 | 0 | 0 | 0 | 0 | 0 | 0 | 0 | 0 | 0 | 0 | 0 | 0 | 0 | 0 | 0 | 4549.4856
2025-09-19 | 0 | 1.4 | 1.43 | 0 | 0 | 0 | 0 | 0 | 0 | 0 | 0 | 0 | 0 | 1 | 0 | 0 | 0 | 0 | 0 | 0 | 0 | 0 | 0 | 0 | 0 | 0 | 0 | 0 | 4728.2816
2025-09-19 | 0 | 0.82 | 2.42 | 0 | 0 | 0 | 0 | 0 | 0 | 0 | 0 | 0 | 0 | 0 | 1 | 0 | 0 | 0 | 0 | 0 | 0 | 0 | 0 | 0 | 0 | 0 | 0 | 0 | 5035.2883
2025-09-19 | 0 | 0.51 | 3.29 | 0 | 0 | 0 | 0 | 0 | 0 | 0 | 0 | 0 | 0 | 0 | 0 | 1 | 0 | 0 | 0 | 0 | 0 | 0 | 0 | 0 | 0 | 0 | 0 | 0 | 5320.4364
2025-09-19 | 0 | 0.51 | 4.22 | 0 | 0 | 0 | 0 | 0 | 0 | 0 | 0 | 0 | 0 | 0 | 0 | 0 | 1 | 0 | 0 | 0 | 0 | 0 | 0 | 0 | 0 | 0 | 0 | 0 | 5560.2557
2025-09-19 | 0 | 0.45 | 4.48 | 0 | 0 | 0 | 0 | 0 | 0 | 0 | 0 | 0 | 0 | 0 | 0 | 0 | 0 | 1 | 0 | 0 | 0 | 0 | 0 | 0 | 0 | 0 | 0 | 0 | 5586.7665
2025-09-19 | 0 | 0.44 | 4.65 | 0 | 0 | 0 | 0 | 0 | 0 | 0 | 0 | 0 | 0 | 0 | 0 | 0 | 0 | 0 | 1 | 0 | 0 | 0 | 0 | 0 | 0 | 0 | 0 | 0 | 5734.3694
2025-09-19 | 0 | 0.52 | 4.37 | 0 | 0 | 0 | 0 | 0 | 0 | 0 | 0 | 0 | 0 | 0 | 0 | 0 | 0 | 0 | 0 | 1 | 0 | 0 | 0 | 0 | 0 | 0 | 0 | 0 | 6027.0416
2025-09-19 | 0 | 0.56 | 4.35 | 0 | 0 | 0 | 0 | 0 | 0 | 0 | 0 | 0 | 0 | 0 | 0 | 0 | 0 | 0 | 0 | 0 | 1 | 0 | 0 | 0 | 0 | 0 | 0 | 0 | 6584.8173
2025-09-19 | 0 | 0.58 | 3.37 | 0 | 0 | 0 | 0 | 0 | 0 | 0 | 0 | 0 | 0 | 0 | 0 | 0 | 0 | 0 | 0 | 0 | 0 | 1 | 0 | 0 | 0 | 0 | 0 | 0 | 6450.6769
2025-09-19 | 0 | 0.59 | 2.35 | 0 | 0 | 0 | 0 | 0 | 0 | 0 | 0 | 0 | 0 | 0 | 0 | 0 | 0 | 0 | 0 | 0 | 0 | 0 | 1 | 0 | 0 | 0 | 0 | 0 | 6089.0037
2025-09-19 | 0 | 0.99 | 1.58 | 0 | 0 | 0 | 0 | 0 | 0 | 0 | 0 | 0 | 0 | 0 | 0 | 0 | 0 | 0 | 0 | 0 | 0 | 0 | 0 | 1 | 0 | 0 | 0 | 0 | 5820.6798
2025-09-19 | 0 | 1.46 | 1.32 | 0 | 0 | 0 | 0 | 0 | 0 | 0 | 0 | 0 | 0 | 0 | 0 | 0 | 0 | 0 | 0 | 0 | 0 | 0 | 0 | 0 | 1 | 0 | 0 | 0 | 5542.0187
2025-09-19 | 0 | 1.77 | 1.08 | 0 | 0 | 0 | 0 | 0 | 0 | 0 | 0 | 0 | 0 | 0 | 0 | 0 | 0 | 0 | 0 | 0 | 0 | 0 | 0 | 0 | 0 | 1 | 0 | 0 | 4952.5695
2025-09-19 | 0 | 2 | 0.87 | 0 | 0 | 0 | 0 | 0 | 0 | 0 | 0 | 0 | 0 | 0 | 0 | 0 | 0 | 0 | 0 | 0 | 0 | 0 | 0 | 0 | 0 | 0 | 1 | 0 | 4276.5733
2025-09-19 | 0 | 2.33 | 0.61 | 0 | 0 | 0 | 0 | 0 | 0 | 0 | 0 | 0 | 0 | 0 | 0 | 0 | 0 | 0 | 0 | 0 | 0 | 0 | 0 | 0 | 0 | 0 | 0 | 1 | 3708.9595
2025-09-20 | 0 | 2.85 | 0.34 | 1 | 1 | 0 | 0 | 0 | 0 | 0 | 0 | 0 | 0 | 0 | 0 | 0 | 0 | 0 | 0 | 0 | 0 | 0 | 0 | 0 | 0 | 0 | 0 | 0 | 3592.7533
2025-09-20 | 0 | 2.67 | 0.35 | 1 | 0 | 1 | 0 | 0 | 0 | 0 | 0 | 0 | 0 | 0 | 0 | 0 | 0 | 0 | 0 | 0 | 0 | 0 | 0 | 0 | 0 | 0 | 0 | 0 | 3363.6559
2025-09-20 | 0 | 3.45 | 0.25 | 1 | 0 | 0 | 1 | 0 | 0 | 0 | 0 | 0 | 0 | 0 | 0 | 0 | 0 | 0 | 0 | 0 | 0 | 0 | 0 | 0 | 0 | 0 | 0 | 0 | 3295.0351
2025-09-20 | 0 | 3.8 | 0.29 | 1 | 0 | 0 | 0 | 1 | 0 | 0 | 0 | 0 | 0 | 0 | 0 | 0 | 0 | 0 | 0 | 0 | 0 | 0 | 0 | 0 | 0 | 0 | 0 | 0 | 3321.1435
2025-09-20 | 0 | 4 | 0.28 | 1 | 0 | 0 | 0 | 0 | 1 | 0 | 0 | 0 | 0 | 0 | 0 | 0 | 0 | 0 | 0 | 0 | 0 | 0 | 0 | 0 | 0 | 0 | 0 | 0 | 3485.5264
2025-09-20 | 0 | 4.21 | 0.32 | 1 | 0 | 0 | 0 | 0 | 0 | 1 | 0 | 0 | 0 | 0 | 0 | 0 | 0 | 0 | 0 | 0 | 0 | 0 | 0 | 0 | 0 | 0 | 0 | 0 | 3853.0743
2025-09-20 | 0 | 4.11 | 0.26 | 1 | 0 | 0 | 0 | 0 | 0 | 0 | 1 | 0 | 0 | 0 | 0 | 0 | 0 | 0 | 0 | 0 | 0 | 0 | 0 | 0 | 0 | 0 | 0 | 0 | 4225.8934
2025-09-20 | 0 | 3.64 | 0.36 | 1 | 0 | 0 | 0 | 0 | 0 | 0 | 0 | 1 | 0 | 0 | 0 | 0 | 0 | 0 | 0 | 0 | 0 | 0 | 0 | 0 | 0 | 0 | 0 | 0 | 4594.9331
2025-09-20 | 0 | 1.79 | 0.7 | 1 | 0 | 0 | 0 | 0 | 0 | 0 | 0 | 0 | 1 | 0 | 0 | 0 | 0 | 0 | 0 | 0 | 0 | 0 | 0 | 0 | 0 | 0 | 0 | 0 | 4728.5308
2025-09-20 | 0 | 1.17 | 1.71 | 1 | 0 | 0 | 0 | 0 | 0 | 0 | 0 | 0 | 0 | 1 | 0 | 0 | 0 | 0 | 0 | 0 | 0 | 0 | 0 | 0 | 0 | 0 | 0 | 0 | 5084.2537
2025-09-20 | 0 | 0.74 | 2.74 | 1 | 0 | 0 | 0 | 0 | 0 | 0 | 0 | 0 | 0 | 0 | 1 | 0 | 0 | 0 | 0 | 0 | 0 | 0 | 0 | 0 | 0 | 0 | 0 | 0 | 5422.4462
2025-09-20 | 0 | 0.39 | 3.37 | 1 | 0 | 0 | 0 | 0 | 0 | 0 | 0 | 0 | 0 | 0 | 0 | 1 | 0 | 0 | 0 | 0 | 0 | 0 | 0 | 0 | 0 | 0 | 0 | 0 | 5615.0814
2025-09-20 | 0 | 0.23 | 3.87 | 1 | 0 | 0 | 0 | 0 | 0 | 0 | 0 | 0 | 0 | 0 | 0 | 0 | 1 | 0 | 0 | 0 | 0 | 0 | 0 | 0 | 0 | 0 | 0 | 0 | 5679.4314
2025-09-20 | 0 | 0.29 | 4.13 | 1 | 0 | 0 | 0 | 0 | 0 | 0 | 0 | 0 | 0 | 0 | 0 | 0 | 0 | 1 | 0 | 0 | 0 | 0 | 0 | 0 | 0 | 0 | 0 | 0 | 5719.1425
2025-09-20 | 0 | 0.24 | 4.4 | 1 | 0 | 0 | 0 | 0 | 0 | 0 | 0 | 0 | 0 | 0 | 0 | 0 | 0 | 0 | 1 | 0 | 0 | 0 | 0 | 0 | 0 | 0 | 0 | 0 | 5899.059
2025-09-20 | 0 | 0.27 | 4.13 | 1 | 0 | 0 | 0 | 0 | 0 | 0 | 0 | 0 | 0 | 0 | 0 | 0 | 0 | 0 | 0 | 1 | 0 | 0 | 0 | 0 | 0 | 0 | 0 | 0 | 6189.9025
2025-09-20 | 0 | 0.25 | 3.92 | 1 | 0 | 0 | 0 | 0 | 0 | 0 | 0 | 0 | 0 | 0 | 0 | 0 | 0 | 0 | 0 | 0 | 1 | 0 | 0 | 0 | 0 | 0 | 0 | 0 | 6671.3219
2025-09-20 | 0 | 0.4 | 3.44 | 1 | 0 | 0 | 0 | 0 | 0 | 0 | 0 | 0 | 0 | 0 | 0 | 0 | 0 | 0 | 0 | 0 | 0 | 1 | 0 | 0 | 0 | 0 | 0 | 0 | 6735.0504
2025-09-20 | 0 | 0.67 | 2.77 | 1 | 0 | 0 | 0 | 0 | 0 | 0 | 0 | 0 | 0 | 0 | 0 | 0 | 0 | 0 | 0 | 0 | 0 | 0 | 1 | 0 | 0 | 0 | 0 | 0 | 6530.4758
2025-09-20 | 0 | 0.89 | 2.11 | 1 | 0 | 0 | 0 | 0 | 0 | 0 | 0 | 0 | 0 | 0 | 0 | 0 | 0 | 0 | 0 | 0 | 0 | 0 | 0 | 1 | 0 | 0 | 0 | 0 | 6282.7364
2025-09-20 | 0 | 1.03 | 1.78 | 1 | 0 | 0 | 0 | 0 | 0 | 0 | 0 | 0 | 0 | 0 | 0 | 0 | 0 | 0 | 0 | 0 | 0 | 0 | 0 | 0 | 1 | 0 | 0 | 0 | 5942.0747
2025-09-20 | 0 | 1.12 | 1.59 | 1 | 0 | 0 | 0 | 0 | 0 | 0 | 0 | 0 | 0 | 0 | 0 | 0 | 0 | 0 | 0 | 0 | 0 | 0 | 0 | 0 | 0 | 1 | 0 | 0 | 5346.7816
2025-09-20 | 0 | 1.2 | 1.3 | 1 | 0 | 0 | 0 | 0 | 0 | 0 | 0 | 0 | 0 | 0 | 0 | 0 | 0 | 0 | 0 | 0 | 0 | 0 | 0 | 0 | 0 | 0 | 1 | 0 | 4624.9141
2025-09-20 | 0 | 1.15 | 0.99 | 1 | 0 | 0 | 0 | 0 | 0 | 0 | 0 | 0 | 0 | 0 | 0 | 0 | 0 | 0 | 0 | 0 | 0 | 0 | 0 | 0 | 0 | 0 | 0 | 1 | 3997.1422
2025-09-21 | 0 | 1.35 | 0.8 | 1 | 1 | 0 | 0 | 0 | 0 | 0 | 0 | 0 | 0 | 0 | 0 | 0 | 0 | 0 | 0 | 0 | 0 | 0 | 0 | 0 | 0 | 0 | 0 | 0 | 3596.6315
2025-09-21 | 0 | 1.55 | 0.71 | 1 | 0 | 1 | 0 | 0 | 0 | 0 | 0 | 0 | 0 | 0 | 0 | 0 | 0 | 0 | 0 | 0 | 0 | 0 | 0 | 0 | 0 | 0 | 0 | 0 | 3372.6216
2025-09-21 | 0 | 2.1 | 0.64 | 1 | 0 | 0 | 1 | 0 | 0 | 0 | 0 | 0 | 0 | 0 | 0 | 0 | 0 | 0 | 0 | 0 | 0 | 0 | 0 | 0 | 0 | 0 | 0 | 0 | 3289.7142
2025-09-21 | 0 | 2.3 | 0.49 | 1 | 0 | 0 | 0 | 1 | 0 | 0 | 0 | 0 | 0 | 0 | 0 | 0 | 0 | 0 | 0 | 0 | 0 | 0 | 0 | 0 | 0 | 0 | 0 | 0 | 3229.5661
2025-09-21 | 0 | 2.47 | 0.46 | 1 | 0 | 0 | 0 | 0 | 1 | 0 | 0 | 0 | 0 | 0 | 0 | 0 | 0 | 0 | 0 | 0 | 0 | 0 | 0 | 0 | 0 | 0 | 0 | 0 | 3383.3062
2025-09-21 | 0 | 2.66 | 0.41 | 1 | 0 | 0 | 0 | 0 | 0 | 1 | 0 | 0 | 0 | 0 | 0 | 0 | 0 | 0 | 0 | 0 | 0 | 0 | 0 | 0 | 0 | 0 | 0 | 0 | 3715.6117
2025-09-21 | 0 | 2.43 | 0.45 | 1 | 0 | 0 | 0 | 0 | 0 | 0 | 1 | 0 | 0 | 0 | 0 | 0 | 0 | 0 | 0 | 0 | 0 | 0 | 0 | 0 | 0 | 0 | 0 | 0 | 4110.8441
2025-09-21 | 0 | 1.82 | 0.89 | 1 | 0 | 0 | 0 | 0 | 0 | 0 | 0 | 1 | 0 | 0 | 0 | 0 | 0 | 0 | 0 | 0 | 0 | 0 | 0 | 0 | 0 | 0 | 0 | 0 | 4589.3099
2025-09-21 | 0 | 0.87 | 1.97 | 1 | 0 | 0 | 0 | 0 | 0 | 0 | 0 | 0 | 1 | 0 | 0 | 0 | 0 | 0 | 0 | 0 | 0 | 0 | 0 | 0 | 0 | 0 | 0 | 0 | 5093.5917
2025-09-21 | 0 | 0.31 | 3.47 | 1 | 0 | 0 | 0 | 0 | 0 | 0 | 0 | 0 | 0 | 1 | 0 | 0 | 0 | 0 | 0 | 0 | 0 | 0 | 0 | 0 | 0 | 0 | 0 | 0 | 5635.8117
2025-09-21 | 0 | 0.19 | 5.03 | 1 | 0 | 0 | 0 | 0 | 0 | 0 | 0 | 0 | 0 | 0 | 1 | 0 | 0 | 0 | 0 | 0 | 0 | 0 | 0 | 0 | 0 | 0 | 0 | 0 | 6202.6878
2025-09-21 | 0 | 0.08 | 5.97 | 1 | 0 | 0 | 0 | 0 | 0 | 0 | 0 | 0 | 0 | 0 | 0 | 1 | 0 | 0 | 0 | 0 | 0 | 0 | 0 | 0 | 0 | 0 | 0 | 0 | 6535.5361
2025-09-21 | 0 | 0 | 6.44 | 1 | 0 | 0 | 0 | 0 | 0 | 0 | 0 | 0 | 0 | 0 | 0 | 0 | 1 | 0 | 0 | 0 | 0 | 0 | 0 | 0 | 0 | 0 | 0 | 0 | 6597.6722
2025-09-21 | 0 | 0 | 6.52 | 1 | 0 | 0 | 0 | 0 | 0 | 0 | 0 | 0 | 0 | 0 | 0 | 0 | 0 | 1 | 0 | 0 | 0 | 0 | 0 | 0 | 0 | 0 | 0 | 0 | 6564.6985
2025-09-21 | 0 | 0 | 6.78 | 1 | 0 | 0 | 0 | 0 | 0 | 0 | 0 | 0 | 0 | 0 | 0 | 0 | 0 | 0 | 1 | 0 | 0 | 0 | 0 | 0 | 0 | 0 | 0 | 0 | 6746.4438
2025-09-21 | 0 | 0 | 7.23 | 1 | 0 | 0 | 0 | 0 | 0 | 0 | 0 | 0 | 0 | 0 | 0 | 0 | 0 | 0 | 0 | 1 | 0 | 0 | 0 | 0 | 0 | 0 | 0 | 0 | 7298.3257
2025-09-21 | 0 | 0 | 6.52 | 1 | 0 | 0 | 0 | 0 | 0 | 0 | 0 | 0 | 0 | 0 | 0 | 0 | 0 | 0 | 0 | 0 | 1 | 0 | 0 | 0 | 0 | 0 | 0 | 0 | 7598.3768
2025-09-21 | 0 | 0.1 | 5.37 | 1 | 0 | 0 | 0 | 0 | 0 | 0 | 0 | 0 | 0 | 0 | 0 | 0 | 0 | 0 | 0 | 0 | 0 | 1 | 0 | 0 | 0 | 0 | 0 | 0 | 7410.6234
2025-09-21 | 0 | 0.26 | 4.02 | 1 | 0 | 0 | 0 | 0 | 0 | 0 | 0 | 0 | 0 | 0 | 0 | 0 | 0 | 0 | 0 | 0 | 0 | 0 | 1 | 0 | 0 | 0 | 0 | 0 | 6944.2955
2025-09-21 | 0 | 0.35 | 3.4 | 1 | 0 | 0 | 0 | 0 | 0 | 0 | 0 | 0 | 0 | 0 | 0 | 0 | 0 | 0 | 0 | 0 | 0 | 0 | 0 | 1 | 0 | 0 | 0 | 0 | 6696.9412
2025-09-21 | 0 | 0.44 | 2.56 | 1 | 0 | 0 | 0 | 0 | 0 | 0 | 0 | 0 | 0 | 0 | 0 | 0 | 0 | 0 | 0 | 0 | 0 | 0 | 0 | 0 | 1 | 0 | 0 | 0 | 6163.5396
2025-09-21 | 0 | 0.46 | 2.15 | 1 | 0 | 0 | 0 | 0 | 0 | 0 | 0 | 0 | 0 | 0 | 0 | 0 | 0 | 0 | 0 | 0 | 0 | 0 | 0 | 0 | 0 | 1 | 0 | 0 | 5479.7762
2025-09-21 | 0 | 0.61 | 1.49 | 1 | 0 | 0 | 0 | 0 | 0 | 0 | 0 | 0 | 0 | 0 | 0 | 0 | 0 | 0 | 0 | 0 | 0 | 0 | 0 | 0 | 0 | 0 | 1 | 0 | 4629.7682
2025-09-21 | 0 | 0.91 | 1.16 | 1 | 0 | 0 | 0 | 0 | 0 | 0 | 0 | 0 | 0 | 0 | 0 | 0 | 0 | 0 | 0 | 0 | 0 | 0 | 0 | 0 | 0 | 0 | 0 | 1 | 4033.1547
2025-09-22 | 0 | 1.14 | 0.82 | 0 | 1 | 0 | 0 | 0 | 0 | 0 | 0 | 0 | 0 | 0 | 0 | 0 | 0 | 0 | 0 | 0 | 0 | 0 | 0 | 0 | 0 | 0 | 0 | 0 | 3302.3991
2025-09-22 | 0 | 1.52 | 0.63 | 0 | 0 | 1 | 0 | 0 | 0 | 0 | 0 | 0 | 0 | 0 | 0 | 0 | 0 | 0 | 0 | 0 | 0 | 0 | 0 | 0 | 0 | 0 | 0 | 0 | 3061.4761
2025-09-22 | 0 | 1.97 | 0.6 | 0 | 0 | 0 | 1 | 0 | 0 | 0 | 0 | 0 | 0 | 0 | 0 | 0 | 0 | 0 | 0 | 0 | 0 | 0 | 0 | 0 | 0 | 0 | 0 | 0 | 2982.2539
2025-09-22 | 0 | 2.32 | 0.59 | 0 | 0 | 0 | 0 | 1 | 0 | 0 | 0 | 0 | 0 | 0 | 0 | 0 | 0 | 0 | 0 | 0 | 0 | 0 | 0 | 0 | 0 | 0 | 0 | 0 | 2990.0054
2025-09-22 | 0 | 2.78 | 0.34 | 0 | 0 | 0 | 0 | 0 | 1 | 0 | 0 | 0 | 0 | 0 | 0 | 0 | 0 | 0 | 0 | 0 | 0 | 0 | 0 | 0 | 0 | 0 | 0 | 0 | 3094.8763
2025-09-22 | 0 | 3.32 | 0.36 | 0 | 0 | 0 | 0 | 0 | 0 | 1 | 0 | 0 | 0 | 0 | 0 | 0 | 0 | 0 | 0 | 0 | 0 | 0 | 0 | 0 | 0 | 0 | 0 | 0 | 3491.3825
2025-09-22 | 0 | 3.38 | 0.4 | 0 | 0 | 0 | 0 | 0 | 0 | 0 | 1 | 0 | 0 | 0 | 0 | 0 | 0 | 0 | 0 | 0 | 0 | 0 | 0 | 0 | 0 | 0 | 0 | 0 | 3918.5158
2025-09-22 | 0 | 2.91 | 0.42 | 0 | 0 | 0 | 0 | 0 | 0 | 0 | 0 | 1 | 0 | 0 | 0 | 0 | 0 | 0 | 0 | 0 | 0 | 0 | 0 | 0 | 0 | 0 | 0 | 0 | 4258.1845
2025-09-22 | 0 | 2.09 | 1.08 | 0 | 0 | 0 | 0 | 0 | 0 | 0 | 0 | 0 | 1 | 0 | 0 | 0 | 0 | 0 | 0 | 0 | 0 | 0 | 0 | 0 | 0 | 0 | 0 | 0 | 4622.5693
2025-09-22 | 0 | 1.53 | 1.92 | 0 | 0 | 0 | 0 | 0 | 0 | 0 | 0 | 0 | 0 | 1 | 0 | 0 | 0 | 0 | 0 | 0 | 0 | 0 | 0 | 0 | 0 | 0 | 0 | 0 | 4922.4791
2025-09-22 | 0 | 1.16 | 2.71 | 0 | 0 | 0 | 0 | 0 | 0 | 0 | 0 | 0 | 0 | 0 | 1 | 0 | 0 | 0 | 0 | 0 | 0 | 0 | 0 | 0 | 0 | 0 | 0 | 0 | 5179.159
2025-09-22 | 0 | 1.05 | 3.49 | 0 | 0 | 0 | 0 | 0 | 0 | 0 | 0 | 0 | 0 | 0 | 0 | 1 | 0 | 0 | 0 | 0 | 0 | 0 | 0 | 0 | 0 | 0 | 0 | 0 | 5453.2654
2025-09-22 | 0 | 0.97 | 4.24 | 0 | 0 | 0 | 0 | 0 | 0 | 0 | 0 | 0 | 0 | 0 | 0 | 0 | 1 | 0 | 0 | 0 | 0 | 0 | 0 | 0 | 0 | 0 | 0 | 0 | 5618.1999
2025-09-22 | 0 | 0.78 | 4.61 | 0 | 0 | 0 | 0 | 0 | 0 | 0 | 0 | 0 | 0 | 0 | 0 | 0 | 0 | 1 | 0 | 0 | 0 | 0 | 0 | 0 | 0 | 0 | 0 | 0 | 5670.7953
2025-09-22 | 0 | 0.94 | 4.86 | 0 | 0 | 0 | 0 | 0 | 0 | 0 | 0 | 0 | 0 | 0 | 0 | 0 | 0 | 0 | 1 | 0 | 0 | 0 | 0 | 0 | 0 | 0 | 0 | 0 | 5866.4697
2025-09-22 | 0 | 0.99 | 4.64 | 0 | 0 | 0 | 0 | 0 | 0 | 0 | 0 | 0 | 0 | 0 | 0 | 0 | 0 | 0 | 0 | 1 | 0 | 0 | 0 | 0 | 0 | 0 | 0 | 0 | 6177.87
2025-09-22 | 0 | 1.1 | 4.24 | 0 | 0 | 0 | 0 | 0 | 0 | 0 | 0 | 0 | 0 | 0 | 0 | 0 | 0 | 0 | 0 | 0 | 1 | 0 | 0 | 0 | 0 | 0 | 0 | 0 | 6603.8339
2025-09-22 | 0 | 1.34 | 3.64 | 0 | 0 | 0 | 0 | 0 | 0 | 0 | 0 | 0 | 0 | 0 | 0 | 0 | 0 | 0 | 0 | 0 | 0 | 1 | 0 | 0 | 0 | 0 | 0 | 0 | 6633.4062
2025-09-22 | 0 | 1.4 | 2.99 | 0 | 0 | 0 | 0 | 0 | 0 | 0 | 0 | 0 | 0 | 0 | 0 | 0 | 0 | 0 | 0 | 0 | 0 | 0 | 1 | 0 | 0 | 0 | 0 | 0 | 6413.0737
2025-09-22 | 0 | 1.64 | 2.53 | 0 | 0 | 0 | 0 | 0 | 0 | 0 | 0 | 0 | 0 | 0 | 0 | 0 | 0 | 0 | 0 | 0 | 0 | 0 | 0 | 1 | 0 | 0 | 0 | 0 | 6240.9618
2025-09-22 | 0 | 1.75 | 2.38 | 0 | 0 | 0 | 0 | 0 | 0 | 0 | 0 | 0 | 0 | 0 | 0 | 0 | 0 | 0 | 0 | 0 | 0 | 0 | 0 | 0 | 1 | 0 | 0 | 0 | 5963.0846
2025-09-22 | 0 | 2.2 | 2.35 | 0 | 0 | 0 | 0 | 0 | 0 | 0 | 0 | 0 | 0 | 0 | 0 | 0 | 0 | 0 | 0 | 0 | 0 | 0 | 0 | 0 | 0 | 1 | 0 | 0 | 5466.1345
2025-09-22 | 0 | 2.57 | 2.35 | 0 | 0 | 0 | 0 | 0 | 0 | 0 | 0 | 0 | 0 | 0 | 0 | 0 | 0 | 0 | 0 | 0 | 0 | 0 | 0 | 0 | 0 | 0 | 1 | 0 | 4882.6376
2025-09-22 | 0 | 2.72 | 2.1 | 0 | 0 | 0 | 0 | 0 | 0 | 0 | 0 | 0 | 0 | 0 | 0 | 0 | 0 | 0 | 0 | 0 | 0 | 0 | 0 | 0 | 0 | 0 | 0 | 1 | 4298.8945
2025-09-23 | 0 | 2.62 | 1.81 | 0 | 1 | 0 | 0 | 0 | 0 | 0 | 0 | 0 | 0 | 0 | 0 | 0 | 0 | 0 | 0 | 0 | 0 | 0 | 0 | 0 | 0 | 0 | 0 | 0 | 3828.6692
2025-09-23 | 0 | 2.87 | 1.56 | 0 | 0 | 1 | 0 | 0 | 0 | 0 | 0 | 0 | 0 | 0 | 0 | 0 | 0 | 0 | 0 | 0 | 0 | 0 | 0 | 0 | 0 | 0 | 0 | 0 | 3551.4176
2025-09-23 | 0 | 3.11 | 1.41 | 0 | 0 | 0 | 1 | 0 | 0 | 0 | 0 | 0 | 0 | 0 | 0 | 0 | 0 | 0 | 0 | 0 | 0 | 0 | 0 | 0 | 0 | 0 | 0 | 0 | 3405.0383
2025-09-23 | 0 | 3.46 | 1.07 | 0 | 0 | 0 | 0 | 1 | 0 | 0 | 0 | 0 | 0 | 0 | 0 | 0 | 0 | 0 | 0 | 0 | 0 | 0 | 0 | 0 | 0 | 0 | 0 | 0 | 3291.6347
2025-09-23 | 0 | 3.52 | 0.85 | 0 | 0 | 0 | 0 | 0 | 1 | 0 | 0 | 0 | 0 | 0 | 0 | 0 | 0 | 0 | 0 | 0 | 0 | 0 | 0 | 0 | 0 | 0 | 0 | 0 | 3363.5184
2025-09-23 | 0 | 3.91 | 0.77 | 0 | 0 | 0 | 0 | 0 | 0 | 1 | 0 | 0 | 0 | 0 | 0 | 0 | 0 | 0 | 0 | 0 | 0 | 0 | 0 | 0 | 0 | 0 | 0 | 0 | 3706.8104
2025-09-23 | 0 | 4 | 0.7 | 0 | 0 | 0 | 0 | 0 | 0 | 0 | 1 | 0 | 0 | 0 | 0 | 0 | 0 | 0 | 0 | 0 | 0 | 0 | 0 | 0 | 0 | 0 | 0 | 0 | 4096.8588
2025-09-23 | 0 | 3.64 | 0.94 | 0 | 0 | 0 | 0 | 0 | 0 | 0 | 0 | 1 | 0 | 0 | 0 | 0 | 0 | 0 | 0 | 0 | 0 | 0 | 0 | 0 | 0 | 0 | 0 | 0 | 4529.398
2025-09-23 | 0 | 2.53 | 1.42 | 0 | 0 | 0 | 0 | 0 | 0 | 0 | 0 | 0 | 1 | 0 | 0 | 0 | 0 | 0 | 0 | 0 | 0 | 0 | 0 | 0 | 0 | 0 | 0 | 0 | 4795.7972
2025-09-23 | 0 | 1.49 | 1.82 | 0 | 0 | 0 | 0 | 0 | 0 | 0 | 0 | 0 | 0 | 1 | 0 | 0 | 0 | 0 | 0 | 0 | 0 | 0 | 0 | 0 | 0 | 0 | 0 | 0 | 4881.3653
2025-09-23 | 0 | 1.15 | 2.75 | 0 | 0 | 0 | 0 | 0 | 0 | 0 | 0 | 0 | 0 | 0 | 1 | 0 | 0 | 0 | 0 | 0 | 0 | 0 | 0 | 0 | 0 | 0 | 0 | 0 | 5192.7445
2025-09-23 | 0 | 0.99 | 3.33 | 0 | 0 | 0 | 0 | 0 | 0 | 0 | 0 | 0 | 0 | 0 | 0 | 1 | 0 | 0 | 0 | 0 | 0 | 0 | 0 | 0 | 0 | 0 | 0 | 0 | 5387.9234
2025-09-23 | 0 | 0.85 | 3.79 | 0 | 0 | 0 | 0 | 0 | 0 | 0 | 0 | 0 | 0 | 0 | 0 | 0 | 1 | 0 | 0 | 0 | 0 | 0 | 0 | 0 | 0 | 0 | 0 | 0 | 5439.788
2025-09-23 | 0 | 0.73 | 3.96 | 0 | 0 | 0 | 0 | 0 | 0 | 0 | 0 | 0 | 0 | 0 | 0 | 0 | 0 | 1 | 0 | 0 | 0 | 0 | 0 | 0 | 0 | 0 | 0 | 0 | 5426.6562
2025-09-23 | 0 | 0.6 | 4.27 | 0 | 0 | 0 | 0 | 0 | 0 | 0 | 0 | 0 | 0 | 0 | 0 | 0 | 0 | 0 | 1 | 0 | 0 | 0 | 0 | 0 | 0 | 0 | 0 | 0 | 5612.4579
2025-09-23 | 0 | 0.58 | 4.1 | 0 | 0 | 0 | 0 | 0 | 0 | 0 | 0 | 0 | 0 | 0 | 0 | 0 | 0 | 0 | 0 | 1 | 0 | 0 | 0 | 0 | 0 | 0 | 0 | 0 | 5934.5149
2025-09-23 | 0 | 0.69 | 3.57 | 0 | 0 | 0 | 0 | 0 | 0 | 0 | 0 | 0 | 0 | 0 | 0 | 0 | 0 | 0 | 0 | 0 | 1 | 0 | 0 | 0 | 0 | 0 | 0 | 0 | 6312.751
2025-09-23 | 0 | 0.79 | 3.27 | 0 | 0 | 0 | 0 | 0 | 0 | 0 | 0 | 0 | 0 | 0 | 0 | 0 | 0 | 0 | 0 | 0 | 0 | 1 | 0 | 0 | 0 | 0 | 0 | 0 | 6437.0639
2025-09-23 | 0 | 1.04 | 2.62 | 0 | 0 | 0 | 0 | 0 | 0 | 0 | 0 | 0 | 0 | 0 | 0 | 0 | 0 | 0 | 0 | 0 | 0 | 0 | 1 | 0 | 0 | 0 | 0 | 0 | 6237.632
2025-09-23 | 0 | 1.31 | 1.75 | 0 | 0 | 0 | 0 | 0 | 0 | 0 | 0 | 0 | 0 | 0 | 0 | 0 | 0 | 0 | 0 | 0 | 0 | 0 | 0 | 1 | 0 | 0 | 0 | 0 | 5918.294
2025-09-23 | 0 | 1.8 | 1.42 | 0 | 0 | 0 | 0 | 0 | 0 | 0 | 0 | 0 | 0 | 0 | 0 | 0 | 0 | 0 | 0 | 0 | 0 | 0 | 0 | 0 | 1 | 0 | 0 | 0 | 5616.1335
2025-09-23 | 0 | 2.29 | 0.89 | 0 | 0 | 0 | 0 | 0 | 0 | 0 | 0 | 0 | 0 | 0 | 0 | 0 | 0 | 0 | 0 | 0 | 0 | 0 | 0 | 0 | 0 | 1 | 0 | 0 | 4940.0151
2025-09-23 | 0 | 2.76 | 0.83 | 0 | 0 | 0 | 0 | 0 | 0 | 0 | 0 | 0 | 0 | 0 | 0 | 0 | 0 | 0 | 0 | 0 | 0 | 0 | 0 | 0 | 0 | 0 | 1 | 0 | 4345.4902
2025-09-23 | 0 | 3.01 | 0.78 | 0 | 0 | 0 | 0 | 0 | 0 | 0 | 0 | 0 | 0 | 0 | 0 | 0 | 0 | 0 | 0 | 0 | 0 | 0 | 0 | 0 | 0 | 0 | 0 | 1 | 3846.1748
2025-09-24 | 0 | 3.56 | 0.59 | 0 | 1 | 0 | 0 | 0 | 0 | 0 | 0 | 0 | 0 | 0 | 0 | 0 | 0 | 0 | 0 | 0 | 0 | 0 | 0 | 0 | 0 | 0 | 0 | 0 | 3484.1653
2025-09-24 | 0 | 3.71 | 0.57 | 0 | 0 | 1 | 0 | 0 | 0 | 0 | 0 | 0 | 0 | 0 | 0 | 0 | 0 | 0 | 0 | 0 | 0 | 0 | 0 | 0 | 0 | 0 | 0 | 0 | 3280.3548
2025-09-24 | 0 | 4 | 0.5 | 0 | 0 | 0 | 1 | 0 | 0 | 0 | 0 | 0 | 0 | 0 | 0 | 0 | 0 | 0 | 0 | 0 | 0 | 0 | 0 | 0 | 0 | 0 | 0 | 0 | 3168.8466
2025-09-24 | 0 | 4.32 | 0.42 | 0 | 0 | 0 | 0 | 1 | 0 | 0 | 0 | 0 | 0 | 0 | 0 | 0 | 0 | 0 | 0 | 0 | 0 | 0 | 0 | 0 | 0 | 0 | 0 | 0 | 3147.5984
2025-09-24 | 0 | 4.87 | 0.36 | 0 | 0 | 0 | 0 | 0 | 1 | 0 | 0 | 0 | 0 | 0 | 0 | 0 | 0 | 0 | 0 | 0 | 0 | 0 | 0 | 0 | 0 | 0 | 0 | 0 | 3332.1256
2025-09-24 | 0 | 5.02 | 0.22 | 0 | 0 | 0 | 0 | 0 | 0 | 1 | 0 | 0 | 0 | 0 | 0 | 0 | 0 | 0 | 0 | 0 | 0 | 0 | 0 | 0 | 0 | 0 | 0 | 0 | 3626.9887
2025-09-24 | 0 | 5 | 0.4 | 0 | 0 | 0 | 0 | 0 | 0 | 0 | 1 | 0 | 0 | 0 | 0 | 0 | 0 | 0 | 0 | 0 | 0 | 0 | 0 | 0 | 0 | 0 | 0 | 0 | 4096.7209
2025-09-24 | 0 | 4.67 | 0.4 | 0 | 0 | 0 | 0 | 0 | 0 | 0 | 0 | 1 | 0 | 0 | 0 | 0 | 0 | 0 | 0 | 0 | 0 | 0 | 0 | 0 | 0 | 0 | 0 | 0 | 4444.4473
2025-09-24 | 0 | 3.35 | 0.82 | 0 | 0 | 0 | 0 | 0 | 0 | 0 | 0 | 0 | 1 | 0 | 0 | 0 | 0 | 0 | 0 | 0 | 0 | 0 | 0 | 0 | 0 | 0 | 0 | 0 | 4665.7177
2025-09-24 | 0 | 2.19 | 1.2 | 0 | 0 | 0 | 0 | 0 | 0 | 0 | 0 | 0 | 0 | 1 | 0 | 0 | 0 | 0 | 0 | 0 | 0 | 0 | 0 | 0 | 0 | 0 | 0 | 0 | 4730.7426
2025-09-24 | 0 | 1.6 | 1.93 | 0 | 0 | 0 | 0 | 0 | 0 | 0 | 0 | 0 | 0 | 0 | 1 | 0 | 0 | 0 | 0 | 0 | 0 | 0 | 0 | 0 | 0 | 0 | 0 | 0 | 4941.1937
2025-09-24 | 0 | 1.02 | 2.66 | 0 | 0 | 0 | 0 | 0 | 0 | 0 | 0 | 0 | 0 | 0 | 0 | 1 | 0 | 0 | 0 | 0 | 0 | 0 | 0 | 0 | 0 | 0 | 0 | 0 | 5145.2418
2025-09-24 | 0 | 0.55 | 2.94 | 0 | 0 | 0 | 0 | 0 | 0 | 0 | 0 | 0 | 0 | 0 | 0 | 0 | 1 | 0 | 0 | 0 | 0 | 0 | 0 | 0 | 0 | 0 | 0 | 0 | 5094.7207
2025-09-24 | 0 | 0.53 | 3.06 | 0 | 0 | 0 | 0 | 0 | 0 | 0 | 0 | 0 | 0 | 0 | 0 | 0 | 0 | 1 | 0 | 0 | 0 | 0 | 0 | 0 | 0 | 0 | 0 | 0 | 5074.2325
2025-09-24 | 0 | 0.38 | 3.01 | 0 | 0 | 0 | 0 | 0 | 0 | 0 | 0 | 0 | 0 | 0 | 0 | 0 | 0 | 0 | 1 | 0 | 0 | 0 | 0 | 0 | 0 | 0 | 0 | 0 | 5125.6649
2025-09-24 | 0 | 0.41 | 2.85 | 0 | 0 | 0 | 0 | 0 | 0 | 0 | 0 | 0 | 0 | 0 | 0 | 0 | 0 | 0 | 0 | 1 | 0 | 0 | 0 | 0 | 0 | 0 | 0 | 0 | 5456.8934
2025-09-24 | 0 | 0.52 | 2.82 | 0 | 0 | 0 | 0 | 0 | 0 | 0 | 0 | 0 | 0 | 0 | 0 | 0 | 0 | 0 | 0 | 0 | 1 | 0 | 0 | 0 | 0 | 0 | 0 | 0 | 6018.6978
2025-09-24 | 0 | 0.47 | 2.35 | 0 | 0 | 0 | 0 | 0 | 0 | 0 | 0 | 0 | 0 | 0 | 0 | 0 | 0 | 0 | 0 | 0 | 0 | 1 | 0 | 0 | 0 | 0 | 0 | 0 | 6064.097
2025-09-24 | 0 | 0.78 | 1.83 | 0 | 0 | 0 | 0 | 0 | 0 | 0 | 0 | 0 | 0 | 0 | 0 | 0 | 0 | 0 | 0 | 0 | 0 | 0 | 1 | 0 | 0 | 0 | 0 | 0 | 5918.9931
2025-09-24 | 0 | 0.81 | 1.46 | 0 | 0 | 0 | 0 | 0 | 0 | 0 | 0 | 0 | 0 | 0 | 0 | 0 | 0 | 0 | 0 | 0 | 0 | 0 | 0 | 1 | 0 | 0 | 0 | 0 | 5756.8228
2025-09-24 | 0 | 1.07 | 1.31 | 0 | 0 | 0 | 0 | 0 | 0 | 0 | 0 | 0 | 0 | 0 | 0 | 0 | 0 | 0 | 0 | 0 | 0 | 0 | 0 | 0 | 1 | 0 | 0 | 0 | 5495.4461
2025-09-24 | 0 | 1.27 | 1.2 | 0 | 0 | 0 | 0 | 0 | 0 | 0 | 0 | 0 | 0 | 0 | 0 | 0 | 0 | 0 | 0 | 0 | 0 | 0 | 0 | 0 | 0 | 1 | 0 | 0 | 4941.6243
2025-09-24 | 0 | 1.58 | 1.15 | 0 | 0 | 0 | 0 | 0 | 0 | 0 | 0 | 0 | 0 | 0 | 0 | 0 | 0 | 0 | 0 | 0 | 0 | 0 | 0 | 0 | 0 | 0 | 1 | 0 | 4333.1703
2025-09-24 | 0 | 1.79 | 0.84 | 0 | 0 | 0 | 0 | 0 | 0 | 0 | 0 | 0 | 0 | 0 | 0 | 0 | 0 | 0 | 0 | 0 | 0 | 0 | 0 | 0 | 0 | 0 | 0 | 1 | 3733.9992
2025-09-25 | 0 | 2.34 | 0.67 | 0 | 1 | 0 | 0 | 0 | 0 | 0 | 0 | 0 | 0 | 0 | 0 | 0 | 0 | 0 | 0 | 0 | 0 | 0 | 0 | 0 | 0 | 0 | 0 | 0 | 3379.3324
2025-09-25 | 0 | 2.8 | 0.62 | 0 | 0 | 1 | 0 | 0 | 0 | 0 | 0 | 0 | 0 | 0 | 0 | 0 | 0 | 0 | 0 | 0 | 0 | 0 | 0 | 0 | 0 | 0 | 0 | 0 | 3198.6088
2025-09-25 | 0 | 3.08 | 0.49 | 0 | 0 | 0 | 1 | 0 | 0 | 0 | 0 | 0 | 0 | 0 | 0 | 0 | 0 | 0 | 0 | 0 | 0 | 0 | 0 | 0 | 0 | 0 | 0 | 0 | 3063.9723
2025-09-25 | 0 | 3.3 | 0.39 | 0 | 0 | 0 | 0 | 1 | 0 | 0 | 0 | 0 | 0 | 0 | 0 | 0 | 0 | 0 | 0 | 0 | 0 | 0 | 0 | 0 | 0 | 0 | 0 | 0 | 3024.3811
2025-09-25 | 0 | 3.21 | 0.33 | 0 | 0 | 0 | 0 | 0 | 1 | 0 | 0 | 0 | 0 | 0 | 0 | 0 | 0 | 0 | 0 | 0 | 0 | 0 | 0 | 0 | 0 | 0 | 0 | 0 | 3138.5063
2025-09-25 | 0 | 3.26 | 0.37 | 0 | 0 | 0 | 0 | 0 | 0 | 1 | 0 | 0 | 0 | 0 | 0 | 0 | 0 | 0 | 0 | 0 | 0 | 0 | 0 | 0 | 0 | 0 | 0 | 0 | 3488.4537
2025-09-25 | 0 | 3.14 | 0.46 | 0 | 0 | 0 | 0 | 0 | 0 | 0 | 1 | 0 | 0 | 0 | 0 | 0 | 0 | 0 | 0 | 0 | 0 | 0 | 0 | 0 | 0 | 0 | 0 | 0 | 3914.1432
2025-09-25 | 0 | 2.52 | 0.56 | 0 | 0 | 0 | 0 | 0 | 0 | 0 | 0 | 1 | 0 | 0 | 0 | 0 | 0 | 0 | 0 | 0 | 0 | 0 | 0 | 0 | 0 | 0 | 0 | 0 | 4266.6825
2025-09-25 | 0 | 1.46 | 0.94 | 0 | 0 | 0 | 0 | 0 | 0 | 0 | 0 | 0 | 1 | 0 | 0 | 0 | 0 | 0 | 0 | 0 | 0 | 0 | 0 | 0 | 0 | 0 | 0 | 0 | 4501.8682
2025-09-25 | 0 | 0.76 | 1.7 | 0 | 0 | 0 | 0 | 0 | 0 | 0 | 0 | 0 | 0 | 1 | 0 | 0 | 0 | 0 | 0 | 0 | 0 | 0 | 0 | 0 | 0 | 0 | 0 | 0 | 4757.0066
2025-09-25 | 0 | 0.49 | 2.69 | 0 | 0 | 0 | 0 | 0 | 0 | 0 | 0 | 0 | 0 | 0 | 1 | 0 | 0 | 0 | 0 | 0 | 0 | 0 | 0 | 0 | 0 | 0 | 0 | 0 | 5098.1142
2025-09-25 | 0 | 0.45 | 3.37 | 0 | 0 | 0 | 0 | 0 | 0 | 0 | 0 | 0 | 0 | 0 | 0 | 1 | 0 | 0 | 0 | 0 | 0 | 0 | 0 | 0 | 0 | 0 | 0 | 0 | 5343.2071
2025-09-25 | 0 | 0.31 | 3.73 | 0 | 0 | 0 | 0 | 0 | 0 | 0 | 0 | 0 | 0 | 0 | 0 | 0 | 1 | 0 | 0 | 0 | 0 | 0 | 0 | 0 | 0 | 0 | 0 | 0 | 5358.3581
2025-09-25 | 0 | 0.34 | 4.24 | 0 | 0 | 0 | 0 | 0 | 0 | 0 | 0 | 0 | 0 | 0 | 0 | 0 | 0 | 1 | 0 | 0 | 0 | 0 | 0 | 0 | 0 | 0 | 0 | 0 | 5486.5533
2025-09-25 | 0 | 0.09 | 4.08 | 0 | 0 | 0 | 0 | 0 | 0 | 0 | 0 | 0 | 0 | 0 | 0 | 0 | 0 | 0 | 1 | 0 | 0 | 0 | 0 | 0 | 0 | 0 | 0 | 0 | 5486.6003
2025-09-25 | 0 | 0.49 | 4.03 | 0 | 0 | 0 | 0 | 0 | 0 | 0 | 0 | 0 | 0 | 0 | 0 | 0 | 0 | 0 | 0 | 1 | 0 | 0 | 0 | 0 | 0 | 0 | 0 | 0 | 5898.915
2025-09-25 | 0 | 0.64 | 3.87 | 0 | 0 | 0 | 0 | 0 | 0 | 0 | 0 | 0 | 0 | 0 | 0 | 0 | 0 | 0 | 0 | 0 | 1 | 0 | 0 | 0 | 0 | 0 | 0 | 0 | 6417.3919
2025-09-25 | 0 | 0.77 | 3.48 | 0 | 0 | 0 | 0 | 0 | 0 | 0 | 0 | 0 | 0 | 0 | 0 | 0 | 0 | 0 | 0 | 0 | 0 | 1 | 0 | 0 | 0 | 0 | 0 | 0 | 6511.9625
2025-09-25 | 0 | 0.99 | 2.8 | 0 | 0 | 0 | 0 | 0 | 0 | 0 | 0 | 0 | 0 | 0 | 0 | 0 | 0 | 0 | 0 | 0 | 0 | 0 | 1 | 0 | 0 | 0 | 0 | 0 | 6298.2165
2025-09-25 | 0 | 1.29 | 2.27 | 0 | 0 | 0 | 0 | 0 | 0 | 0 | 0 | 0 | 0 | 0 | 0 | 0 | 0 | 0 | 0 | 0 | 0 | 0 | 0 | 1 | 0 | 0 | 0 | 0 | 6107.0051
2025-09-25 | 0 | 1.63 | 1.79 | 0 | 0 | 0 | 0 | 0 | 0 | 0 | 0 | 0 | 0 | 0 | 0 | 0 | 0 | 0 | 0 | 0 | 0 | 0 | 0 | 0 | 1 | 0 | 0 | 0 | 5733.2735
2025-09-25 | 0 | 1.67 | 1.44 | 0 | 0 | 0 | 0 | 0 | 0 | 0 | 0 | 0 | 0 | 0 | 0 | 0 | 0 | 0 | 0 | 0 | 0 | 0 | 0 | 0 | 0 | 1 | 0 | 0 | 5073.7384
2025-09-25 | 0 | 1.89 | 1.04 | 0 | 0 | 0 | 0 | 0 | 0 | 0 | 0 | 0 | 0 | 0 | 0 | 0 | 0 | 0 | 0 | 0 | 0 | 0 | 0 | 0 | 0 | 0 | 1 | 0 | 4326.8862
2025-09-25 | 0 | 1.98 | 0.97 | 0 | 0 | 0 | 0 | 0 | 0 | 0 | 0 | 0 | 0 | 0 | 0 | 0 | 0 | 0 | 0 | 0 | 0 | 0 | 0 | 0 | 0 | 0 | 0 | 1 | 3802.6276
2025-09-26 | 0 | 1.8 | 0.92 | 0 | 1 | 0 | 0 | 0 | 0 | 0 | 0 | 0 | 0 | 0 | 0 | 0 | 0 | 0 | 0 | 0 | 0 | 0 | 0 | 0 | 0 | 0 | 0 | 0 | 3411.7149
2025-09-26 | 0 | 2.03 | 0.85 | 0 | 0 | 1 | 0 | 0 | 0 | 0 | 0 | 0 | 0 | 0 | 0 | 0 | 0 | 0 | 0 | 0 | 0 | 0 | 0 | 0 | 0 | 0 | 0 | 0 | 3198.3478
2025-09-26 | 0 | 2.23 | 0.89 | 0 | 0 | 0 | 1 | 0 | 0 | 0 | 0 | 0 | 0 | 0 | 0 | 0 | 0 | 0 | 0 | 0 | 0 | 0 | 0 | 0 | 0 | 0 | 0 | 0 | 3117.3244
2025-09-26 | 0 | 2.61 | 0.72 | 0 | 0 | 0 | 0 | 1 | 0 | 0 | 0 | 0 | 0 | 0 | 0 | 0 | 0 | 0 | 0 | 0 | 0 | 0 | 0 | 0 | 0 | 0 | 0 | 0 | 3069.6341
2025-09-26 | 0 | 2.86 | 0.69 | 0 | 0 | 0 | 0 | 0 | 1 | 0 | 0 | 0 | 0 | 0 | 0 | 0 | 0 | 0 | 0 | 0 | 0 | 0 | 0 | 0 | 0 | 0 | 0 | 0 | 3232.1745
2025-09-26 | 0 | 3.17 | 0.68 | 0 | 0 | 0 | 0 | 0 | 0 | 1 | 0 | 0 | 0 | 0 | 0 | 0 | 0 | 0 | 0 | 0 | 0 | 0 | 0 | 0 | 0 | 0 | 0 | 0 | 3592.3658
2025-09-26 | 0 | 3.43 | 0.67 | 0 | 0 | 0 | 0 | 0 | 0 | 0 | 1 | 0 | 0 | 0 | 0 | 0 | 0 | 0 | 0 | 0 | 0 | 0 | 0 | 0 | 0 | 0 | 0 | 0 | 4023.1429
2025-09-26 | 0 | 3.13 | 0.58 | 0 | 0 | 0 | 0 | 0 | 0 | 0 | 0 | 1 | 0 | 0 | 0 | 0 | 0 | 0 | 0 | 0 | 0 | 0 | 0 | 0 | 0 | 0 | 0 | 0 | 4341.1271
2025-09-26 | 0 | 1.9 | 0.85 | 0 | 0 | 0 | 0 | 0 | 0 | 0 | 0 | 0 | 1 | 0 | 0 | 0 | 0 | 0 | 0 | 0 | 0 | 0 | 0 | 0 | 0 | 0 | 0 | 0 | 4517.2273
2025-09-26 | 0 | 1.1 | 1.34 | 0 | 0 | 0 | 0 | 0 | 0 | 0 | 0 | 0 | 0 | 1 | 0 | 0 | 0 | 0 | 0 | 0 | 0 | 0 | 0 | 0 | 0 | 0 | 0 | 0 | 4662.2384
2025-09-26 | 0 | 0.52 | 2.21 | 0 | 0 | 0 | 0 | 0 | 0 | 0 | 0 | 0 | 0 | 0 | 1 | 0 | 0 | 0 | 0 | 0 | 0 | 0 | 0 | 0 | 0 | 0 | 0 | 0 | 4925.1886
2025-09-26 | 0 | 0.52 | 2.48 | 0 | 0 | 0 | 0 | 0 | 0 | 0 | 0 | 0 | 0 | 0 | 0 | 1 | 0 | 0 | 0 | 0 | 0 | 0 | 0 | 0 | 0 | 0 | 0 | 0 | 5024.1556
2025-09-26 | 0 | 0.4 | 3.01 | 0 | 0 | 0 | 0 | 0 | 0 | 0 | 0 | 0 | 0 | 0 | 0 | 0 | 1 | 0 | 0 | 0 | 0 | 0 | 0 | 0 | 0 | 0 | 0 | 0 | 5103.9199
2025-09-26 | 0 | 0.35 | 3.55 | 0 | 0 | 0 | 0 | 0 | 0 | 0 | 0 | 0 | 0 | 0 | 0 | 0 | 0 | 1 | 0 | 0 | 0 | 0 | 0 | 0 | 0 | 0 | 0 | 0 | 5234.3289
2025-09-26 | 0 | 0.38 | 3.67 | 0 | 0 | 0 | 0 | 0 | 0 | 0 | 0 | 0 | 0 | 0 | 0 | 0 | 0 | 0 | 1 | 0 | 0 | 0 | 0 | 0 | 0 | 0 | 0 | 0 | 5367.9752
2025-09-26 | 0 | 0.45 | 3.58 | 0 | 0 | 0 | 0 | 0 | 0 | 0 | 0 | 0 | 0 | 0 | 0 | 0 | 0 | 0 | 0 | 1 | 0 | 0 | 0 | 0 | 0 | 0 | 0 | 0 | 5729.3033
2025-09-26 | 0 | 0.5 | 3.34 | 0 | 0 | 0 | 0 | 0 | 0 | 0 | 0 | 0 | 0 | 0 | 0 | 0 | 0 | 0 | 0 | 0 | 1 | 0 | 0 | 0 | 0 | 0 | 0 | 0 | 6207.4089
2025-09-26 | 0 | 0.87 | 2.82 | 0 | 0 | 0 | 0 | 0 | 0 | 0 | 0 | 0 | 0 | 0 | 0 | 0 | 0 | 0 | 0 | 0 | 0 | 1 | 0 | 0 | 0 | 0 | 0 | 0 | 6280.6526
2025-09-26 | 0 | 1.19 | 2.01 | 0 | 0 | 0 | 0 | 0 | 0 | 0 | 0 | 0 | 0 | 0 | 0 | 0 | 0 | 0 | 0 | 0 | 0 | 0 | 1 | 0 | 0 | 0 | 0 | 0 | 6030.179
2025-09-26 | 0 | 1.78 | 1.73 | 0 | 0 | 0 | 0 | 0 | 0 | 0 | 0 | 0 | 0 | 0 | 0 | 0 | 0 | 0 | 0 | 0 | 0 | 0 | 0 | 1 | 0 | 0 | 0 | 0 | 5962.6528
2025-09-26 | 0 | 1.98 | 1.65 | 0 | 0 | 0 | 0 | 0 | 0 | 0 | 0 | 0 | 0 | 0 | 0 | 0 | 0 | 0 | 0 | 0 | 0 | 0 | 0 | 0 | 1 | 0 | 0 | 0 | 5720.3755
2025-09-26 | 0 | 2.1 | 1.31 | 0 | 0 | 0 | 0 | 0 | 0 | 0 | 0 | 0 | 0 | 0 | 0 | 0 | 0 | 0 | 0 | 0 | 0 | 0 | 0 | 0 | 0 | 1 | 0 | 0 | 5073.312
2025-09-26 | 0 | 2.36 | 0.98 | 0 | 0 | 0 | 0 | 0 | 0 | 0 | 0 | 0 | 0 | 0 | 0 | 0 | 0 | 0 | 0 | 0 | 0 | 0 | 0 | 0 | 0 | 0 | 1 | 0 | 4356.5595
2025-09-26 | 0 | 2.91 | 0.77 | 0 | 0 | 0 | 0 | 0 | 0 | 0 | 0 | 0 | 0 | 0 | 0 | 0 | 0 | 0 | 0 | 0 | 0 | 0 | 0 | 0 | 0 | 0 | 0 | 1 | 3831.5032
2025-09-27 | 0 | 3.16 | 0.79 | 1 | 1 | 0 | 0 | 0 | 0 | 0 | 0 | 0 | 0 | 0 | 0 | 0 | 0 | 0 | 0 | 0 | 0 | 0 | 0 | 0 | 0 | 0 | 0 | 0 | 3792.0658
2025-09-27 | 0 | 3.48 | 0.7 | 1 | 0 | 1 | 0 | 0 | 0 | 0 | 0 | 0 | 0 | 0 | 0 | 0 | 0 | 0 | 0 | 0 | 0 | 0 | 0 | 0 | 0 | 0 | 0 | 0 | 3581.2563
2025-09-27 | 0 | 3.58 | 0.65 | 1 | 0 | 0 | 1 | 0 | 0 | 0 | 0 | 0 | 0 | 0 | 0 | 0 | 0 | 0 | 0 | 0 | 0 | 0 | 0 | 0 | 0 | 0 | 0 | 0 | 3456.1902
2025-09-27 | 0 | 3.87 | 0.62 | 1 | 0 | 0 | 0 | 1 | 0 | 0 | 0 | 0 | 0 | 0 | 0 | 0 | 0 | 0 | 0 | 0 | 0 | 0 | 0 | 0 | 0 | 0 | 0 | 0 | 3449.9988
2025-09-27 | 0 | 4.2 | 0.54 | 1 | 0 | 0 | 0 | 0 | 1 | 0 | 0 | 0 | 0 | 0 | 0 | 0 | 0 | 0 | 0 | 0 | 0 | 0 | 0 | 0 | 0 | 0 | 0 | 0 | 3602.9826
2025-09-27 | 0 | 4.25 | 0.5 | 1 | 0 | 0 | 0 | 0 | 0 | 1 | 0 | 0 | 0 | 0 | 0 | 0 | 0 | 0 | 0 | 0 | 0 | 0 | 0 | 0 | 0 | 0 | 0 | 0 | 3923.559
2025-09-27 | 0 | 4.08 | 0.47 | 1 | 0 | 0 | 0 | 0 | 0 | 0 | 1 | 0 | 0 | 0 | 0 | 0 | 0 | 0 | 0 | 0 | 0 | 0 | 0 | 0 | 0 | 0 | 0 | 0 | 4299.692
2025-09-27 | 0 | 3.69 | 0.47 | 1 | 0 | 0 | 0 | 0 | 0 | 0 | 0 | 1 | 0 | 0 | 0 | 0 | 0 | 0 | 0 | 0 | 0 | 0 | 0 | 0 | 0 | 0 | 0 | 0 | 4640.8183
2025-09-27 | 0 | 2.48 | 0.88 | 1 | 0 | 0 | 0 | 0 | 0 | 0 | 0 | 0 | 1 | 0 | 0 | 0 | 0 | 0 | 0 | 0 | 0 | 0 | 0 | 0 | 0 | 0 | 0 | 0 | 4870.5176
2025-09-27 | 0 | 1.54 | 1.59 | 1 | 0 | 0 | 0 | 0 | 0 | 0 | 0 | 0 | 0 | 1 | 0 | 0 | 0 | 0 | 0 | 0 | 0 | 0 | 0 | 0 | 0 | 0 | 0 | 0 | 5080.8984
2025-09-27 | 0 | 0.7 | 2.65 | 1 | 0 | 0 | 0 | 0 | 0 | 0 | 0 | 0 | 0 | 0 | 1 | 0 | 0 | 0 | 0 | 0 | 0 | 0 | 0 | 0 | 0 | 0 | 0 | 0 | 5385.0038
2025-09-27 | 0 | 0.52 | 3.32 | 1 | 0 | 0 | 0 | 0 | 0 | 0 | 0 | 0 | 0 | 0 | 0 | 1 | 0 | 0 | 0 | 0 | 0 | 0 | 0 | 0 | 0 | 0 | 0 | 0 | 5611.025
2025-09-27 | 0 | 0.42 | 4.03 | 1 | 0 | 0 | 0 | 0 | 0 | 0 | 0 | 0 | 0 | 0 | 0 | 0 | 1 | 0 | 0 | 0 | 0 | 0 | 0 | 0 | 0 | 0 | 0 | 0 | 5759.0739
2025-09-27 | 0 | 0.29 | 4.23 | 1 | 0 | 0 | 0 | 0 | 0 | 0 | 0 | 0 | 0 | 0 | 0 | 0 | 0 | 1 | 0 | 0 | 0 | 0 | 0 | 0 | 0 | 0 | 0 | 0 | 5755.8562
2025-09-27 | 0 | 0.29 | 3.87 | 1 | 0 | 0 | 0 | 0 | 0 | 0 | 0 | 0 | 0 | 0 | 0 | 0 | 0 | 0 | 1 | 0 | 0 | 0 | 0 | 0 | 0 | 0 | 0 | 0 | 5709.9767
2025-09-27 | 0 | 0.48 | 3.92 | 1 | 0 | 0 | 0 | 0 | 0 | 0 | 0 | 0 | 0 | 0 | 0 | 0 | 0 | 0 | 0 | 1 | 0 | 0 | 0 | 0 | 0 | 0 | 0 | 0 | 6135.9044
2025-09-27 | 0 | 0.54 | 3.61 | 1 | 0 | 0 | 0 | 0 | 0 | 0 | 0 | 0 | 0 | 0 | 0 | 0 | 0 | 0 | 0 | 0 | 1 | 0 | 0 | 0 | 0 | 0 | 0 | 0 | 6589.4104
2025-09-27 | 0 | 0.6 | 2.86 | 1 | 0 | 0 | 0 | 0 | 0 | 0 | 0 | 0 | 0 | 0 | 0 | 0 | 0 | 0 | 0 | 0 | 0 | 1 | 0 | 0 | 0 | 0 | 0 | 0 | 6544.1116
2025-09-27 | 0 | 0.73 | 2.06 | 1 | 0 | 0 | 0 | 0 | 0 | 0 | 0 | 0 | 0 | 0 | 0 | 0 | 0 | 0 | 0 | 0 | 0 | 0 | 1 | 0 | 0 | 0 | 0 | 0 | 6276.4089
2025-09-27 | 0 | 0.93 | 1.48 | 1 | 0 | 0 | 0 | 0 | 0 | 0 | 0 | 0 | 0 | 0 | 0 | 0 | 0 | 0 | 0 | 0 | 0 | 0 | 0 | 1 | 0 | 0 | 0 | 0 | 6055.8404
2025-09-27 | 0 | 1.2 | 1.27 | 1 | 0 | 0 | 0 | 0 | 0 | 0 | 0 | 0 | 0 | 0 | 0 | 0 | 0 | 0 | 0 | 0 | 0 | 0 | 0 | 0 | 1 | 0 | 0 | 0 | 5773.5355
2025-09-27 | 0 | 1.6 | 1.17 | 1 | 0 | 0 | 0 | 0 | 0 | 0 | 0 | 0 | 0 | 0 | 0 | 0 | 0 | 0 | 0 | 0 | 0 | 0 | 0 | 0 | 0 | 1 | 0 | 0 | 5245.3857
2025-09-27 | 0 | 1.64 | 0.9 | 1 | 0 | 0 | 0 | 0 | 0 | 0 | 0 | 0 | 0 | 0 | 0 | 0 | 0 | 0 | 0 | 0 | 0 | 0 | 0 | 0 | 0 | 0 | 1 | 0 | 4526.4607
2025-09-27 | 0 | 1.75 | 0.51 | 1 | 0 | 0 | 0 | 0 | 0 | 0 | 0 | 0 | 0 | 0 | 0 | 0 | 0 | 0 | 0 | 0 | 0 | 0 | 0 | 0 | 0 | 0 | 0 | 1 | 3886.9184
2025-09-28 | 0 | 2.1 | 0.36 | 1 | 1 | 0 | 0 | 0 | 0 | 0 | 0 | 0 | 0 | 0 | 0 | 0 | 0 | 0 | 0 | 0 | 0 | 0 | 0 | 0 | 0 | 0 | 0 | 0 | 3517.5937
2025-09-28 | 0 | 2.51 | 0.35 | 1 | 0 | 1 | 0 | 0 | 0 | 0 | 0 | 0 | 0 | 0 | 0 | 0 | 0 | 0 | 0 | 0 | 0 | 0 | 0 | 0 | 0 | 0 | 0 | 0 | 3346.0554
2025-09-28 | 0 | 3.06 | 0.28 | 1 | 0 | 0 | 1 | 0 | 0 | 0 | 0 | 0 | 0 | 0 | 0 | 0 | 0 | 0 | 0 | 0 | 0 | 0 | 0 | 0 | 0 | 0 | 0 | 0 | 3263.148
2025-09-28 | 0 | 3.4 | 0.22 | 1 | 0 | 0 | 0 | 1 | 0 | 0 | 0 | 0 | 0 | 0 | 0 | 0 | 0 | 0 | 0 | 0 | 0 | 0 | 0 | 0 | 0 | 0 | 0 | 0 | 3251.4426
2025-09-28 | 0 | 3.32 | 0.14 | 1 | 0 | 0 | 0 | 0 | 1 | 0 | 0 | 0 | 0 | 0 | 0 | 0 | 0 | 0 | 0 | 0 | 0 | 0 | 0 | 0 | 0 | 0 | 0 | 0 | 3359.3251
2025-09-28 | 0 | 3.39 | 0.05 | 1 | 0 | 0 | 0 | 0 | 0 | 1 | 0 | 0 | 0 | 0 | 0 | 0 | 0 | 0 | 0 | 0 | 0 | 0 | 0 | 0 | 0 | 0 | 0 | 0 | 3663.7448
2025-09-28 | 0 | 3.5 | 0.12 | 1 | 0 | 0 | 0 | 0 | 0 | 0 | 1 | 0 | 0 | 0 | 0 | 0 | 0 | 0 | 0 | 0 | 0 | 0 | 0 | 0 | 0 | 0 | 0 | 0 | 4107.3923
2025-09-28 | 0 | 3.19 | 0.18 | 1 | 0 | 0 | 0 | 0 | 0 | 0 | 0 | 1 | 0 | 0 | 0 | 0 | 0 | 0 | 0 | 0 | 0 | 0 | 0 | 0 | 0 | 0 | 0 | 0 | 4479.347
2025-09-28 | 0 | 2.45 | 0.57 | 1 | 0 | 0 | 0 | 0 | 0 | 0 | 0 | 0 | 1 | 0 | 0 | 0 | 0 | 0 | 0 | 0 | 0 | 0 | 0 | 0 | 0 | 0 | 0 | 0 | 4753.4051
2025-09-28 | 0 | 1.69 | 0.8 | 1 | 0 | 0 | 0 | 0 | 0 | 0 | 0 | 0 | 0 | 1 | 0 | 0 | 0 | 0 | 0 | 0 | 0 | 0 | 0 | 0 | 0 | 0 | 0 | 0 | 4807.3608
2025-09-28 | 0 | 1.51 | 1.17 | 1 | 0 | 0 | 0 | 0 | 0 | 0 | 0 | 0 | 0 | 0 | 1 | 0 | 0 | 0 | 0 | 0 | 0 | 0 | 0 | 0 | 0 | 0 | 0 | 0 | 4930.7439
2025-09-28 | 0 | 1.4 | 1.82 | 1 | 0 | 0 | 0 | 0 | 0 | 0 | 0 | 0 | 0 | 0 | 0 | 1 | 0 | 0 | 0 | 0 | 0 | 0 | 0 | 0 | 0 | 0 | 0 | 0 | 5157.1225
2025-09-28 | 0 | 1.27 | 2.08 | 1 | 0 | 0 | 0 | 0 | 0 | 0 | 0 | 0 | 0 | 0 | 0 | 0 | 1 | 0 | 0 | 0 | 0 | 0 | 0 | 0 | 0 | 0 | 0 | 0 | 5136.6598
2025-09-28 | 0 | 0.99 | 2.28 | 1 | 0 | 0 | 0 | 0 | 0 | 0 | 0 | 0 | 0 | 0 | 0 | 0 | 0 | 1 | 0 | 0 | 0 | 0 | 0 | 0 | 0 | 0 | 0 | 0 | 5116.9416
2025-09-28 | 0 | 0.77 | 2.58 | 1 | 0 | 0 | 0 | 0 | 0 | 0 | 0 | 0 | 0 | 0 | 0 | 0 | 0 | 0 | 1 | 0 | 0 | 0 | 0 | 0 | 0 | 0 | 0 | 0 | 5289.1717
2025-09-28 | 0 | 0.78 | 2.38 | 1 | 0 | 0 | 0 | 0 | 0 | 0 | 0 | 0 | 0 | 0 | 0 | 0 | 0 | 0 | 0 | 1 | 0 | 0 | 0 | 0 | 0 | 0 | 0 | 0 | 5603.5147
2025-09-28 | 0 | 0.84 | 1.98 | 1 | 0 | 0 | 0 | 0 | 0 | 0 | 0 | 0 | 0 | 0 | 0 | 0 | 0 | 0 | 0 | 0 | 1 | 0 | 0 | 0 | 0 | 0 | 0 | 0 | 6023.9784
2025-09-28 | 0 | 1.2 | 1.59 | 1 | 0 | 0 | 0 | 0 | 0 | 0 | 0 | 0 | 0 | 0 | 0 | 0 | 0 | 0 | 0 | 0 | 0 | 1 | 0 | 0 | 0 | 0 | 0 | 0 | 6143.8498
2025-09-28 | 0 | 1.72 | 1.24 | 1 | 0 | 0 | 0 | 0 | 0 | 0 | 0 | 0 | 0 | 0 | 0 | 0 | 0 | 0 | 0 | 0 | 0 | 0 | 1 | 0 | 0 | 0 | 0 | 0 | 6084.2598
2025-09-28 | 0 | 2.22 | 0.84 | 1 | 0 | 0 | 0 | 0 | 0 | 0 | 0 | 0 | 0 | 0 | 0 | 0 | 0 | 0 | 0 | 0 | 0 | 0 | 0 | 1 | 0 | 0 | 0 | 0 | 5962.7769
2025-09-28 | 0 | 2.62 | 0.56 | 1 | 0 | 0 | 0 | 0 | 0 | 0 | 0 | 0 | 0 | 0 | 0 | 0 | 0 | 0 | 0 | 0 | 0 | 0 | 0 | 0 | 1 | 0 | 0 | 0 | 5669.0728
2025-09-28 | 0 | 3.08 | 0.33 | 1 | 0 | 0 | 0 | 0 | 0 | 0 | 0 | 0 | 0 | 0 | 0 | 0 | 0 | 0 | 0 | 0 | 0 | 0 | 0 | 0 | 0 | 1 | 0 | 0 | 5099.7954
2025-09-28 | 0 | 3.43 | 0.34 | 1 | 0 | 0 | 0 | 0 | 0 | 0 | 0 | 0 | 0 | 0 | 0 | 0 | 0 | 0 | 0 | 0 | 0 | 0 | 0 | 0 | 0 | 0 | 1 | 0 | 4517.7698
2025-09-28 | 0 | 3.92 | 0.15 | 1 | 0 | 0 | 0 | 0 | 0 | 0 | 0 | 0 | 0 | 0 | 0 | 0 | 0 | 0 | 0 | 0 | 0 | 0 | 0 | 0 | 0 | 0 | 0 | 1 | 3993.456
2025-09-29 | 0 | 4.63 | 0.14 | 0 | 1 | 0 | 0 | 0 | 0 | 0 | 0 | 0 | 0 | 0 | 0 | 0 | 0 | 0 | 0 | 0 | 0 | 0 | 0 | 0 | 0 | 0 | 0 | 0 | 3436.6571
2025-09-29 | 0 | 4.78 | 0.14 | 0 | 0 | 1 | 0 | 0 | 0 | 0 | 0 | 0 | 0 | 0 | 0 | 0 | 0 | 0 | 0 | 0 | 0 | 0 | 0 | 0 | 0 | 0 | 0 | 0 | 3240.1893
2025-09-29 | 0 | 5.17 | 0.14 | 0 | 0 | 0 | 1 | 0 | 0 | 0 | 0 | 0 | 0 | 0 | 0 | 0 | 0 | 0 | 0 | 0 | 0 | 0 | 0 | 0 | 0 | 0 | 0 | 0 | 3165.381
2025-09-29 | 0 | 5.3 | 0.1 | 0 | 0 | 0 | 0 | 1 | 0 | 0 | 0 | 0 | 0 | 0 | 0 | 0 | 0 | 0 | 0 | 0 | 0 | 0 | 0 | 0 | 0 | 0 | 0 | 0 | 3137.9177
2025-09-29 | 0 | 5.79 | 0.06 | 0 | 0 | 0 | 0 | 0 | 1 | 0 | 0 | 0 | 0 | 0 | 0 | 0 | 0 | 0 | 0 | 0 | 0 | 0 | 0 | 0 | 0 | 0 | 0 | 0 | 3323.1875
2025-09-29 | 0 | 6.18 | 0.06 | 0 | 0 | 0 | 0 | 0 | 0 | 1 | 0 | 0 | 0 | 0 | 0 | 0 | 0 | 0 | 0 | 0 | 0 | 0 | 0 | 0 | 0 | 0 | 0 | 0 | 3695.8504
2025-09-29 | 0 | 6.26 | 0 | 0 | 0 | 0 | 0 | 0 | 0 | 0 | 1 | 0 | 0 | 0 | 0 | 0 | 0 | 0 | 0 | 0 | 0 | 0 | 0 | 0 | 0 | 0 | 0 | 0 | 4088.4701
2025-09-29 | 0 | 5.89 | 0.02 | 0 | 0 | 0 | 0 | 0 | 0 | 0 | 0 | 1 | 0 | 0 | 0 | 0 | 0 | 0 | 0 | 0 | 0 | 0 | 0 | 0 | 0 | 0 | 0 | 0 | 4439.1392
2025-09-29 | 0 | 4.17 | 0.08 | 0 | 0 | 0 | 0 | 0 | 0 | 0 | 0 | 0 | 1 | 0 | 0 | 0 | 0 | 0 | 0 | 0 | 0 | 0 | 0 | 0 | 0 | 0 | 0 | 0 | 4484.239
2025-09-29 | 0 | 3.28 | 0.3 | 0 | 0 | 0 | 0 | 0 | 0 | 0 | 0 | 0 | 0 | 1 | 0 | 0 | 0 | 0 | 0 | 0 | 0 | 0 | 0 | 0 | 0 | 0 | 0 | 0 | 4520.2229
2025-09-29 | 0 | 2.67 | 0.77 | 0 | 0 | 0 | 0 | 0 | 0 | 0 | 0 | 0 | 0 | 0 | 1 | 0 | 0 | 0 | 0 | 0 | 0 | 0 | 0 | 0 | 0 | 0 | 0 | 0 | 4633.0184
2025-09-29 | 0 | 2.34 | 1.22 | 0 | 0 | 0 | 0 | 0 | 0 | 0 | 0 | 0 | 0 | 0 | 0 | 1 | 0 | 0 | 0 | 0 | 0 | 0 | 0 | 0 | 0 | 0 | 0 | 0 | 4761.769
2025-09-29 | 0 | 1.83 | 1.54 | 0 | 0 | 0 | 0 | 0 | 0 | 0 | 0 | 0 | 0 | 0 | 0 | 0 | 1 | 0 | 0 | 0 | 0 | 0 | 0 | 0 | 0 | 0 | 0 | 0 | 4721.5333
2025-09-29 | 0 | 1.4 | 1.69 | 0 | 0 | 0 | 0 | 0 | 0 | 0 | 0 | 0 | 0 | 0 | 0 | 0 | 0 | 1 | 0 | 0 | 0 | 0 | 0 | 0 | 0 | 0 | 0 | 0 | 4666.9578
2025-09-29 | 0 | 1.48 | 1.56 | 0 | 0 | 0 | 0 | 0 | 0 | 0 | 0 | 0 | 0 | 0 | 0 | 0 | 0 | 0 | 1 | 0 | 0 | 0 | 0 | 0 | 0 | 0 | 0 | 0 | 4714.32
2025-09-29 | 0 | 1.35 | 1.47 | 0 | 0 | 0 | 0 | 0 | 0 | 0 | 0 | 0 | 0 | 0 | 0 | 0 | 0 | 0 | 0 | 1 | 0 | 0 | 0 | 0 | 0 | 0 | 0 | 0 | 5053.6475
2025-09-29 | 0 | 1.63 | 1.43 | 0 | 0 | 0 | 0 | 0 | 0 | 0 | 0 | 0 | 0 | 0 | 0 | 0 | 0 | 0 | 0 | 0 | 1 | 0 | 0 | 0 | 0 | 0 | 0 | 0 | 5630.4812
2025-09-29 | 0 | 2.21 | 0.86 | 0 | 0 | 0 | 0 | 0 | 0 | 0 | 0 | 0 | 0 | 0 | 0 | 0 | 0 | 0 | 0 | 0 | 0 | 1 | 0 | 0 | 0 | 0 | 0 | 0 | 5708.4687
2025-09-29 | 0 | 2.86 | 0.55 | 0 | 0 | 0 | 0 | 0 | 0 | 0 | 0 | 0 | 0 | 0 | 0 | 0 | 0 | 0 | 0 | 0 | 0 | 0 | 1 | 0 | 0 | 0 | 0 | 0 | 5677.8646
2025-09-29 | 0 | 3.21 | 0.39 | 0 | 0 | 0 | 0 | 0 | 0 | 0 | 0 | 0 | 0 | 0 | 0 | 0 | 0 | 0 | 0 | 0 | 0 | 0 | 0 | 1 | 0 | 0 | 0 | 0 | 5627.994
2025-09-29 | 0 | 3.63 | 0.32 | 0 | 0 | 0 | 0 | 0 | 0 | 0 | 0 | 0 | 0 | 0 | 0 | 0 | 0 | 0 | 0 | 0 | 0 | 0 | 0 | 0 | 1 | 0 | 0 | 0 | 5413.5887
2025-09-29 | 0 | 3.83 | 0.23 | 0 | 0 | 0 | 0 | 0 | 0 | 0 | 0 | 0 | 0 | 0 | 0 | 0 | 0 | 0 | 0 | 0 | 0 | 0 | 0 | 0 | 0 | 1 | 0 | 0 | 4867.1096
2025-09-29 | 0 | 4.18 | 0.08 | 0 | 0 | 0 | 0 | 0 | 0 | 0 | 0 | 0 | 0 | 0 | 0 | 0 | 0 | 0 | 0 | 0 | 0 | 0 | 0 | 0 | 0 | 0 | 1 | 0 | 4226.3421
2025-09-29 | 0 | 4.56 | 0 | 0 | 0 | 0 | 0 | 0 | 0 | 0 | 0 | 0 | 0 | 0 | 0 | 0 | 0 | 0 | 0 | 0 | 0 | 0 | 0 | 0 | 0 | 0 | 0 | 1 | 3730.313
2025-09-30 | 0 | 5.18 | 0 | 0 | 1 | 0 | 0 | 0 | 0 | 0 | 0 | 0 | 0 | 0 | 0 | 0 | 0 | 0 | 0 | 0 | 0 | 0 | 0 | 0 | 0 | 0 | 0 | 0 | 3445.7596
2025-09-30 | 0 | 5.29 | 0 | 0 | 0 | 1 | 0 | 0 | 0 | 0 | 0 | 0 | 0 | 0 | 0 | 0 | 0 | 0 | 0 | 0 | 0 | 0 | 0 | 0 | 0 | 0 | 0 | 0 | 3244.8918
2025-09-30 | 0 | 5.34 | 0 | 0 | 0 | 0 | 1 | 0 | 0 | 0 | 0 | 0 | 0 | 0 | 0 | 0 | 0 | 0 | 0 | 0 | 0 | 0 | 0 | 0 | 0 | 0 | 0 | 0 | 3132.6824
2025-09-30 | 0 | 5.52 | 0 | 0 | 0 | 0 | 0 | 1 | 0 | 0 | 0 | 0 | 0 | 0 | 0 | 0 | 0 | 0 | 0 | 0 | 0 | 0 | 0 | 0 | 0 | 0 | 0 | 0 | 3125.4048
2025-09-30 | 0 | 5.99 | 0 | 0 | 0 | 0 | 0 | 0 | 1 | 0 | 0 | 0 | 0 | 0 | 0 | 0 | 0 | 0 | 0 | 0 | 0 | 0 | 0 | 0 | 0 | 0 | 0 | 0 | 3323.1599
2025-09-30 | 0 | 6.4 | 0 | 0 | 0 | 0 | 0 | 0 | 0 | 1 | 0 | 0 | 0 | 0 | 0 | 0 | 0 | 0 | 0 | 0 | 0 | 0 | 0 | 0 | 0 | 0 | 0 | 0 | 3698.0229
2025-09-30 | 0 | 6.43 | 0 | 0 | 0 | 0 | 0 | 0 | 0 | 0 | 1 | 0 | 0 | 0 | 0 | 0 | 0 | 0 | 0 | 0 | 0 | 0 | 0 | 0 | 0 | 0 | 0 | 0 | 4107.1706
2025-09-30 | 0 | 6.18 | 0 | 0 | 0 | 0 | 0 | 0 | 0 | 0 | 0 | 1 | 0 | 0 | 0 | 0 | 0 | 0 | 0 | 0 | 0 | 0 | 0 | 0 | 0 | 0 | 0 | 0 | 4463.6973
2025-09-30 | 0 | 4.83 | 0.05 | 0 | 0 | 0 | 0 | 0 | 0 | 0 | 0 | 0 | 1 | 0 | 0 | 0 | 0 | 0 | 0 | 0 | 0 | 0 | 0 | 0 | 0 | 0 | 0 | 0 | 4545.827
2025-09-30 | 0 | 3.7 | 0.25 | 0 | 0 | 0 | 0 | 0 | 0 | 0 | 0 | 0 | 0 | 1 | 0 | 0 | 0 | 0 | 0 | 0 | 0 | 0 | 0 | 0 | 0 | 0 | 0 | 0 | 4548.0674
2025-09-30 | 0 | 2.9 | 0.75 | 0 | 0 | 0 | 0 | 0 | 0 | 0 | 0 | 0 | 0 | 0 | 1 | 0 | 0 | 0 | 0 | 0 | 0 | 0 | 0 | 0 | 0 | 0 | 0 | 0 | 4650.9764
2025-09-30 | 0 | 2.6 | 1.07 | 0 | 0 | 0 | 0 | 0 | 0 | 0 | 0 | 0 | 0 | 0 | 0 | 1 | 0 | 0 | 0 | 0 | 0 | 0 | 0 | 0 | 0 | 0 | 0 | 0 | 4735.2993
2025-09-30 | 0 | 2.06 | 1.25 | 0 | 0 | 0 | 0 | 0 | 0 | 0 | 0 | 0 | 0 | 0 | 0 | 0 | 1 | 0 | 0 | 0 | 0 | 0 | 0 | 0 | 0 | 0 | 0 | 0 | 4640.3643
2025-09-30 | 0 | 1.7 | 1.15 | 0 | 0 | 0 | 0 | 0 | 0 | 0 | 0 | 0 | 0 | 0 | 0 | 0 | 0 | 1 | 0 | 0 | 0 | 0 | 0 | 0 | 0 | 0 | 0 | 0 | 4501.7049
2025-09-30 | 0 | 1.55 | 1.21 | 0 | 0 | 0 | 0 | 0 | 0 | 0 | 0 | 0 | 0 | 0 | 0 | 0 | 0 | 0 | 1 | 0 | 0 | 0 | 0 | 0 | 0 | 0 | 0 | 0 | 4593.5223
2025-09-30 | 0 | 1.84 | 1.08 | 0 | 0 | 0 | 0 | 0 | 0 | 0 | 0 | 0 | 0 | 0 | 0 | 0 | 0 | 0 | 0 | 1 | 0 | 0 | 0 | 0 | 0 | 0 | 0 | 0 | 4964.3657
2025-09-30 | 0 | 2.3 | 1.09 | 0 | 0 | 0 | 0 | 0 | 0 | 0 | 0 | 0 | 0 | 0 | 0 | 0 | 0 | 0 | 0 | 0 | 1 | 0 | 0 | 0 | 0 | 0 | 0 | 0 | 5579.3568
2025-09-30 | 0 | 2.54 | 0.81 | 0 | 0 | 0 | 0 | 0 | 0 | 0 | 0 | 0 | 0 | 0 | 0 | 0 | 0 | 0 | 0 | 0 | 0 | 1 | 0 | 0 | 0 | 0 | 0 | 0 | 5726.4129
2025-09-30 | 0 | 3.03 | 0.52 | 0 | 0 | 0 | 0 | 0 | 0 | 0 | 0 | 0 | 0 | 0 | 0 | 0 | 0 | 0 | 0 | 0 | 0 | 0 | 1 | 0 | 0 | 0 | 0 | 0 | 5685.551
2025-09-30 | 0 | 3.32 | 0.23 | 0 | 0 | 0 | 0 | 0 | 0 | 0 | 0 | 0 | 0 | 0 | 0 | 0 | 0 | 0 | 0 | 0 | 0 | 0 | 0 | 1 | 0 | 0 | 0 | 0 | 5581.3524
2025-09-30 | 0 | 3.57 | 0.09 | 0 | 0 | 0 | 0 | 0 | 0 | 0 | 0 | 0 | 0 | 0 | 0 | 0 | 0 | 0 | 0 | 0 | 0 | 0 | 0 | 0 | 1 | 0 | 0 | 0 | 5322.5471
2025-09-30 | 0 | 3.93 | 0.06 | 0 | 0 | 0 | 0 | 0 | 0 | 0 | 0 | 0 | 0 | 0 | 0 | 0 | 0 | 0 | 0 | 0 | 0 | 0 | 0 | 0 | 0 | 1 | 0 | 0 | 4815.6967
2025-09-30 | 0 | 4.41 | 0.06 | 0 | 0 | 0 | 0 | 0 | 0 | 0 | 0 | 0 | 0 | 0 | 0 | 0 | 0 | 0 | 0 | 0 | 0 | 0 | 0 | 0 | 0 | 0 | 1 | 0 | 4244.3001
2025-09-30 | 0 | 5.07 | 0 | 0 | 0 | 0 | 0 | 0 | 0 | 0 | 0 | 0 | 0 | 0 | 0 | 0 | 0 | 0 | 0 | 0 | 0 | 0 | 0 | 0 | 0 | 0 | 0 | 1 | 3786.4146
2025-10-01 | 0 | 5.45 | 0 | 0 | 1 | 0 | 0 | 0 | 0 | 0 | 0 | 0 | 0 | 0 | 0 | 0 | 0 | 0 | 0 | 0 | 0 | 0 | 0 | 0 | 0 | 0 | 0 | 0 | 3475.4605
2025-10-01 | 0 | 5.7 | 0 | 0 | 0 | 1 | 0 | 0 | 0 | 0 | 0 | 0 | 0 | 0 | 0 | 0 | 0 | 0 | 0 | 0 | 0 | 0 | 0 | 0 | 0 | 0 | 0 | 0 | 3289.9931
2025-10-01 | 0 | 5.97 | 0 | 0 | 0 | 0 | 1 | 0 | 0 | 0 | 0 | 0 | 0 | 0 | 0 | 0 | 0 | 0 | 0 | 0 | 0 | 0 | 0 | 0 | 0 | 0 | 0 | 0 | 3201.9844
2025-10-01 | 0 | 6.33 | 0 | 0 | 0 | 0 | 0 | 1 | 0 | 0 | 0 | 0 | 0 | 0 | 0 | 0 | 0 | 0 | 0 | 0 | 0 | 0 | 0 | 0 | 0 | 0 | 0 | 0 | 3214.5073
2025-10-01 | 0 | 6.7 | 0 | 0 | 0 | 0 | 0 | 0 | 1 | 0 | 0 | 0 | 0 | 0 | 0 | 0 | 0 | 0 | 0 | 0 | 0 | 0 | 0 | 0 | 0 | 0 | 0 | 0 | 3401.2621
2025-10-01 | 0 | 6.76 | 0 | 0 | 0 | 0 | 0 | 0 | 0 | 1 | 0 | 0 | 0 | 0 | 0 | 0 | 0 | 0 | 0 | 0 | 0 | 0 | 0 | 0 | 0 | 0 | 0 | 0 | 3737.624
2025-10-01 | 0 | 7.03 | 0 | 0 | 0 | 0 | 0 | 0 | 0 | 0 | 1 | 0 | 0 | 0 | 0 | 0 | 0 | 0 | 0 | 0 | 0 | 0 | 0 | 0 | 0 | 0 | 0 | 0 | 4173.1725
2025-10-01 | 0 | 6.26 | 0.19 | 0 | 0 | 0 | 0 | 0 | 0 | 0 | 0 | 1 | 0 | 0 | 0 | 0 | 0 | 0 | 0 | 0 | 0 | 0 | 0 | 0 | 0 | 0 | 0 | 0 | 4542.2536
2025-10-01 | 0 | 4.93 | 0.45 | 0 | 0 | 0 | 0 | 0 | 0 | 0 | 0 | 0 | 1 | 0 | 0 | 0 | 0 | 0 | 0 | 0 | 0 | 0 | 0 | 0 | 0 | 0 | 0 | 0 | 4703.682
2025-10-01 | 0 | 4.02 | 1.12 | 0 | 0 | 0 | 0 | 0 | 0 | 0 | 0 | 0 | 0 | 1 | 0 | 0 | 0 | 0 | 0 | 0 | 0 | 0 | 0 | 0 | 0 | 0 | 0 | 0 | 4902.6774
2025-10-01 | 0 | 3.1 | 1.55 | 0 | 0 | 0 | 0 | 0 | 0 | 0 | 0 | 0 | 0 | 0 | 1 | 0 | 0 | 0 | 0 | 0 | 0 | 0 | 0 | 0 | 0 | 0 | 0 | 0 | 4966.6864
2025-10-01 | 0 | 2.37 | 1.84 | 0 | 0 | 0 | 0 | 0 | 0 | 0 | 0 | 0 | 0 | 0 | 0 | 1 | 0 | 0 | 0 | 0 | 0 | 0 | 0 | 0 | 0 | 0 | 0 | 0 | 4992.6939
2025-10-01 | 0 | 1.88 | 2.18 | 0 | 0 | 0 | 0 | 0 | 0 | 0 | 0 | 0 | 0 | 0 | 0 | 0 | 1 | 0 | 0 | 0 | 0 | 0 | 0 | 0 | 0 | 0 | 0 | 0 | 4962.001
2025-10-01 | 0 | 1.86 | 2.4 | 0 | 0 | 0 | 0 | 0 | 0 | 0 | 0 | 0 | 0 | 0 | 0 | 0 | 0 | 1 | 0 | 0 | 0 | 0 | 0 | 0 | 0 | 0 | 0 | 0 | 4978.2263
2025-10-01 | 0 | 1.46 | 2.49 | 0 | 0 | 0 | 0 | 0 | 0 | 0 | 0 | 0 | 0 | 0 | 0 | 0 | 0 | 0 | 1 | 0 | 0 | 0 | 0 | 0 | 0 | 0 | 0 | 0 | 5053.5571
2025-10-01 | 0 | 1.51 | 2.17 | 0 | 0 | 0 | 0 | 0 | 0 | 0 | 0 | 0 | 0 | 0 | 0 | 0 | 0 | 0 | 0 | 1 | 0 | 0 | 0 | 0 | 0 | 0 | 0 | 0 | 5328.2438
2025-10-01 | 0 | 1.69 | 1.75 | 0 | 0 | 0 | 0 | 0 | 0 | 0 | 0 | 0 | 0 | 0 | 0 | 0 | 0 | 0 | 0 | 0 | 1 | 0 | 0 | 0 | 0 | 0 | 0 | 0 | 5754.5651
2025-10-01 | 0 | 1.89 | 1.33 | 0 | 0 | 0 | 0 | 0 | 0 | 0 | 0 | 0 | 0 | 0 | 0 | 0 | 0 | 0 | 0 | 0 | 0 | 1 | 0 | 0 | 0 | 0 | 0 | 0 | 5845.822
2025-10-01 | 0 | 2.5 | 1.14 | 0 | 0 | 0 | 0 | 0 | 0 | 0 | 0 | 0 | 0 | 0 | 0 | 0 | 0 | 0 | 0 | 0 | 0 | 0 | 1 | 0 | 0 | 0 | 0 | 0 | 5854.8741
2025-10-01 | 0 | 2.75 | 0.83 | 0 | 0 | 0 | 0 | 0 | 0 | 0 | 0 | 0 | 0 | 0 | 0 | 0 | 0 | 0 | 0 | 0 | 0 | 0 | 0 | 1 | 0 | 0 | 0 | 0 | 5738.9327
2025-10-01 | 0 | 3.06 | 0.57 | 0 | 0 | 0 | 0 | 0 | 0 | 0 | 0 | 0 | 0 | 0 | 0 | 0 | 0 | 0 | 0 | 0 | 0 | 0 | 0 | 0 | 1 | 0 | 0 | 0 | 5442.6711
2025-10-01 | 0 | 3.43 | 0.46 | 0 | 0 | 0 | 0 | 0 | 0 | 0 | 0 | 0 | 0 | 0 | 0 | 0 | 0 | 0 | 0 | 0 | 0 | 0 | 0 | 0 | 0 | 1 | 0 | 0 | 4907.5499
2025-10-01 | 0 | 3.79 | 0.39 | 0 | 0 | 0 | 0 | 0 | 0 | 0 | 0 | 0 | 0 | 0 | 0 | 0 | 0 | 0 | 0 | 0 | 0 | 0 | 0 | 0 | 0 | 0 | 1 | 0 | 4297.2533
2025-10-01 | 0 | 4.31 | 0.31 | 0 | 0 | 0 | 0 | 0 | 0 | 0 | 0 | 0 | 0 | 0 | 0 | 0 | 0 | 0 | 0 | 0 | 0 | 0 | 0 | 0 | 0 | 0 | 0 | 1 | 3816.6246
2025-10-02 | 0 | 4.86 | 0.13 | 0 | 1 | 0 | 0 | 0 | 0 | 0 | 0 | 0 | 0 | 0 | 0 | 0 | 0 | 0 | 0 | 0 | 0 | 0 | 0 | 0 | 0 | 0 | 0 | 0 | 3458.2864
2025-10-02 | 0 | 5.2 | 0.11 | 0 | 0 | 1 | 0 | 0 | 0 | 0 | 0 | 0 | 0 | 0 | 0 | 0 | 0 | 0 | 0 | 0 | 0 | 0 | 0 | 0 | 0 | 0 | 0 | 0 | 3275.3765
2025-10-02 | 0 | 5.37 | 0.12 | 0 | 0 | 0 | 1 | 0 | 0 | 0 | 0 | 0 | 0 | 0 | 0 | 0 | 0 | 0 | 0 | 0 | 0 | 0 | 0 | 0 | 0 | 0 | 0 | 0 | 3180.0389
2025-10-02 | 0 | 5.83 | 0 | 0 | 0 | 0 | 0 | 1 | 0 | 0 | 0 | 0 | 0 | 0 | 0 | 0 | 0 | 0 | 0 | 0 | 0 | 0 | 0 | 0 | 0 | 0 | 0 | 0 | 3159.5057
2025-10-02 | 0 | 6.12 | 0 | 0 | 0 | 0 | 0 | 0 | 1 | 0 | 0 | 0 | 0 | 0 | 0 | 0 | 0 | 0 | 0 | 0 | 0 | 0 | 0 | 0 | 0 | 0 | 0 | 0 | 3337.4603
2025-10-02 | 0 | 6.4 | 0 | 0 | 0 | 0 | 0 | 0 | 0 | 1 | 0 | 0 | 0 | 0 | 0 | 0 | 0 | 0 | 0 | 0 | 0 | 0 | 0 | 0 | 0 | 0 | 0 | 0 | 3698.0229
2025-10-02 | 0 | 6.55 | 0 | 0 | 0 | 0 | 0 | 0 | 0 | 0 | 1 | 0 | 0 | 0 | 0 | 0 | 0 | 0 | 0 | 0 | 0 | 0 | 0 | 0 | 0 | 0 | 0 | 0 | 4120.371
2025-10-02 | 0 | 6.26 | 0 | 0 | 0 | 0 | 0 | 0 | 0 | 0 | 0 | 1 | 0 | 0 | 0 | 0 | 0 | 0 | 0 | 0 | 0 | 0 | 0 | 0 | 0 | 0 | 0 | 0 | 4472.4976
2025-10-02 | 0 | 4.8 | 0.09 | 0 | 0 | 0 | 0 | 0 | 0 | 0 | 0 | 0 | 1 | 0 | 0 | 0 | 0 | 0 | 0 | 0 | 0 | 0 | 0 | 0 | 0 | 0 | 0 | 0 | 4557.2124
2025-10-02 | 0 | 3.59 | 0.27 | 0 | 0 | 0 | 0 | 0 | 0 | 0 | 0 | 0 | 0 | 1 | 0 | 0 | 0 | 0 | 0 | 0 | 0 | 0 | 0 | 0 | 0 | 0 | 0 | 0 | 4543.3098
2025-10-02 | 0 | 2.9 | 0.87 | 0 | 0 | 0 | 0 | 0 | 0 | 0 | 0 | 0 | 0 | 0 | 1 | 0 | 0 | 0 | 0 | 0 | 0 | 0 | 0 | 0 | 0 | 0 | 0 | 0 | 4695.0328
2025-10-02 | 0 | 2.43 | 1.22 | 0 | 0 | 0 | 0 | 0 | 0 | 0 | 0 | 0 | 0 | 0 | 0 | 1 | 0 | 0 | 0 | 0 | 0 | 0 | 0 | 0 | 0 | 0 | 0 | 0 | 4771.6692
2025-10-02 | 0 | 2.34 | 1.63 | 0 | 0 | 0 | 0 | 0 | 0 | 0 | 0 | 0 | 0 | 0 | 0 | 0 | 1 | 0 | 0 | 0 | 0 | 0 | 0 | 0 | 0 | 0 | 0 | 0 | 4810.6772
2025-10-02 | 0 | 1.8 | 1.66 | 0 | 0 | 0 | 0 | 0 | 0 | 0 | 0 | 0 | 0 | 0 | 0 | 0 | 0 | 1 | 0 | 0 | 0 | 0 | 0 | 0 | 0 | 0 | 0 | 0 | 4699.9449
2025-10-02 | 0 | 1.64 | 1.65 | 0 | 0 | 0 | 0 | 0 | 0 | 0 | 0 | 0 | 0 | 0 | 0 | 0 | 0 | 0 | 1 | 0 | 0 | 0 | 0 | 0 | 0 | 0 | 0 | 0 | 4764.9628
2025-10-02 | 0 | 1.75 | 1.6 | 0 | 0 | 0 | 0 | 0 | 0 | 0 | 0 | 0 | 0 | 0 | 0 | 0 | 0 | 0 | 0 | 1 | 0 | 0 | 0 | 0 | 0 | 0 | 0 | 0 | 5145.3766
2025-10-02 | 0 | 1.86 | 1.51 | 0 | 0 | 0 | 0 | 0 | 0 | 0 | 0 | 0 | 0 | 0 | 0 | 0 | 0 | 0 | 0 | 0 | 1 | 0 | 0 | 0 | 0 | 0 | 0 | 0 | 5685.1529
2025-10-02 | 0 | 2.35 | 1.14 | 0 | 0 | 0 | 0 | 0 | 0 | 0 | 0 | 0 | 0 | 0 | 0 | 0 | 0 | 0 | 0 | 0 | 0 | 1 | 0 | 0 | 0 | 0 | 0 | 0 | 5826.6674
2025-10-02 | 0 | 3.05 | 0.94 | 0 | 0 | 0 | 0 | 0 | 0 | 0 | 0 | 0 | 0 | 0 | 0 | 0 | 0 | 0 | 0 | 0 | 0 | 0 | 1 | 0 | 0 | 0 | 0 | 0 | 5841.9485
2025-10-02 | 0 | 3.67 | 0.84 | 0 | 0 | 0 | 0 | 0 | 0 | 0 | 0 | 0 | 0 | 0 | 0 | 0 | 0 | 0 | 0 | 0 | 0 | 0 | 0 | 1 | 0 | 0 | 0 | 0 | 5843.807
2025-10-02 | 0 | 3.95 | 0.74 | 0 | 0 | 0 | 0 | 0 | 0 | 0 | 0 | 0 | 0 | 0 | 0 | 0 | 0 | 0 | 0 | 0 | 0 | 0 | 0 | 0 | 1 | 0 | 0 | 0 | 5602.9872
2025-10-02 | 0 | 4.36 | 0.5 | 0 | 0 | 0 | 0 | 0 | 0 | 0 | 0 | 0 | 0 | 0 | 0 | 0 | 0 | 0 | 0 | 0 | 0 | 0 | 0 | 0 | 0 | 1 | 0 | 0 | 5024.5382
2025-10-02 | 0 | 5.11 | 0.38 | 0 | 0 | 0 | 0 | 0 | 0 | 0 | 0 | 0 | 0 | 0 | 0 | 0 | 0 | 0 | 0 | 0 | 0 | 0 | 0 | 0 | 0 | 0 | 1 | 0 | 4438.786
2025-10-02 | 0 | 5.41 | 0.35 | 0 | 0 | 0 | 0 | 0 | 0 | 0 | 0 | 0 | 0 | 0 | 0 | 0 | 0 | 0 | 0 | 0 | 0 | 0 | 0 | 0 | 0 | 0 | 0 | 1 | 3952.3135
2025-10-03 | 0 | 6.03 | 0.27 | 0 | 1 | 0 | 0 | 0 | 0 | 0 | 0 | 0 | 0 | 0 | 0 | 0 | 0 | 0 | 0 | 0 | 0 | 0 | 0 | 0 | 0 | 0 | 0 | 0 | 3638.3892
2025-10-03 | 0 | 6.47 | 0.06 | 0 | 0 | 1 | 0 | 0 | 0 | 0 | 0 | 0 | 0 | 0 | 0 | 0 | 0 | 0 | 0 | 0 | 0 | 0 | 0 | 0 | 0 | 0 | 0 | 0 | 3396.7237
2025-10-03 | 0 | 6.95 | 0.06 | 0 | 0 | 0 | 1 | 0 | 0 | 0 | 0 | 0 | 0 | 0 | 0 | 0 | 0 | 0 | 0 | 0 | 0 | 0 | 0 | 0 | 0 | 0 | 0 | 0 | 3331.8156
2025-10-03 | 0 | 6.9 | 0.08 | 0 | 0 | 0 | 0 | 1 | 0 | 0 | 0 | 0 | 0 | 0 | 0 | 0 | 0 | 0 | 0 | 0 | 0 | 0 | 0 | 0 | 0 | 0 | 0 | 0 | 3306.58
2025-10-03 | 0 | 7.46 | 0 | 0 | 0 | 0 | 0 | 0 | 1 | 0 | 0 | 0 | 0 | 0 | 0 | 0 | 0 | 0 | 0 | 0 | 0 | 0 | 0 | 0 | 0 | 0 | 0 | 0 | 3484.8645
2025-10-03 | 0 | 7.52 | 0 | 0 | 0 | 0 | 0 | 0 | 0 | 1 | 0 | 0 | 0 | 0 | 0 | 0 | 0 | 0 | 0 | 0 | 0 | 0 | 0 | 0 | 0 | 0 | 0 | 0 | 3821.2264
2025-10-03 | 0 | 7.19 | 0 | 0 | 0 | 0 | 0 | 0 | 0 | 0 | 1 | 0 | 0 | 0 | 0 | 0 | 0 | 0 | 0 | 0 | 0 | 0 | 0 | 0 | 0 | 0 | 0 | 0 | 4190.773
2025-10-03 | 0 | 6.96 | 0.06 | 0 | 0 | 0 | 0 | 0 | 0 | 0 | 0 | 1 | 0 | 0 | 0 | 0 | 0 | 0 | 0 | 0 | 0 | 0 | 0 | 0 | 0 | 0 | 0 | 0 | 4571.528
2025-10-03 | 0 | 5.35 | 0.36 | 0 | 0 | 0 | 0 | 0 | 0 | 0 | 0 | 0 | 1 | 0 | 0 | 0 | 0 | 0 | 0 | 0 | 0 | 0 | 0 | 0 | 0 | 0 | 0 | 0 | 4716.841
2025-10-03 | 0 | 3.96 | 0.65 | 0 | 0 | 0 | 0 | 0 | 0 | 0 | 0 | 0 | 0 | 1 | 0 | 0 | 0 | 0 | 0 | 0 | 0 | 0 | 0 | 0 | 0 | 0 | 0 | 0 | 4723.523
2025-10-03 | 0 | 2.92 | 1.2 | 0 | 0 | 0 | 0 | 0 | 0 | 0 | 0 | 0 | 0 | 0 | 1 | 0 | 0 | 0 | 0 | 0 | 0 | 0 | 0 | 0 | 0 | 0 | 0 | 0 | 4818.388
2025-10-03 | 0 | 2.47 | 1.93 | 0 | 0 | 0 | 0 | 0 | 0 | 0 | 0 | 0 | 0 | 0 | 0 | 1 | 0 | 0 | 0 | 0 | 0 | 0 | 0 | 0 | 0 | 0 | 0 | 0 | 5036.7365
2025-10-03 | 0 | 2.27 | 2.42 | 0 | 0 | 0 | 0 | 0 | 0 | 0 | 0 | 0 | 0 | 0 | 0 | 0 | 1 | 0 | 0 | 0 | 0 | 0 | 0 | 0 | 0 | 0 | 0 | 0 | 5093.015
2025-10-03 | 0 | 2.25 | 2.85 | 0 | 0 | 0 | 0 | 0 | 0 | 0 | 0 | 0 | 0 | 0 | 0 | 0 | 0 | 1 | 0 | 0 | 0 | 0 | 0 | 0 | 0 | 0 | 0 | 0 | 5186.3391
2025-10-03 | 0 | 2.04 | 2.91 | 0 | 0 | 0 | 0 | 0 | 0 | 0 | 0 | 0 | 0 | 0 | 0 | 0 | 0 | 0 | 1 | 0 | 0 | 0 | 0 | 0 | 0 | 0 | 0 | 0 | 5271.5564
2025-10-03 | 0 | 1.93 | 2.86 | 0 | 0 | 0 | 0 | 0 | 0 | 0 | 0 | 0 | 0 | 0 | 0 | 0 | 0 | 0 | 0 | 1 | 0 | 0 | 0 | 0 | 0 | 0 | 0 | 0 | 5627.7695
2025-10-03 | 0 | 2.11 | 2.74 | 0 | 0 | 0 | 0 | 0 | 0 | 0 | 0 | 0 | 0 | 0 | 0 | 0 | 0 | 0 | 0 | 0 | 1 | 0 | 0 | 0 | 0 | 0 | 0 | 0 | 6164.2319
2025-10-03 | 0 | 2.14 | 2.22 | 0 | 0 | 0 | 0 | 0 | 0 | 0 | 0 | 0 | 0 | 0 | 0 | 0 | 0 | 0 | 0 | 0 | 0 | 1 | 0 | 0 | 0 | 0 | 0 | 0 | 6200.0745
2025-10-03 | 0 | 2.34 | 1.63 | 0 | 0 | 0 | 0 | 0 | 0 | 0 | 0 | 0 | 0 | 0 | 0 | 0 | 0 | 0 | 0 | 0 | 0 | 0 | 1 | 0 | 0 | 0 | 0 | 0 | 6017.1707
2025-10-03 | 0 | 2.48 | 1.41 | 0 | 0 | 0 | 0 | 0 | 0 | 0 | 0 | 0 | 0 | 0 | 0 | 0 | 0 | 0 | 0 | 0 | 0 | 0 | 0 | 1 | 0 | 0 | 0 | 0 | 5922.1712
2025-10-03 | 0 | 2.64 | 1.17 | 0 | 0 | 0 | 0 | 0 | 0 | 0 | 0 | 0 | 0 | 0 | 0 | 0 | 0 | 0 | 0 | 0 | 0 | 0 | 0 | 0 | 1 | 0 | 0 | 0 | 5616.7519
2025-10-03 | 0 | 3.31 | 0.77 | 0 | 0 | 0 | 0 | 0 | 0 | 0 | 0 | 0 | 0 | 0 | 0 | 0 | 0 | 0 | 0 | 0 | 0 | 0 | 0 | 0 | 0 | 1 | 0 | 0 | 5008.1619
2025-10-03 | 0 | 3.58 | 0.55 | 0 | 0 | 0 | 0 | 0 | 0 | 0 | 0 | 0 | 0 | 0 | 0 | 0 | 0 | 0 | 0 | 0 | 0 | 0 | 0 | 0 | 0 | 0 | 1 | 0 | 4332.8945
2025-10-03 | 0 | 3.56 | 0.55 | 0 | 0 | 0 | 0 | 0 | 0 | 0 | 0 | 0 | 0 | 0 | 0 | 0 | 0 | 0 | 0 | 0 | 0 | 0 | 0 | 0 | 0 | 0 | 0 | 1 | 3822.2351
2025-10-04 | 0 | 3.93 | 0.57 | 1 | 1 | 0 | 0 | 0 | 0 | 0 | 0 | 0 | 0 | 0 | 0 | 0 | 0 | 0 | 0 | 0 | 0 | 0 | 0 | 0 | 0 | 0 | 0 | 0 | 3795.9981
2025-10-04 | 0 | 4.11 | 0.56 | 1 | 0 | 1 | 0 | 0 | 0 | 0 | 0 | 0 | 0 | 0 | 0 | 0 | 0 | 0 | 0 | 0 | 0 | 0 | 0 | 0 | 0 | 0 | 0 | 0 | 3599.1591
2025-10-04 | 0 | 4.16 | 0.59 | 1 | 0 | 0 | 1 | 0 | 0 | 0 | 0 | 0 | 0 | 0 | 0 | 0 | 0 | 0 | 0 | 0 | 0 | 0 | 0 | 0 | 0 | 0 | 0 | 0 | 3497.9638
2025-10-04 | 0 | 4.34 | 0.69 | 1 | 0 | 0 | 0 | 1 | 0 | 0 | 0 | 0 | 0 | 0 | 0 | 0 | 0 | 0 | 0 | 0 | 0 | 0 | 0 | 0 | 0 | 0 | 0 | 0 | 3527.3999
2025-10-04 | 0 | 4.66 | 0.66 | 1 | 0 | 0 | 0 | 0 | 1 | 0 | 0 | 0 | 0 | 0 | 0 | 0 | 0 | 0 | 0 | 0 | 0 | 0 | 0 | 0 | 0 | 0 | 0 | 0 | 3697.6405
2025-10-04 | 0 | 4.76 | 0.63 | 1 | 0 | 0 | 0 | 0 | 0 | 1 | 0 | 0 | 0 | 0 | 0 | 0 | 0 | 0 | 0 | 0 | 0 | 0 | 0 | 0 | 0 | 0 | 0 | 0 | 4027.3884
2025-10-04 | 0 | 4.62 | 0.65 | 1 | 0 | 0 | 0 | 0 | 0 | 0 | 1 | 0 | 0 | 0 | 0 | 0 | 0 | 0 | 0 | 0 | 0 | 0 | 0 | 0 | 0 | 0 | 0 | 0 | 4425.1783
2025-10-04 | 0 | 4.54 | 0.8 | 1 | 0 | 0 | 0 | 0 | 0 | 0 | 0 | 1 | 0 | 0 | 0 | 0 | 0 | 0 | 0 | 0 | 0 | 0 | 0 | 0 | 0 | 0 | 0 | 0 | 4855.4761
2025-10-04 | 0 | 3.62 | 1.15 | 1 | 0 | 0 | 0 | 0 | 0 | 0 | 0 | 0 | 1 | 0 | 0 | 0 | 0 | 0 | 0 | 0 | 0 | 0 | 0 | 0 | 0 | 0 | 0 | 0 | 5095.0481
2025-10-04 | 0 | 2.95 | 1.24 | 1 | 0 | 0 | 0 | 0 | 0 | 0 | 0 | 0 | 0 | 1 | 0 | 0 | 0 | 0 | 0 | 0 | 0 | 0 | 0 | 0 | 0 | 0 | 0 | 0 | 5107.5049
2025-10-04 | 0 | 2.69 | 1.87 | 1 | 0 | 0 | 0 | 0 | 0 | 0 | 0 | 0 | 0 | 0 | 1 | 0 | 0 | 0 | 0 | 0 | 0 | 0 | 0 | 0 | 0 | 0 | 0 | 0 | 5317.5434
2025-10-04 | 0 | 2.34 | 2.73 | 1 | 0 | 0 | 0 | 0 | 0 | 0 | 0 | 0 | 0 | 0 | 0 | 1 | 0 | 0 | 0 | 0 | 0 | 0 | 0 | 0 | 0 | 0 | 0 | 0 | 5594.62
2025-10-04 | 0 | 2.08 | 2.47 | 1 | 0 | 0 | 0 | 0 | 0 | 0 | 0 | 0 | 0 | 0 | 0 | 0 | 1 | 0 | 0 | 0 | 0 | 0 | 0 | 0 | 0 | 0 | 0 | 0 | 5368.9457
2025-10-04 | 0 | 1.75 | 2.7 | 1 | 0 | 0 | 0 | 0 | 0 | 0 | 0 | 0 | 0 | 0 | 0 | 0 | 0 | 1 | 0 | 0 | 0 | 0 | 0 | 0 | 0 | 0 | 0 | 0 | 5354.7415
2025-10-04 | 0 | 1.94 | 2.45 | 1 | 0 | 0 | 0 | 0 | 0 | 0 | 0 | 0 | 0 | 0 | 0 | 0 | 0 | 0 | 1 | 0 | 0 | 0 | 0 | 0 | 0 | 0 | 0 | 0 | 5370.1476
2025-10-04 | 0 | 2.05 | 2.52 | 1 | 0 | 0 | 0 | 0 | 0 | 0 | 0 | 0 | 0 | 0 | 0 | 0 | 0 | 0 | 0 | 1 | 0 | 0 | 0 | 0 | 0 | 0 | 0 | 0 | 5794.6178
2025-10-04 | 0 | 2.05 | 2.28 | 1 | 0 | 0 | 0 | 0 | 0 | 0 | 0 | 0 | 0 | 0 | 0 | 0 | 0 | 0 | 0 | 0 | 1 | 0 | 0 | 0 | 0 | 0 | 0 | 0 | 6267.2232
2025-10-04 | 0 | 2.44 | 1.84 | 1 | 0 | 0 | 0 | 0 | 0 | 0 | 0 | 0 | 0 | 0 | 0 | 0 | 0 | 0 | 0 | 0 | 0 | 1 | 0 | 0 | 0 | 0 | 0 | 0 | 6372.0379
2025-10-04 | 0 | 3.05 | 1.24 | 1 | 0 | 0 | 0 | 0 | 0 | 0 | 0 | 0 | 0 | 0 | 0 | 0 | 0 | 0 | 0 | 0 | 0 | 0 | 1 | 0 | 0 | 0 | 0 | 0 | 6230.564
2025-10-04 | 0 | 3.6 | 0.87 | 1 | 0 | 0 | 0 | 0 | 0 | 0 | 0 | 0 | 0 | 0 | 0 | 0 | 0 | 0 | 0 | 0 | 0 | 0 | 0 | 1 | 0 | 0 | 0 | 0 | 6125.5953
2025-10-04 | 0 | 3.9 | 0.68 | 1 | 0 | 0 | 0 | 0 | 0 | 0 | 0 | 0 | 0 | 0 | 0 | 0 | 0 | 0 | 0 | 0 | 0 | 0 | 0 | 0 | 1 | 0 | 0 | 0 | 5853.9333
2025-10-04 | 0 | 4.34 | 0.57 | 1 | 0 | 0 | 0 | 0 | 0 | 0 | 0 | 0 | 0 | 0 | 0 | 0 | 0 | 0 | 0 | 0 | 0 | 0 | 0 | 0 | 0 | 1 | 0 | 0 | 5326.5122
2025-10-04 | 0 | 4.84 | 0.54 | 1 | 0 | 0 | 0 | 0 | 0 | 0 | 0 | 0 | 0 | 0 | 0 | 0 | 0 | 0 | 0 | 0 | 0 | 0 | 0 | 0 | 0 | 0 | 1 | 0 | 4746.3015
2025-10-04 | 0 | 5.26 | 0.4 | 1 | 0 | 0 | 0 | 0 | 0 | 0 | 0 | 0 | 0 | 0 | 0 | 0 | 0 | 0 | 0 | 0 | 0 | 0 | 0 | 0 | 0 | 0 | 0 | 1 | 4232.6444
2025-10-05 | 0 | 5.89 | 0.29 | 1 | 1 | 0 | 0 | 0 | 0 | 0 | 0 | 0 | 0 | 0 | 0 | 0 | 0 | 0 | 0 | 0 | 0 | 0 | 0 | 0 | 0 | 0 | 0 | 0 | 3908.806
2025-10-05 | 0 | 6.24 | 0.12 | 1 | 0 | 1 | 0 | 0 | 0 | 0 | 0 | 0 | 0 | 0 | 0 | 0 | 0 | 0 | 0 | 0 | 0 | 0 | 0 | 0 | 0 | 0 | 0 | 0 | 3671.9256
2025-10-05 | 0 | 6.68 | 0.1 | 1 | 0 | 0 | 1 | 0 | 0 | 0 | 0 | 0 | 0 | 0 | 0 | 0 | 0 | 0 | 0 | 0 | 0 | 0 | 0 | 0 | 0 | 0 | 0 | 0 | 3595.2747
2025-10-05 | 0 | 6.64 | 0.13 | 1 | 0 | 0 | 0 | 1 | 0 | 0 | 0 | 0 | 0 | 0 | 0 | 0 | 0 | 0 | 0 | 0 | 0 | 0 | 0 | 0 | 0 | 0 | 0 | 0 | 3574.8105
2025-10-05 | 0 | 6.56 | 0.13 | 1 | 0 | 0 | 0 | 0 | 1 | 0 | 0 | 0 | 0 | 0 | 0 | 0 | 0 | 0 | 0 | 0 | 0 | 0 | 0 | 0 | 0 | 0 | 0 | 0 | 3712.0639
2025-10-05 | 0 | 6.98 | 0.13 | 1 | 0 | 0 | 0 | 0 | 0 | 1 | 0 | 0 | 0 | 0 | 0 | 0 | 0 | 0 | 0 | 0 | 0 | 0 | 0 | 0 | 0 | 0 | 0 | 0 | 4088.0269
2025-10-05 | 0 | 6.64 | 0.11 | 1 | 0 | 0 | 0 | 0 | 0 | 0 | 1 | 0 | 0 | 0 | 0 | 0 | 0 | 0 | 0 | 0 | 0 | 0 | 0 | 0 | 0 | 0 | 0 | 0 | 4449.1308
2025-10-05 | 0 | 6.44 | 0.17 | 1 | 0 | 0 | 0 | 0 | 0 | 0 | 0 | 1 | 0 | 0 | 0 | 0 | 0 | 0 | 0 | 0 | 0 | 0 | 0 | 0 | 0 | 0 | 0 | 0 | 4833.1858
2025-10-05 | 0 | 4.95 | 0.34 | 1 | 0 | 0 | 0 | 0 | 0 | 0 | 0 | 0 | 1 | 0 | 0 | 0 | 0 | 0 | 0 | 0 | 0 | 0 | 0 | 0 | 0 | 0 | 0 | 0 | 4943.9715
2025-10-05 | 0 | 3.62 | 0.68 | 1 | 0 | 0 | 0 | 0 | 0 | 0 | 0 | 0 | 0 | 1 | 0 | 0 | 0 | 0 | 0 | 0 | 0 | 0 | 0 | 0 | 0 | 0 | 0 | 0 | 4975.6104
2025-10-05 | 0 | 2.67 | 1.11 | 1 | 0 | 0 | 0 | 0 | 0 | 0 | 0 | 0 | 0 | 0 | 1 | 0 | 0 | 0 | 0 | 0 | 0 | 0 | 0 | 0 | 0 | 0 | 0 | 0 | 5036.3193
2025-10-05 | 0 | 2.27 | 1.62 | 1 | 0 | 0 | 0 | 0 | 0 | 0 | 0 | 0 | 0 | 0 | 0 | 1 | 0 | 0 | 0 | 0 | 0 | 0 | 0 | 0 | 0 | 0 | 0 | 0 | 5179.3979
2025-10-05 | 0 | 1.86 | 2.16 | 1 | 0 | 0 | 0 | 0 | 0 | 0 | 0 | 0 | 0 | 0 | 0 | 0 | 1 | 0 | 0 | 0 | 0 | 0 | 0 | 0 | 0 | 0 | 0 | 0 | 5230.9326
2025-10-05 | 0 | 1.83 | 2.23 | 1 | 0 | 0 | 0 | 0 | 0 | 0 | 0 | 0 | 0 | 0 | 0 | 0 | 0 | 1 | 0 | 0 | 0 | 0 | 0 | 0 | 0 | 0 | 0 | 0 | 5190.9874
2025-10-05 | 0 | 1.72 | 2.63 | 1 | 0 | 0 | 0 | 0 | 0 | 0 | 0 | 0 | 0 | 0 | 0 | 0 | 0 | 0 | 1 | 0 | 0 | 0 | 0 | 0 | 0 | 0 | 0 | 0 | 5412.0315
2025-10-05 | 0 | 1.82 | 2.61 | 1 | 0 | 0 | 0 | 0 | 0 | 0 | 0 | 0 | 0 | 0 | 0 | 0 | 0 | 0 | 0 | 1 | 0 | 0 | 0 | 0 | 0 | 0 | 0 | 0 | 5802.3594
2025-10-05 | 0 | 1.85 | 2.46 | 1 | 0 | 0 | 0 | 0 | 0 | 0 | 0 | 0 | 0 | 0 | 0 | 0 | 0 | 0 | 0 | 0 | 1 | 0 | 0 | 0 | 0 | 0 | 0 | 0 | 6311.3072
2025-10-05 | 0 | 2.05 | 2.09 | 1 | 0 | 0 | 0 | 0 | 0 | 0 | 0 | 0 | 0 | 0 | 0 | 0 | 0 | 0 | 0 | 0 | 0 | 1 | 0 | 0 | 0 | 0 | 0 | 0 | 6420.9209
2025-10-05 | 0 | 2.32 | 1.4 | 1 | 0 | 0 | 0 | 0 | 0 | 0 | 0 | 0 | 0 | 0 | 0 | 0 | 0 | 0 | 0 | 0 | 0 | 0 | 1 | 0 | 0 | 0 | 0 | 0 | 6209.0036
2025-10-05 | 0 | 2.48 | 1.17 | 1 | 0 | 0 | 0 | 0 | 0 | 0 | 0 | 0 | 0 | 0 | 0 | 0 | 0 | 0 | 0 | 0 | 0 | 0 | 0 | 1 | 0 | 0 | 0 | 0 | 6112.5328
2025-10-05 | 0 | 2.58 | 0.78 | 1 | 0 | 0 | 0 | 0 | 0 | 0 | 0 | 0 | 0 | 0 | 0 | 0 | 0 | 0 | 0 | 0 | 0 | 0 | 0 | 0 | 1 | 0 | 0 | 0 | 5745.4428
2025-10-05 | 0 | 2.62 | 0.41 | 1 | 0 | 0 | 0 | 0 | 0 | 0 | 0 | 0 | 0 | 0 | 0 | 0 | 0 | 0 | 0 | 0 | 0 | 0 | 0 | 0 | 0 | 1 | 0 | 0 | 5078.5649
2025-10-05 | 0 | 2.9 | 0.19 | 1 | 0 | 0 | 0 | 0 | 0 | 0 | 0 | 0 | 0 | 0 | 0 | 0 | 0 | 0 | 0 | 0 | 0 | 0 | 0 | 0 | 0 | 0 | 1 | 0 | 4404.3976
2025-10-05 | 0 | 3.12 | 0.14 | 1 | 0 | 0 | 0 | 0 | 0 | 0 | 0 | 0 | 0 | 0 | 0 | 0 | 0 | 0 | 0 | 0 | 0 | 0 | 0 | 0 | 0 | 0 | 0 | 1 | 3901.7821
2025-10-06 | 0 | 3.3 | 0.09 | 0 | 1 | 0 | 0 | 0 | 0 | 0 | 0 | 0 | 0 | 0 | 0 | 0 | 0 | 0 | 0 | 0 | 0 | 0 | 0 | 0 | 0 | 0 | 0 | 0 | 3271.9961
2025-10-06 | 0 | 3.78 | 0.04 | 0 | 0 | 1 | 0 | 0 | 0 | 0 | 0 | 0 | 0 | 0 | 0 | 0 | 0 | 0 | 0 | 0 | 0 | 0 | 0 | 0 | 0 | 0 | 0 | 0 | 3093.4725
2025-10-06 | 0 | 4.37 | 0 | 0 | 0 | 0 | 1 | 0 | 0 | 0 | 0 | 0 | 0 | 0 | 0 | 0 | 0 | 0 | 0 | 0 | 0 | 0 | 0 | 0 | 0 | 0 | 0 | 0 | 3025.9794
2025-10-06 | 0 | 4.18 | 0 | 0 | 0 | 0 | 0 | 1 | 0 | 0 | 0 | 0 | 0 | 0 | 0 | 0 | 0 | 0 | 0 | 0 | 0 | 0 | 0 | 0 | 0 | 0 | 0 | 0 | 2978.0006
2025-10-06 | 0 | 4 | 0 | 0 | 0 | 0 | 0 | 0 | 1 | 0 | 0 | 0 | 0 | 0 | 0 | 0 | 0 | 0 | 0 | 0 | 0 | 0 | 0 | 0 | 0 | 0 | 0 | 0 | 3104.2537
2025-10-06 | 0 | 3.97 | 0 | 0 | 0 | 0 | 0 | 0 | 0 | 1 | 0 | 0 | 0 | 0 | 0 | 0 | 0 | 0 | 0 | 0 | 0 | 0 | 0 | 0 | 0 | 0 | 0 | 0 | 3430.7153
2025-10-06 | 0 | 3.88 | 0 | 0 | 0 | 0 | 0 | 0 | 0 | 0 | 1 | 0 | 0 | 0 | 0 | 0 | 0 | 0 | 0 | 0 | 0 | 0 | 0 | 0 | 0 | 0 | 0 | 0 | 3826.6626
2025-10-06 | 0 | 3.91 | 0 | 0 | 0 | 0 | 0 | 0 | 0 | 0 | 0 | 1 | 0 | 0 | 0 | 0 | 0 | 0 | 0 | 0 | 0 | 0 | 0 | 0 | 0 | 0 | 0 | 0 | 4213.9902
2025-10-06 | 0 | 2.63 | 0.11 | 0 | 0 | 0 | 0 | 0 | 0 | 0 | 0 | 0 | 1 | 0 | 0 | 0 | 0 | 0 | 0 | 0 | 0 | 0 | 0 | 0 | 0 | 0 | 0 | 0 | 4325.8483
2025-10-06 | 0 | 1.69 | 0.73 | 0 | 0 | 0 | 0 | 0 | 0 | 0 | 0 | 0 | 0 | 1 | 0 | 0 | 0 | 0 | 0 | 0 | 0 | 0 | 0 | 0 | 0 | 0 | 0 | 0 | 4503.1868
2025-10-06 | 0 | 1.3 | 1.39 | 0 | 0 | 0 | 0 | 0 | 0 | 0 | 0 | 0 | 0 | 0 | 1 | 0 | 0 | 0 | 0 | 0 | 0 | 0 | 0 | 0 | 0 | 0 | 0 | 0 | 4709.9389
2025-10-06 | 0 | 0.89 | 2.14 | 0 | 0 | 0 | 0 | 0 | 0 | 0 | 0 | 0 | 0 | 0 | 0 | 1 | 0 | 0 | 0 | 0 | 0 | 0 | 0 | 0 | 0 | 0 | 0 | 0 | 4940.0303
2025-10-06 | 0 | 0.64 | 2.91 | 0 | 0 | 0 | 0 | 0 | 0 | 0 | 0 | 0 | 0 | 0 | 0 | 0 | 1 | 0 | 0 | 0 | 0 | 0 | 0 | 0 | 0 | 0 | 0 | 0 | 5093.6069
2025-10-06 | 0 | 0.42 | 2.71 | 0 | 0 | 0 | 0 | 0 | 0 | 0 | 0 | 0 | 0 | 0 | 0 | 0 | 0 | 1 | 0 | 0 | 0 | 0 | 0 | 0 | 0 | 0 | 0 | 0 | 4933.6342
2025-10-06 | 0 | 0.43 | 3.2 | 0 | 0 | 0 | 0 | 0 | 0 | 0 | 0 | 0 | 0 | 0 | 0 | 0 | 0 | 0 | 1 | 0 | 0 | 0 | 0 | 0 | 0 | 0 | 0 | 0 | 5200.921
2025-10-06 | 0 | 0.38 | 3.06 | 0 | 0 | 0 | 0 | 0 | 0 | 0 | 0 | 0 | 0 | 0 | 0 | 0 | 0 | 0 | 0 | 1 | 0 | 0 | 0 | 0 | 0 | 0 | 0 | 0 | 5530.692
2025-10-06 | 0 | 0.31 | 3.08 | 0 | 0 | 0 | 0 | 0 | 0 | 0 | 0 | 0 | 0 | 0 | 0 | 0 | 0 | 0 | 0 | 0 | 1 | 0 | 0 | 0 | 0 | 0 | 0 | 0 | 6091.0528
2025-10-06 | 0 | 0.24 | 2.43 | 0 | 0 | 0 | 0 | 0 | 0 | 0 | 0 | 0 | 0 | 0 | 0 | 0 | 0 | 0 | 0 | 0 | 0 | 1 | 0 | 0 | 0 | 0 | 0 | 0 | 6068.1673
2025-10-06 | 0 | 0.55 | 1.37 | 0 | 0 | 0 | 0 | 0 | 0 | 0 | 0 | 0 | 0 | 0 | 0 | 0 | 0 | 0 | 0 | 0 | 0 | 0 | 1 | 0 | 0 | 0 | 0 | 0 | 5724.8095
2025-10-06 | 0 | 0.75 | 0.84 | 0 | 0 | 0 | 0 | 0 | 0 | 0 | 0 | 0 | 0 | 0 | 0 | 0 | 0 | 0 | 0 | 0 | 0 | 0 | 0 | 1 | 0 | 0 | 0 | 0 | 5522.5978
2025-10-06 | 0 | 1.11 | 0.63 | 0 | 0 | 0 | 0 | 0 | 0 | 0 | 0 | 0 | 0 | 0 | 0 | 0 | 0 | 0 | 0 | 0 | 0 | 0 | 0 | 0 | 1 | 0 | 0 | 0 | 5250.1932
2025-10-06 | 0 | 1.62 | 0.49 | 0 | 0 | 0 | 0 | 0 | 0 | 0 | 0 | 0 | 0 | 0 | 0 | 0 | 0 | 0 | 0 | 0 | 0 | 0 | 0 | 0 | 0 | 1 | 0 | 0 | 4719.4583
2025-10-06 | 0 | 2.04 | 0.36 | 0 | 0 | 0 | 0 | 0 | 0 | 0 | 0 | 0 | 0 | 0 | 0 | 0 | 0 | 0 | 0 | 0 | 0 | 0 | 0 | 0 | 0 | 0 | 1 | 0 | 4093.7337
2025-10-06 | 0 | 2.49 | 0.22 | 0 | 0 | 0 | 0 | 0 | 0 | 0 | 0 | 0 | 0 | 0 | 0 | 0 | 0 | 0 | 0 | 0 | 0 | 0 | 0 | 0 | 0 | 0 | 0 | 1 | 3583.3766
2025-10-07 | 0 | 2.81 | 0.16 | 0 | 1 | 0 | 0 | 0 | 0 | 0 | 0 | 0 | 0 | 0 | 0 | 0 | 0 | 0 | 0 | 0 | 0 | 0 | 0 | 0 | 0 | 0 | 0 | 0 | 3243.7941
2025-10-07 | 0 | 3.14 | 0.09 | 0 | 0 | 1 | 0 | 0 | 0 | 0 | 0 | 0 | 0 | 0 | 0 | 0 | 0 | 0 | 0 | 0 | 0 | 0 | 0 | 0 | 0 | 0 | 0 | 0 | 3041.4274
2025-10-07 | 0 | 3.36 | 0.14 | 0 | 0 | 0 | 1 | 0 | 0 | 0 | 0 | 0 | 0 | 0 | 0 | 0 | 0 | 0 | 0 | 0 | 0 | 0 | 0 | 0 | 0 | 0 | 0 | 0 | 2966.2753
2025-10-07 | 0 | 3.72 | 0.18 | 0 | 0 | 0 | 0 | 1 | 0 | 0 | 0 | 0 | 0 | 0 | 0 | 0 | 0 | 0 | 0 | 0 | 0 | 0 | 0 | 0 | 0 | 0 | 0 | 0 | 2993.4837
2025-10-07 | 0 | 3.77 | 0.18 | 0 | 0 | 0 | 0 | 0 | 1 | 0 | 0 | 0 | 0 | 0 | 0 | 0 | 0 | 0 | 0 | 0 | 0 | 0 | 0 | 0 | 0 | 0 | 0 | 0 | 3145.0376
2025-10-07 | 0 | 4 | 0.22 | 0 | 0 | 0 | 0 | 0 | 0 | 1 | 0 | 0 | 0 | 0 | 0 | 0 | 0 | 0 | 0 | 0 | 0 | 0 | 0 | 0 | 0 | 0 | 0 | 0 | 3514.7855
2025-10-07 | 0 | 4.17 | 0.17 | 0 | 0 | 0 | 0 | 0 | 0 | 0 | 1 | 0 | 0 | 0 | 0 | 0 | 0 | 0 | 0 | 0 | 0 | 0 | 0 | 0 | 0 | 0 | 0 | 0 | 3920.9768
2025-10-07 | 0 | 4.53 | 0.18 | 0 | 0 | 0 | 0 | 0 | 0 | 0 | 0 | 1 | 0 | 0 | 0 | 0 | 0 | 0 | 0 | 0 | 0 | 0 | 0 | 0 | 0 | 0 | 0 | 0 | 4348.2768
2025-10-07 | 0 | 3.7 | 0.22 | 0 | 0 | 0 | 0 | 0 | 0 | 0 | 0 | 0 | 1 | 0 | 0 | 0 | 0 | 0 | 0 | 0 | 0 | 0 | 0 | 0 | 0 | 0 | 0 | 0 | 4483.9367
2025-10-07 | 0 | 3.12 | 0.38 | 0 | 0 | 0 | 0 | 0 | 0 | 0 | 0 | 0 | 0 | 1 | 0 | 0 | 0 | 0 | 0 | 0 | 0 | 0 | 0 | 0 | 0 | 0 | 0 | 0 | 4531.9934
2025-10-07 | 0 | 2.91 | 0.56 | 0 | 0 | 0 | 0 | 0 | 0 | 0 | 0 | 0 | 0 | 0 | 1 | 0 | 0 | 0 | 0 | 0 | 0 | 0 | 0 | 0 | 0 | 0 | 0 | 0 | 4582.3204
2025-10-07 | 0 | 2.86 | 0.66 | 0 | 0 | 0 | 0 | 0 | 0 | 0 | 0 | 0 | 0 | 0 | 0 | 1 | 0 | 0 | 0 | 0 | 0 | 0 | 0 | 0 | 0 | 0 | 0 | 0 | 4613.374
2025-10-07 | 0 | 2.24 | 0.8 | 0 | 0 | 0 | 0 | 0 | 0 | 0 | 0 | 0 | 0 | 0 | 0 | 0 | 1 | 0 | 0 | 0 | 0 | 0 | 0 | 0 | 0 | 0 | 0 | 0 | 4494.9533
2025-10-07 | 0 | 2 | 0.87 | 0 | 0 | 0 | 0 | 0 | 0 | 0 | 0 | 0 | 0 | 0 | 0 | 0 | 0 | 1 | 0 | 0 | 0 | 0 | 0 | 0 | 0 | 0 | 0 | 0 | 4431.9075
2025-10-07 | 0 | 2.08 | 1.22 | 0 | 0 | 0 | 0 | 0 | 0 | 0 | 0 | 0 | 0 | 0 | 0 | 0 | 0 | 0 | 1 | 0 | 0 | 0 | 0 | 0 | 0 | 0 | 0 | 0 | 4655.4953
2025-10-07 | 0 | 2.22 | 1.29 | 0 | 0 | 0 | 0 | 0 | 0 | 0 | 0 | 0 | 0 | 0 | 0 | 0 | 0 | 0 | 0 | 1 | 0 | 0 | 0 | 0 | 0 | 0 | 0 | 0 | 5083.2656
2025-10-07 | 0 | 2.33 | 1.15 | 0 | 0 | 0 | 0 | 0 | 0 | 0 | 0 | 0 | 0 | 0 | 0 | 0 | 0 | 0 | 0 | 0 | 1 | 0 | 0 | 0 | 0 | 0 | 0 | 0 | 5604.6851
2025-10-07 | 0 | 3.1 | 1.11 | 0 | 0 | 0 | 0 | 0 | 0 | 0 | 0 | 0 | 0 | 0 | 0 | 0 | 0 | 0 | 0 | 0 | 0 | 1 | 0 | 0 | 0 | 0 | 0 | 0 | 5898.1557
2025-10-07 | 0 | 3.74 | 0.79 | 0 | 0 | 0 | 0 | 0 | 0 | 0 | 0 | 0 | 0 | 0 | 0 | 0 | 0 | 0 | 0 | 0 | 0 | 0 | 1 | 0 | 0 | 0 | 0 | 0 | 5862.7801
2025-10-07 | 0 | 4.46 | 0.74 | 0 | 0 | 0 | 0 | 0 | 0 | 0 | 0 | 0 | 0 | 0 | 0 | 0 | 0 | 0 | 0 | 0 | 0 | 0 | 0 | 1 | 0 | 0 | 0 | 0 | 5893.9958
2025-10-07 | 0 | 4.82 | 0.49 | 0 | 0 | 0 | 0 | 0 | 0 | 0 | 0 | 0 | 0 | 0 | 0 | 0 | 0 | 0 | 0 | 0 | 0 | 0 | 0 | 0 | 1 | 0 | 0 | 0 | 5606.9057
2025-10-07 | 0 | 5.23 | 0.32 | 0 | 0 | 0 | 0 | 0 | 0 | 0 | 0 | 0 | 0 | 0 | 0 | 0 | 0 | 0 | 0 | 0 | 0 | 0 | 0 | 0 | 0 | 1 | 0 | 0 | 5054.1563
2025-10-07 | 0 | 5.51 | 0.25 | 0 | 0 | 0 | 0 | 0 | 0 | 0 | 0 | 0 | 0 | 0 | 0 | 0 | 0 | 0 | 0 | 0 | 0 | 0 | 0 | 0 | 0 | 0 | 1 | 0 | 4435.0595
2025-10-07 | 0 | 6.04 | 0.4 | 0 | 0 | 0 | 0 | 0 | 0 | 0 | 0 | 0 | 0 | 0 | 0 | 0 | 0 | 0 | 0 | 0 | 0 | 0 | 0 | 0 | 0 | 0 | 0 | 1 | 4039.9724
2025-10-08 | 0 | 6.54 | 0.31 | 0 | 1 | 0 | 0 | 0 | 0 | 0 | 0 | 0 | 0 | 0 | 0 | 0 | 0 | 0 | 0 | 0 | 0 | 0 | 0 | 0 | 0 | 0 | 0 | 0 | 3709.1763
2025-10-08 | 0 | 6.56 | 0.24 | 0 | 0 | 1 | 0 | 0 | 0 | 0 | 0 | 0 | 0 | 0 | 0 | 0 | 0 | 0 | 0 | 0 | 0 | 0 | 0 | 0 | 0 | 0 | 0 | 0 | 3472.7086
2025-10-08 | 0 | 6.89 | 0.21 | 0 | 0 | 0 | 1 | 0 | 0 | 0 | 0 | 0 | 0 | 0 | 0 | 0 | 0 | 0 | 0 | 0 | 0 | 0 | 0 | 0 | 0 | 0 | 0 | 0 | 3380.286
2025-10-08 | 0 | 7.13 | 0.25 | 0 | 0 | 0 | 0 | 1 | 0 | 0 | 0 | 0 | 0 | 0 | 0 | 0 | 0 | 0 | 0 | 0 | 0 | 0 | 0 | 0 | 0 | 0 | 0 | 0 | 3394.294
2025-10-08 | 0 | 7.43 | 0.13 | 0 | 0 | 0 | 0 | 0 | 1 | 0 | 0 | 0 | 0 | 0 | 0 | 0 | 0 | 0 | 0 | 0 | 0 | 0 | 0 | 0 | 0 | 0 | 0 | 0 | 3529.2922
2025-10-08 | 0 | 7.78 | 0.06 | 0 | 0 | 0 | 0 | 0 | 0 | 1 | 0 | 0 | 0 | 0 | 0 | 0 | 0 | 0 | 0 | 0 | 0 | 0 | 0 | 0 | 0 | 0 | 0 | 0 | 3871.8554
2025-10-08 | 0 | 7.51 | 0.01 | 0 | 0 | 0 | 0 | 0 | 0 | 0 | 1 | 0 | 0 | 0 | 0 | 0 | 0 | 0 | 0 | 0 | 0 | 0 | 0 | 0 | 0 | 0 | 0 | 0 | 4229.6454
2025-10-08 | 0 | 7.5 | 0.01 | 0 | 0 | 0 | 0 | 0 | 0 | 0 | 0 | 1 | 0 | 0 | 0 | 0 | 0 | 0 | 0 | 0 | 0 | 0 | 0 | 0 | 0 | 0 | 0 | 0 | 4612.5728
2025-10-08 | 0 | 6.45 | 0.04 | 0 | 0 | 0 | 0 | 0 | 0 | 0 | 0 | 0 | 1 | 0 | 0 | 0 | 0 | 0 | 0 | 0 | 0 | 0 | 0 | 0 | 0 | 0 | 0 | 0 | 4720.3607
2025-10-08 | 0 | 5.36 | 0.13 | 0 | 0 | 0 | 0 | 0 | 0 | 0 | 0 | 0 | 0 | 1 | 0 | 0 | 0 | 0 | 0 | 0 | 0 | 0 | 0 | 0 | 0 | 0 | 0 | 0 | 4686.6162
2025-10-08 | 0 | 4.3 | 0.28 | 0 | 0 | 0 | 0 | 0 | 0 | 0 | 0 | 0 | 0 | 0 | 1 | 0 | 0 | 0 | 0 | 0 | 0 | 0 | 0 | 0 | 0 | 0 | 0 | 0 | 4632.4265
2025-10-08 | 0 | 3.78 | 0.43 | 0 | 0 | 0 | 0 | 0 | 0 | 0 | 0 | 0 | 0 | 0 | 0 | 1 | 0 | 0 | 0 | 0 | 0 | 0 | 0 | 0 | 0 | 0 | 0 | 0 | 4630.1354
2025-10-08 | 0 | 3.53 | 0.67 | 0 | 0 | 0 | 0 | 0 | 0 | 0 | 0 | 0 | 0 | 0 | 0 | 0 | 1 | 0 | 0 | 0 | 0 | 0 | 0 | 0 | 0 | 0 | 0 | 0 | 4589.1296
2025-10-08 | 0 | 3.55 | 0.81 | 0 | 0 | 0 | 0 | 0 | 0 | 0 | 0 | 0 | 0 | 0 | 0 | 0 | 0 | 1 | 0 | 0 | 0 | 0 | 0 | 0 | 0 | 0 | 0 | 0 | 4580.3841
2025-10-08 | 0 | 4.03 | 0.81 | 0 | 0 | 0 | 0 | 0 | 0 | 0 | 0 | 0 | 0 | 0 | 0 | 0 | 0 | 0 | 1 | 0 | 0 | 0 | 0 | 0 | 0 | 0 | 0 | 0 | 4719.4754
2025-10-08 | 0 | 4.03 | 0.74 | 0 | 0 | 0 | 0 | 0 | 0 | 0 | 0 | 0 | 0 | 0 | 0 | 0 | 0 | 0 | 0 | 1 | 0 | 0 | 0 | 0 | 0 | 0 | 0 | 0 | 5080.4461
2025-10-08 | 0 | 4.19 | 0.72 | 0 | 0 | 0 | 0 | 0 | 0 | 0 | 0 | 0 | 0 | 0 | 0 | 0 | 0 | 0 | 0 | 0 | 1 | 0 | 0 | 0 | 0 | 0 | 0 | 0 | 5651.4221
2025-10-08 | 0 | 4.66 | 0.51 | 0 | 0 | 0 | 0 | 0 | 0 | 0 | 0 | 0 | 0 | 0 | 0 | 0 | 0 | 0 | 0 | 0 | 0 | 1 | 0 | 0 | 0 | 0 | 0 | 0 | 5849.4785
2025-10-08 | 0 | 5.09 | 0.28 | 0 | 0 | 0 | 0 | 0 | 0 | 0 | 0 | 0 | 0 | 0 | 0 | 0 | 0 | 0 | 0 | 0 | 0 | 0 | 1 | 0 | 0 | 0 | 0 | 0 | 5824.0446
2025-10-08 | 0 | 5.52 | 0.17 | 0 | 0 | 0 | 0 | 0 | 0 | 0 | 0 | 0 | 0 | 0 | 0 | 0 | 0 | 0 | 0 | 0 | 0 | 0 | 0 | 1 | 0 | 0 | 0 | 0 | 5801.3311
2025-10-08 | 0 | 5.99 | 0.1 | 0 | 0 | 0 | 0 | 0 | 0 | 0 | 0 | 0 | 0 | 0 | 0 | 0 | 0 | 0 | 0 | 0 | 0 | 0 | 0 | 0 | 1 | 0 | 0 | 0 | 5592.426
2025-10-08 | 0 | 6.51 | 0.05 | 0 | 0 | 0 | 0 | 0 | 0 | 0 | 0 | 0 | 0 | 0 | 0 | 0 | 0 | 0 | 0 | 0 | 0 | 0 | 0 | 0 | 0 | 1 | 0 | 0 | 5095.8334
2025-10-08 | 0 | 6.98 | 0.03 | 0 | 0 | 0 | 0 | 0 | 0 | 0 | 0 | 0 | 0 | 0 | 0 | 0 | 0 | 0 | 0 | 0 | 0 | 0 | 0 | 0 | 0 | 0 | 1 | 0 | 4515.994
2025-10-08 | 0 | 7.26 | 0 | 0 | 0 | 0 | 0 | 0 | 0 | 0 | 0 | 0 | 0 | 0 | 0 | 0 | 0 | 0 | 0 | 0 | 0 | 0 | 0 | 0 | 0 | 0 | 0 | 1 | 4027.3215
2025-10-09 | 0 | 7.91 | 0 | 0 | 1 | 0 | 0 | 0 | 0 | 0 | 0 | 0 | 0 | 0 | 0 | 0 | 0 | 0 | 0 | 0 | 0 | 0 | 0 | 0 | 0 | 0 | 0 | 0 | 3746.0682
2025-10-09 | 0 | 8.43 | 0 | 0 | 0 | 1 | 0 | 0 | 0 | 0 | 0 | 0 | 0 | 0 | 0 | 0 | 0 | 0 | 0 | 0 | 0 | 0 | 0 | 0 | 0 | 0 | 0 | 0 | 3590.3016
2025-10-09 | 0 | 8.8 | 0 | 0 | 0 | 0 | 1 | 0 | 0 | 0 | 0 | 0 | 0 | 0 | 0 | 0 | 0 | 0 | 0 | 0 | 0 | 0 | 0 | 0 | 0 | 0 | 0 | 0 | 3513.2932
2025-10-09 | 0 | 8.93 | 0 | 0 | 0 | 0 | 0 | 1 | 0 | 0 | 0 | 0 | 0 | 0 | 0 | 0 | 0 | 0 | 0 | 0 | 0 | 0 | 0 | 0 | 0 | 0 | 0 | 0 | 3500.5154
2025-10-09 | 0 | 9.12 | 0 | 0 | 0 | 0 | 0 | 0 | 1 | 0 | 0 | 0 | 0 | 0 | 0 | 0 | 0 | 0 | 0 | 0 | 0 | 0 | 0 | 0 | 0 | 0 | 0 | 0 | 3667.4697
2025-10-09 | 0 | 9.04 | 0 | 0 | 0 | 0 | 0 | 0 | 0 | 1 | 0 | 0 | 0 | 0 | 0 | 0 | 0 | 0 | 0 | 0 | 0 | 0 | 0 | 0 | 0 | 0 | 0 | 0 | 3988.4312
2025-10-09 | 0 | 9.14 | 0 | 0 | 0 | 0 | 0 | 0 | 0 | 0 | 1 | 0 | 0 | 0 | 0 | 0 | 0 | 0 | 0 | 0 | 0 | 0 | 0 | 0 | 0 | 0 | 0 | 0 | 4405.2791
2025-10-09 | 0 | 8.78 | 0 | 0 | 0 | 0 | 0 | 0 | 0 | 0 | 0 | 1 | 0 | 0 | 0 | 0 | 0 | 0 | 0 | 0 | 0 | 0 | 0 | 0 | 0 | 0 | 0 | 0 | 4749.7055
2025-10-09 | 0 | 7.22 | 0 | 0 | 0 | 0 | 0 | 0 | 0 | 0 | 0 | 0 | 1 | 0 | 0 | 0 | 0 | 0 | 0 | 0 | 0 | 0 | 0 | 0 | 0 | 0 | 0 | 0 | 4790.3777
2025-10-09 | 0 | 5.38 | 0 | 0 | 0 | 0 | 0 | 0 | 0 | 0 | 0 | 0 | 0 | 1 | 0 | 0 | 0 | 0 | 0 | 0 | 0 | 0 | 0 | 0 | 0 | 0 | 0 | 0 | 4641.0885
2025-10-09 | 0 | 4.13 | 0.48 | 0 | 0 | 0 | 0 | 0 | 0 | 0 | 0 | 0 | 0 | 0 | 1 | 0 | 0 | 0 | 0 | 0 | 0 | 0 | 0 | 0 | 0 | 0 | 0 | 0 | 4687.1533
2025-10-09 | 0 | 3.48 | 0.88 | 0 | 0 | 0 | 0 | 0 | 0 | 0 | 0 | 0 | 0 | 0 | 0 | 1 | 0 | 0 | 0 | 0 | 0 | 0 | 0 | 0 | 0 | 0 | 0 | 0 | 4762.346
2025-10-09 | 0 | 3.52 | 1.12 | 0 | 0 | 0 | 0 | 0 | 0 | 0 | 0 | 0 | 0 | 0 | 0 | 0 | 1 | 0 | 0 | 0 | 0 | 0 | 0 | 0 | 0 | 0 | 0 | 0 | 4753.2411
2025-10-09 | 0 | 3.02 | 1.32 | 0 | 0 | 0 | 0 | 0 | 0 | 0 | 0 | 0 | 0 | 0 | 0 | 0 | 0 | 1 | 0 | 0 | 0 | 0 | 0 | 0 | 0 | 0 | 0 | 0 | 4709.3223
2025-10-09 | 0 | 3.05 | 1.51 | 0 | 0 | 0 | 0 | 0 | 0 | 0 | 0 | 0 | 0 | 0 | 0 | 0 | 0 | 0 | 1 | 0 | 0 | 0 | 0 | 0 | 0 | 0 | 0 | 0 | 4868.6681
2025-10-09 | 0 | 3.34 | 1.38 | 0 | 0 | 0 | 0 | 0 | 0 | 0 | 0 | 0 | 0 | 0 | 0 | 0 | 0 | 0 | 0 | 1 | 0 | 0 | 0 | 0 | 0 | 0 | 0 | 0 | 5239.5115
2025-10-09 | 0 | 3.61 | 1.49 | 0 | 0 | 0 | 0 | 0 | 0 | 0 | 0 | 0 | 0 | 0 | 0 | 0 | 0 | 0 | 0 | 0 | 1 | 0 | 0 | 0 | 0 | 0 | 0 | 0 | 5870.3156
2025-10-09 | 0 | 4.14 | 1.22 | 0 | 0 | 0 | 0 | 0 | 0 | 0 | 0 | 0 | 0 | 0 | 0 | 0 | 0 | 0 | 0 | 0 | 0 | 1 | 0 | 0 | 0 | 0 | 0 | 0 | 6052.944
2025-10-09 | 0 | 4.7 | 0.83 | 0 | 0 | 0 | 0 | 0 | 0 | 0 | 0 | 0 | 0 | 0 | 0 | 0 | 0 | 0 | 0 | 0 | 0 | 0 | 1 | 0 | 0 | 0 | 0 | 0 | 5983.0686
2025-10-09 | 0 | 5.08 | 0.75 | 0 | 0 | 0 | 0 | 0 | 0 | 0 | 0 | 0 | 0 | 0 | 0 | 0 | 0 | 0 | 0 | 0 | 0 | 0 | 0 | 1 | 0 | 0 | 0 | 0 | 5965.8691
2025-10-09 | 0 | 5.47 | 0.64 | 0 | 0 | 0 | 0 | 0 | 0 | 0 | 0 | 0 | 0 | 0 | 0 | 0 | 0 | 0 | 0 | 0 | 0 | 0 | 0 | 0 | 1 | 0 | 0 | 0 | 5733.4783
2025-10-09 | 0 | 5.34 | 0.6 | 0 | 0 | 0 | 0 | 0 | 0 | 0 | 0 | 0 | 0 | 0 | 0 | 0 | 0 | 0 | 0 | 0 | 0 | 0 | 0 | 0 | 0 | 1 | 0 | 0 | 5169.055
2025-10-09 | 0 | 5.34 | 0.41 | 0 | 0 | 0 | 0 | 0 | 0 | 0 | 0 | 0 | 0 | 0 | 0 | 0 | 0 | 0 | 0 | 0 | 0 | 0 | 0 | 0 | 0 | 0 | 1 | 0 | 4475.1009
2025-10-09 | 0 | 6.09 | 0.28 | 0 | 0 | 0 | 0 | 0 | 0 | 0 | 0 | 0 | 0 | 0 | 0 | 0 | 0 | 0 | 0 | 0 | 0 | 0 | 0 | 0 | 0 | 0 | 0 | 1 | 4001.4161
2025-10-10 | 0 | 6.44 | 0.29 | 0 | 1 | 0 | 0 | 0 | 0 | 0 | 0 | 0 | 0 | 0 | 0 | 0 | 0 | 0 | 0 | 0 | 0 | 0 | 0 | 0 | 0 | 0 | 0 | 0 | 3690.8333
2025-10-10 | 0 | 6.82 | 0.16 | 0 | 0 | 1 | 0 | 0 | 0 | 0 | 0 | 0 | 0 | 0 | 0 | 0 | 0 | 0 | 0 | 0 | 0 | 0 | 0 | 0 | 0 | 0 | 0 | 0 | 3471.9385
2025-10-10 | 0 | 7.12 | 0.16 | 0 | 0 | 0 | 1 | 0 | 0 | 0 | 0 | 0 | 0 | 0 | 0 | 0 | 0 | 0 | 0 | 0 | 0 | 0 | 0 | 0 | 0 | 0 | 0 | 0 | 3387.2299
2025-10-10 | 0 | 7.65 | 0.14 | 0 | 0 | 0 | 0 | 1 | 0 | 0 | 0 | 0 | 0 | 0 | 0 | 0 | 0 | 0 | 0 | 0 | 0 | 0 | 0 | 0 | 0 | 0 | 0 | 0 | 3411.1106
2025-10-10 | 0 | 7.9 | 0.16 | 0 | 0 | 0 | 0 | 0 | 1 | 0 | 0 | 0 | 0 | 0 | 0 | 0 | 0 | 0 | 0 | 0 | 0 | 0 | 0 | 0 | 0 | 0 | 0 | 0 | 3592.0078
2025-10-10 | 0 | 7.75 | 0.12 | 0 | 0 | 0 | 0 | 0 | 0 | 1 | 0 | 0 | 0 | 0 | 0 | 0 | 0 | 0 | 0 | 0 | 0 | 0 | 0 | 0 | 0 | 0 | 0 | 0 | 3890.5835
2025-10-10 | 0 | 7.85 | 0.15 | 0 | 0 | 0 | 0 | 0 | 0 | 0 | 1 | 0 | 0 | 0 | 0 | 0 | 0 | 0 | 0 | 0 | 0 | 0 | 0 | 0 | 0 | 0 | 0 | 0 | 4318.4456
2025-10-10 | 0 | 7.56 | 0.12 | 0 | 0 | 0 | 0 | 0 | 0 | 0 | 0 | 1 | 0 | 0 | 0 | 0 | 0 | 0 | 0 | 0 | 0 | 0 | 0 | 0 | 0 | 0 | 0 | 0 | 4659.5581
2025-10-10 | 0 | 6.15 | 0.28 | 0 | 0 | 0 | 0 | 0 | 0 | 0 | 0 | 0 | 1 | 0 | 0 | 0 | 0 | 0 | 0 | 0 | 0 | 0 | 0 | 0 | 0 | 0 | 0 | 0 | 4775.4726
2025-10-10 | 0 | 4.88 | 0.61 | 0 | 0 | 0 | 0 | 0 | 0 | 0 | 0 | 0 | 0 | 1 | 0 | 0 | 0 | 0 | 0 | 0 | 0 | 0 | 0 | 0 | 0 | 0 | 0 | 0 | 4810.0404
2025-10-10 | 0 | 3.91 | 1.21 | 0 | 0 | 0 | 0 | 0 | 0 | 0 | 0 | 0 | 0 | 0 | 1 | 0 | 0 | 0 | 0 | 0 | 0 | 0 | 0 | 0 | 0 | 0 | 0 | 0 | 4930.9625
2025-10-10 | 0 | 3.13 | 1.64 | 0 | 0 | 0 | 0 | 0 | 0 | 0 | 0 | 0 | 0 | 0 | 0 | 1 | 0 | 0 | 0 | 0 | 0 | 0 | 0 | 0 | 0 | 0 | 0 | 0 | 5002.8689
2025-10-10 | 0 | 2.82 | 1.72 | 0 | 0 | 0 | 0 | 0 | 0 | 0 | 0 | 0 | 0 | 0 | 0 | 0 | 1 | 0 | 0 | 0 | 0 | 0 | 0 | 0 | 0 | 0 | 0 | 0 | 4896.521
2025-10-10 | 0 | 2.37 | 1.66 | 0 | 0 | 0 | 0 | 0 | 0 | 0 | 0 | 0 | 0 | 0 | 0 | 0 | 0 | 1 | 0 | 0 | 0 | 0 | 0 | 0 | 0 | 0 | 0 | 0 | 4762.6467
2025-10-10 | 0 | 2.22 | 1.68 | 0 | 0 | 0 | 0 | 0 | 0 | 0 | 0 | 0 | 0 | 0 | 0 | 0 | 0 | 0 | 1 | 0 | 0 | 0 | 0 | 0 | 0 | 0 | 0 | 0 | 4839.7787
2025-10-10 | 0 | 2.19 | 1.44 | 0 | 0 | 0 | 0 | 0 | 0 | 0 | 0 | 0 | 0 | 0 | 0 | 0 | 0 | 0 | 0 | 1 | 0 | 0 | 0 | 0 | 0 | 0 | 0 | 0 | 5135.0361
2025-10-10 | 0 | 2.41 | 1.22 | 0 | 0 | 0 | 0 | 0 | 0 | 0 | 0 | 0 | 0 | 0 | 0 | 0 | 0 | 0 | 0 | 0 | 1 | 0 | 0 | 0 | 0 | 0 | 0 | 0 | 5639.1849
2025-10-10 | 0 | 3.02 | 0.88 | 0 | 0 | 0 | 0 | 0 | 0 | 0 | 0 | 0 | 0 | 0 | 0 | 0 | 0 | 0 | 0 | 0 | 0 | 1 | 0 | 0 | 0 | 0 | 0 | 0 | 5804.9139
2025-10-10 | 0 | 4.16 | 0.47 | 0 | 0 | 0 | 0 | 0 | 0 | 0 | 0 | 0 | 0 | 0 | 0 | 0 | 0 | 0 | 0 | 0 | 0 | 0 | 1 | 0 | 0 | 0 | 0 | 0 | 5791.4977
2025-10-10 | 0 | 4.68 | 0.37 | 0 | 0 | 0 | 0 | 0 | 0 | 0 | 0 | 0 | 0 | 0 | 0 | 0 | 0 | 0 | 0 | 0 | 0 | 0 | 0 | 1 | 0 | 0 | 0 | 0 | 5782.3558
2025-10-10 | 0 | 5.23 | 0.37 | 0 | 0 | 0 | 0 | 0 | 0 | 0 | 0 | 0 | 0 | 0 | 0 | 0 | 0 | 0 | 0 | 0 | 0 | 0 | 0 | 0 | 1 | 0 | 0 | 0 | 5607.9506
2025-10-10 | 0 | 5.75 | 0.37 | 0 | 0 | 0 | 0 | 0 | 0 | 0 | 0 | 0 | 0 | 0 | 0 | 0 | 0 | 0 | 0 | 0 | 0 | 0 | 0 | 0 | 0 | 1 | 0 | 0 | 5129.7148
2025-10-10 | 0 | 6 | 0.31 | 0 | 0 | 0 | 0 | 0 | 0 | 0 | 0 | 0 | 0 | 0 | 0 | 0 | 0 | 0 | 0 | 0 | 0 | 0 | 0 | 0 | 0 | 0 | 1 | 0 | 4510.9893
2025-10-10 | 0 | 6.78 | 0.37 | 0 | 0 | 0 | 0 | 0 | 0 | 0 | 0 | 0 | 0 | 0 | 0 | 0 | 0 | 0 | 0 | 0 | 0 | 0 | 0 | 0 | 0 | 0 | 0 | 1 | 4110.3606
2025-10-11 | 0 | 7.14 | 0.43 | 1 | 1 | 0 | 0 | 0 | 0 | 0 | 0 | 0 | 0 | 0 | 0 | 0 | 0 | 0 | 0 | 0 | 0 | 0 | 0 | 0 | 0 | 0 | 0 | 0 | 4097.709
2025-10-11 | 0 | 7.34 | 0.43 | 1 | 0 | 1 | 0 | 0 | 0 | 0 | 0 | 0 | 0 | 0 | 0 | 0 | 0 | 0 | 0 | 0 | 0 | 0 | 0 | 0 | 0 | 0 | 0 | 0 | 3906.7415
2025-10-11 | 0 | 7.72 | 0.3 | 1 | 0 | 0 | 1 | 0 | 0 | 0 | 0 | 0 | 0 | 0 | 0 | 0 | 0 | 0 | 0 | 0 | 0 | 0 | 0 | 0 | 0 | 0 | 0 | 0 | 3783.1053
2025-10-11 | 0 | 7.79 | 0.38 | 1 | 0 | 0 | 0 | 1 | 0 | 0 | 0 | 0 | 0 | 0 | 0 | 0 | 0 | 0 | 0 | 0 | 0 | 0 | 0 | 0 | 0 | 0 | 0 | 0 | 3793.0983
2025-10-11 | 0 | 7.87 | 0.34 | 1 | 0 | 0 | 0 | 0 | 1 | 0 | 0 | 0 | 0 | 0 | 0 | 0 | 0 | 0 | 0 | 0 | 0 | 0 | 0 | 0 | 0 | 0 | 0 | 0 | 3933.2667
2025-10-11 | 0 | 7.86 | 0.31 | 1 | 0 | 0 | 0 | 0 | 0 | 1 | 0 | 0 | 0 | 0 | 0 | 0 | 0 | 0 | 0 | 0 | 0 | 0 | 0 | 0 | 0 | 0 | 0 | 0 | 4250.9143
2025-10-11 | 0 | 7.82 | 0.31 | 1 | 0 | 0 | 0 | 0 | 0 | 0 | 1 | 0 | 0 | 0 | 0 | 0 | 0 | 0 | 0 | 0 | 0 | 0 | 0 | 0 | 0 | 0 | 0 | 0 | 4652.3618
2025-10-11 | 0 | 7.54 | 0.24 | 1 | 0 | 0 | 0 | 0 | 0 | 0 | 0 | 1 | 0 | 0 | 0 | 0 | 0 | 0 | 0 | 0 | 0 | 0 | 0 | 0 | 0 | 0 | 0 | 0 | 4979.8889
2025-10-11 | 0 | 6.13 | 0.32 | 1 | 0 | 0 | 0 | 0 | 0 | 0 | 0 | 0 | 1 | 0 | 0 | 0 | 0 | 0 | 0 | 0 | 0 | 0 | 0 | 0 | 0 | 0 | 0 | 0 | 5066.4325
2025-10-11 | 0 | 4.78 | 0.43 | 1 | 0 | 0 | 0 | 0 | 0 | 0 | 0 | 0 | 0 | 1 | 0 | 0 | 0 | 0 | 0 | 0 | 0 | 0 | 0 | 0 | 0 | 0 | 0 | 0 | 5011.4299
2025-10-11 | 0 | 3.67 | 0.36 | 1 | 0 | 0 | 0 | 0 | 0 | 0 | 0 | 0 | 0 | 0 | 1 | 0 | 0 | 0 | 0 | 0 | 0 | 0 | 0 | 0 | 0 | 0 | 0 | 0 | 4870.9699
2025-10-11 | 0 | 2.82 | 0.33 | 1 | 0 | 0 | 0 | 0 | 0 | 0 | 0 | 0 | 0 | 0 | 0 | 1 | 0 | 0 | 0 | 0 | 0 | 0 | 0 | 0 | 0 | 0 | 0 | 0 | 4766.2932
2025-10-11 | 0 | 2.76 | 0.59 | 1 | 0 | 0 | 0 | 0 | 0 | 0 | 0 | 0 | 0 | 0 | 0 | 0 | 1 | 0 | 0 | 0 | 0 | 0 | 0 | 0 | 0 | 0 | 0 | 0 | 4753.5307
2025-10-11 | 0 | 2.37 | 0.91 | 1 | 0 | 0 | 0 | 0 | 0 | 0 | 0 | 0 | 0 | 0 | 0 | 0 | 0 | 1 | 0 | 0 | 0 | 0 | 0 | 0 | 0 | 0 | 0 | 0 | 4765.7686
2025-10-11 | 0 | 2.36 | 1.16 | 1 | 0 | 0 | 0 | 0 | 0 | 0 | 0 | 0 | 0 | 0 | 0 | 0 | 0 | 0 | 1 | 0 | 0 | 0 | 0 | 0 | 0 | 0 | 0 | 0 | 4942.7425
2025-10-11 | 0 | 2.56 | 0.92 | 1 | 0 | 0 | 0 | 0 | 0 | 0 | 0 | 0 | 0 | 0 | 0 | 0 | 0 | 0 | 0 | 1 | 0 | 0 | 0 | 0 | 0 | 0 | 0 | 0 | 5263.3005
2025-10-11 | 0 | 3 | 0.75 | 1 | 0 | 0 | 0 | 0 | 0 | 0 | 0 | 0 | 0 | 0 | 0 | 0 | 0 | 0 | 0 | 0 | 1 | 0 | 0 | 0 | 0 | 0 | 0 | 0 | 5810.0069
2025-10-11 | 0 | 3.69 | 0.6 | 1 | 0 | 0 | 0 | 0 | 0 | 0 | 0 | 0 | 0 | 0 | 0 | 0 | 0 | 0 | 0 | 0 | 0 | 1 | 0 | 0 | 0 | 0 | 0 | 0 | 6054.2922
2025-10-11 | 0 | 4.38 | 0.51 | 1 | 0 | 0 | 0 | 0 | 0 | 0 | 0 | 0 | 0 | 0 | 0 | 0 | 0 | 0 | 0 | 0 | 0 | 0 | 1 | 0 | 0 | 0 | 0 | 0 | 6108.8583
2025-10-11 | 0 | 4.64 | 0.19 | 1 | 0 | 0 | 0 | 0 | 0 | 0 | 0 | 0 | 0 | 0 | 0 | 0 | 0 | 0 | 0 | 0 | 0 | 0 | 0 | 1 | 0 | 0 | 0 | 0 | 5990.3455
2025-10-11 | 0 | 4.89 | 0.13 | 1 | 0 | 0 | 0 | 0 | 0 | 0 | 0 | 0 | 0 | 0 | 0 | 0 | 0 | 0 | 0 | 0 | 0 | 0 | 0 | 0 | 1 | 0 | 0 | 0 | 5760.9111
2025-10-11 | 0 | 4.94 | 0.05 | 1 | 0 | 0 | 0 | 0 | 0 | 0 | 0 | 0 | 0 | 0 | 0 | 0 | 0 | 0 | 0 | 0 | 0 | 0 | 0 | 0 | 0 | 1 | 0 | 0 | 5201.6029
2025-10-11 | 0 | 5.38 | 0.08 | 1 | 0 | 0 | 0 | 0 | 0 | 0 | 0 | 0 | 0 | 0 | 0 | 0 | 0 | 0 | 0 | 0 | 0 | 0 | 0 | 0 | 0 | 0 | 1 | 0 | 4636.8203
2025-10-11 | 0 | 5.7 | 0.05 | 1 | 0 | 0 | 0 | 0 | 0 | 0 | 0 | 0 | 0 | 0 | 0 | 0 | 0 | 0 | 0 | 0 | 0 | 0 | 0 | 0 | 0 | 0 | 0 | 1 | 4152.5479
2025-10-12 | 0 | 5.92 | 0 | 1 | 1 | 0 | 0 | 0 | 0 | 0 | 0 | 0 | 0 | 0 | 0 | 0 | 0 | 0 | 0 | 0 | 0 | 0 | 0 | 0 | 0 | 0 | 0 | 0 | 3805.6364
2025-10-12 | 0 | 6.35 | 0 | 1 | 0 | 1 | 0 | 0 | 0 | 0 | 0 | 0 | 0 | 0 | 0 | 0 | 0 | 0 | 0 | 0 | 0 | 0 | 0 | 0 | 0 | 0 | 0 | 0 | 3639.9695
2025-10-12 | 0 | 6.67 | 0 | 1 | 0 | 0 | 1 | 0 | 0 | 0 | 0 | 0 | 0 | 0 | 0 | 0 | 0 | 0 | 0 | 0 | 0 | 0 | 0 | 0 | 0 | 0 | 0 | 0 | 3557.461
2025-10-12 | 0 | 6.74 | 0 | 1 | 0 | 0 | 0 | 1 | 0 | 0 | 0 | 0 | 0 | 0 | 0 | 0 | 0 | 0 | 0 | 0 | 0 | 0 | 0 | 0 | 0 | 0 | 0 | 0 | 3538.083
2025-10-12 | 0 | 7.12 | 0 | 1 | 0 | 0 | 0 | 0 | 1 | 0 | 0 | 0 | 0 | 0 | 0 | 0 | 0 | 0 | 0 | 0 | 0 | 0 | 0 | 0 | 0 | 0 | 0 | 0 | 3725.9379
2025-10-12 | 0 | 7.36 | 0 | 1 | 0 | 0 | 0 | 0 | 0 | 1 | 0 | 0 | 0 | 0 | 0 | 0 | 0 | 0 | 0 | 0 | 0 | 0 | 0 | 0 | 0 | 0 | 0 | 0 | 4082.1004
2025-10-12 | 0 | 7.3 | 0 | 1 | 0 | 0 | 0 | 0 | 0 | 0 | 1 | 0 | 0 | 0 | 0 | 0 | 0 | 0 | 0 | 0 | 0 | 0 | 0 | 0 | 0 | 0 | 0 | 0 | 4481.3478
2025-10-12 | 0 | 7.23 | 0 | 1 | 0 | 0 | 0 | 0 | 0 | 0 | 0 | 1 | 0 | 0 | 0 | 0 | 0 | 0 | 0 | 0 | 0 | 0 | 0 | 0 | 0 | 0 | 0 | 0 | 4857.6751
2025-10-12 | 0 | 6.39 | 0.04 | 1 | 0 | 0 | 0 | 0 | 0 | 0 | 0 | 0 | 1 | 0 | 0 | 0 | 0 | 0 | 0 | 0 | 0 | 0 | 0 | 0 | 0 | 0 | 0 | 0 | 4992.235
2025-10-12 | 0 | 5.15 | 0.12 | 1 | 0 | 0 | 0 | 0 | 0 | 0 | 0 | 0 | 0 | 1 | 0 | 0 | 0 | 0 | 0 | 0 | 0 | 0 | 0 | 0 | 0 | 0 | 0 | 0 | 4938.3186
2025-10-12 | 0 | 4.39 | 0.2 | 1 | 0 | 0 | 0 | 0 | 0 | 0 | 0 | 0 | 0 | 0 | 1 | 0 | 0 | 0 | 0 | 0 | 0 | 0 | 0 | 0 | 0 | 0 | 0 | 0 | 4891.4302
2025-10-12 | 0 | 3.77 | 0.31 | 1 | 0 | 0 | 0 | 0 | 0 | 0 | 0 | 0 | 0 | 0 | 0 | 1 | 0 | 0 | 0 | 0 | 0 | 0 | 0 | 0 | 0 | 0 | 0 | 0 | 4863.4534
2025-10-12 | 0 | 3.07 | 0.55 | 1 | 0 | 0 | 0 | 0 | 0 | 0 | 0 | 0 | 0 | 0 | 0 | 0 | 1 | 0 | 0 | 0 | 0 | 0 | 0 | 0 | 0 | 0 | 0 | 0 | 4772.9462
2025-10-12 | 0 | 2.83 | 0.76 | 1 | 0 | 0 | 0 | 0 | 0 | 0 | 0 | 0 | 0 | 0 | 0 | 0 | 0 | 1 | 0 | 0 | 0 | 0 | 0 | 0 | 0 | 0 | 0 | 0 | 4761.2995
2025-10-12 | 0 | 2.78 | 0.81 | 1 | 0 | 0 | 0 | 0 | 0 | 0 | 0 | 0 | 0 | 0 | 0 | 0 | 0 | 0 | 1 | 0 | 0 | 0 | 0 | 0 | 0 | 0 | 0 | 0 | 4860.4459
2025-10-12 | 0 | 2.66 | 0.9 | 1 | 0 | 0 | 0 | 0 | 0 | 0 | 0 | 0 | 0 | 0 | 0 | 0 | 0 | 0 | 0 | 1 | 0 | 0 | 0 | 0 | 0 | 0 | 0 | 0 | 5266.9581
2025-10-12 | 0 | 2.74 | 0.85 | 1 | 0 | 0 | 0 | 0 | 0 | 0 | 0 | 0 | 0 | 0 | 0 | 0 | 0 | 0 | 0 | 0 | 1 | 0 | 0 | 0 | 0 | 0 | 0 | 0 | 5818.1198
2025-10-12 | 0 | 3.46 | 0.76 | 1 | 0 | 0 | 0 | 0 | 0 | 0 | 0 | 0 | 0 | 0 | 0 | 0 | 0 | 0 | 0 | 0 | 0 | 1 | 0 | 0 | 0 | 0 | 0 | 0 | 6087.7333
2025-10-12 | 0 | 4.14 | 0.43 | 1 | 0 | 0 | 0 | 0 | 0 | 0 | 0 | 0 | 0 | 0 | 0 | 0 | 0 | 0 | 0 | 0 | 0 | 0 | 1 | 0 | 0 | 0 | 0 | 0 | 6053.0866
2025-10-12 | 0 | 4.28 | 0.33 | 1 | 0 | 0 | 0 | 0 | 0 | 0 | 0 | 0 | 0 | 0 | 0 | 0 | 0 | 0 | 0 | 0 | 0 | 0 | 0 | 1 | 0 | 0 | 0 | 0 | 6002.1435
2025-10-12 | 0 | 4.7 | 0.19 | 1 | 0 | 0 | 0 | 0 | 0 | 0 | 0 | 0 | 0 | 0 | 0 | 0 | 0 | 0 | 0 | 0 | 0 | 0 | 0 | 0 | 1 | 0 | 0 | 0 | 5762.0387
2025-10-12 | 0 | 5.2 | 0.19 | 1 | 0 | 0 | 0 | 0 | 0 | 0 | 0 | 0 | 0 | 0 | 0 | 0 | 0 | 0 | 0 | 0 | 0 | 0 | 0 | 0 | 0 | 1 | 0 | 0 | 5281.6029
2025-10-12 | 0 | 5.47 | 0.2 | 1 | 0 | 0 | 0 | 0 | 0 | 0 | 0 | 0 | 0 | 0 | 0 | 0 | 0 | 0 | 0 | 0 | 0 | 0 | 0 | 0 | 0 | 0 | 1 | 0 | 4690.777
2025-10-12 | 0 | 5.61 | 0.22 | 1 | 0 | 0 | 0 | 0 | 0 | 0 | 0 | 0 | 0 | 0 | 0 | 0 | 0 | 0 | 0 | 0 | 0 | 0 | 0 | 0 | 0 | 0 | 0 | 1 | 4205.0608
2025-10-13 | 0 | 5.87 | 0.27 | 0 | 1 | 0 | 0 | 0 | 0 | 0 | 0 | 0 | 0 | 0 | 0 | 0 | 0 | 0 | 0 | 0 | 0 | 0 | 0 | 0 | 0 | 0 | 0 | 0 | 3620.7887
2025-10-13 | 0 | 6.11 | 0.19 | 0 | 0 | 1 | 0 | 0 | 0 | 0 | 0 | 0 | 0 | 0 | 0 | 0 | 0 | 0 | 0 | 0 | 0 | 0 | 0 | 0 | 0 | 0 | 0 | 0 | 3404.8503
2025-10-13 | 0 | 6.69 | 0 | 0 | 0 | 0 | 1 | 0 | 0 | 0 | 0 | 0 | 0 | 0 | 0 | 0 | 0 | 0 | 0 | 0 | 0 | 0 | 0 | 0 | 0 | 0 | 0 | 0 | 3281.1866
2025-10-13 | 0 | 7.35 | 0 | 0 | 0 | 0 | 0 | 1 | 0 | 0 | 0 | 0 | 0 | 0 | 0 | 0 | 0 | 0 | 0 | 0 | 0 | 0 | 0 | 0 | 0 | 0 | 0 | 0 | 3326.7105
2025-10-13 | 0 | 7.28 | 0 | 0 | 0 | 0 | 0 | 0 | 1 | 0 | 0 | 0 | 0 | 0 | 0 | 0 | 0 | 0 | 0 | 0 | 0 | 0 | 0 | 0 | 0 | 0 | 0 | 0 | 3465.0639
2025-10-13 | 0 | 7.43 | 0 | 0 | 0 | 0 | 0 | 0 | 0 | 1 | 0 | 0 | 0 | 0 | 0 | 0 | 0 | 0 | 0 | 0 | 0 | 0 | 0 | 0 | 0 | 0 | 0 | 0 | 3811.3261
2025-10-13 | 0 | 7.5 | 0 | 0 | 0 | 0 | 0 | 0 | 0 | 0 | 1 | 0 | 0 | 0 | 0 | 0 | 0 | 0 | 0 | 0 | 0 | 0 | 0 | 0 | 0 | 0 | 0 | 0 | 4224.874
2025-10-13 | 0 | 7.58 | 0 | 0 | 0 | 0 | 0 | 0 | 0 | 0 | 0 | 1 | 0 | 0 | 0 | 0 | 0 | 0 | 0 | 0 | 0 | 0 | 0 | 0 | 0 | 0 | 0 | 0 | 4617.7017
2025-10-13 | 0 | 6.8 | 0 | 0 | 0 | 0 | 0 | 0 | 0 | 0 | 0 | 0 | 1 | 0 | 0 | 0 | 0 | 0 | 0 | 0 | 0 | 0 | 0 | 0 | 0 | 0 | 0 | 0 | 4744.1763
2025-10-13 | 0 | 5.63 | 0.03 | 0 | 0 | 0 | 0 | 0 | 0 | 0 | 0 | 0 | 0 | 1 | 0 | 0 | 0 | 0 | 0 | 0 | 0 | 0 | 0 | 0 | 0 | 0 | 0 | 0 | 4679.6034
2025-10-13 | 0 | 4.91 | 0.11 | 0 | 0 | 0 | 0 | 0 | 0 | 0 | 0 | 0 | 0 | 0 | 1 | 0 | 0 | 0 | 0 | 0 | 0 | 0 | 0 | 0 | 0 | 0 | 0 | 0 | 4637.1151
2025-10-13 | 0 | 4.57 | 0.21 | 0 | 0 | 0 | 0 | 0 | 0 | 0 | 0 | 0 | 0 | 0 | 0 | 1 | 0 | 0 | 0 | 0 | 0 | 0 | 0 | 0 | 0 | 0 | 0 | 0 | 4636.2678
2025-10-13 | 0 | 4.21 | 0.33 | 0 | 0 | 0 | 0 | 0 | 0 | 0 | 0 | 0 | 0 | 0 | 0 | 0 | 1 | 0 | 0 | 0 | 0 | 0 | 0 | 0 | 0 | 0 | 0 | 0 | 4539.1052
2025-10-13 | 0 | 3.32 | 0.26 | 0 | 0 | 0 | 0 | 0 | 0 | 0 | 0 | 0 | 0 | 0 | 0 | 0 | 0 | 1 | 0 | 0 | 0 | 0 | 0 | 0 | 0 | 0 | 0 | 0 | 4353.1582
2025-10-13 | 0 | 3.12 | 0.35 | 0 | 0 | 0 | 0 | 0 | 0 | 0 | 0 | 0 | 0 | 0 | 0 | 0 | 0 | 0 | 1 | 0 | 0 | 0 | 0 | 0 | 0 | 0 | 0 | 0 | 4450.4896
2025-10-13 | 0 | 3.08 | 0.34 | 0 | 0 | 0 | 0 | 0 | 0 | 0 | 0 | 0 | 0 | 0 | 0 | 0 | 0 | 0 | 0 | 1 | 0 | 0 | 0 | 0 | 0 | 0 | 0 | 0 | 4829.0884
2025-10-13 | 0 | 3.44 | 0.32 | 0 | 0 | 0 | 0 | 0 | 0 | 0 | 0 | 0 | 0 | 0 | 0 | 0 | 0 | 0 | 0 | 0 | 1 | 0 | 0 | 0 | 0 | 0 | 0 | 0 | 5422.065
2025-10-13 | 0 | 3.96 | 0.25 | 0 | 0 | 0 | 0 | 0 | 0 | 0 | 0 | 0 | 0 | 0 | 0 | 0 | 0 | 0 | 0 | 0 | 0 | 1 | 0 | 0 | 0 | 0 | 0 | 0 | 5677.0207
2025-10-13 | 0 | 4.92 | 0.19 | 0 | 0 | 0 | 0 | 0 | 0 | 0 | 0 | 0 | 0 | 0 | 0 | 0 | 0 | 0 | 0 | 0 | 0 | 0 | 1 | 0 | 0 | 0 | 0 | 0 | 5772.3018
2025-10-13 | 0 | 5.38 | 0.17 | 0 | 0 | 0 | 0 | 0 | 0 | 0 | 0 | 0 | 0 | 0 | 0 | 0 | 0 | 0 | 0 | 0 | 0 | 0 | 0 | 1 | 0 | 0 | 0 | 0 | 5785.9307
2025-10-13 | 0 | 5.84 | 0.16 | 0 | 0 | 0 | 0 | 0 | 0 | 0 | 0 | 0 | 0 | 0 | 0 | 0 | 0 | 0 | 0 | 0 | 0 | 0 | 0 | 0 | 1 | 0 | 0 | 0 | 5597.9538
2025-10-13 | 0 | 6.4 | 0 | 0 | 0 | 0 | 0 | 0 | 0 | 0 | 0 | 0 | 0 | 0 | 0 | 0 | 0 | 0 | 0 | 0 | 0 | 0 | 0 | 0 | 0 | 1 | 0 | 0 | 5065.3762
2025-10-13 | 0 | 7.21 | 0 | 0 | 0 | 0 | 0 | 0 | 0 | 0 | 0 | 0 | 0 | 0 | 0 | 0 | 0 | 0 | 0 | 0 | 0 | 0 | 0 | 0 | 0 | 0 | 1 | 0 | 4530.2806
2025-10-13 | 0 | 7.52 | 0 | 0 | 0 | 0 | 0 | 0 | 0 | 0 | 0 | 0 | 0 | 0 | 0 | 0 | 0 | 0 | 0 | 0 | 0 | 0 | 0 | 0 | 0 | 0 | 0 | 1 | 4055.9223
2025-10-14 | 0 | 8.1 | 0 | 0 | 1 | 0 | 0 | 0 | 0 | 0 | 0 | 0 | 0 | 0 | 0 | 0 | 0 | 0 | 0 | 0 | 0 | 0 | 0 | 0 | 0 | 0 | 0 | 0 | 3766.9688
2025-10-14 | 0 | 8.37 | 0 | 0 | 0 | 1 | 0 | 0 | 0 | 0 | 0 | 0 | 0 | 0 | 0 | 0 | 0 | 0 | 0 | 0 | 0 | 0 | 0 | 0 | 0 | 0 | 0 | 0 | 3583.7014
2025-10-14 | 0 | 8.94 | 0 | 0 | 0 | 0 | 1 | 0 | 0 | 0 | 0 | 0 | 0 | 0 | 0 | 0 | 0 | 0 | 0 | 0 | 0 | 0 | 0 | 0 | 0 | 0 | 0 | 0 | 3528.6937
2025-10-14 | 0 | 9.08 | 0 | 0 | 0 | 0 | 0 | 1 | 0 | 0 | 0 | 0 | 0 | 0 | 0 | 0 | 0 | 0 | 0 | 0 | 0 | 0 | 0 | 0 | 0 | 0 | 0 | 0 | 3517.0159
2025-10-14 | 0 | 8.9 | 0 | 0 | 0 | 0 | 0 | 0 | 1 | 0 | 0 | 0 | 0 | 0 | 0 | 0 | 0 | 0 | 0 | 0 | 0 | 0 | 0 | 0 | 0 | 0 | 0 | 0 | 3643.269
2025-10-14 | 0 | 9.35 | 0 | 0 | 0 | 0 | 0 | 0 | 0 | 1 | 0 | 0 | 0 | 0 | 0 | 0 | 0 | 0 | 0 | 0 | 0 | 0 | 0 | 0 | 0 | 0 | 0 | 0 | 4022.5321
2025-10-14 | 0 | 9.18 | 0 | 0 | 0 | 0 | 0 | 0 | 0 | 0 | 1 | 0 | 0 | 0 | 0 | 0 | 0 | 0 | 0 | 0 | 0 | 0 | 0 | 0 | 0 | 0 | 0 | 0 | 4409.6792
2025-10-14 | 0 | 9.14 | 0 | 0 | 0 | 0 | 0 | 0 | 0 | 0 | 0 | 1 | 0 | 0 | 0 | 0 | 0 | 0 | 0 | 0 | 0 | 0 | 0 | 0 | 0 | 0 | 0 | 0 | 4789.3066
2025-10-14 | 0 | 8.16 | 0 | 0 | 0 | 0 | 0 | 0 | 0 | 0 | 0 | 0 | 1 | 0 | 0 | 0 | 0 | 0 | 0 | 0 | 0 | 0 | 0 | 0 | 0 | 0 | 0 | 0 | 4893.7806
2025-10-14 | 0 | 6.61 | 0 | 0 | 0 | 0 | 0 | 0 | 0 | 0 | 0 | 0 | 0 | 1 | 0 | 0 | 0 | 0 | 0 | 0 | 0 | 0 | 0 | 0 | 0 | 0 | 0 | 0 | 4776.3923
2025-10-14 | 0 | 5.76 | 0.12 | 0 | 0 | 0 | 0 | 0 | 0 | 0 | 0 | 0 | 0 | 0 | 1 | 0 | 0 | 0 | 0 | 0 | 0 | 0 | 0 | 0 | 0 | 0 | 0 | 0 | 4734.2891
2025-10-14 | 0 | 4.42 | 0.31 | 0 | 0 | 0 | 0 | 0 | 0 | 0 | 0 | 0 | 0 | 0 | 0 | 1 | 0 | 0 | 0 | 0 | 0 | 0 | 0 | 0 | 0 | 0 | 0 | 0 | 4656.481
2025-10-14 | 0 | 3.75 | 0.53 | 0 | 0 | 0 | 0 | 0 | 0 | 0 | 0 | 0 | 0 | 0 | 0 | 0 | 1 | 0 | 0 | 0 | 0 | 0 | 0 | 0 | 0 | 0 | 0 | 0 | 4561.9311
2025-10-14 | 0 | 3.6 | 0.51 | 0 | 0 | 0 | 0 | 0 | 0 | 0 | 0 | 0 | 0 | 0 | 0 | 0 | 0 | 1 | 0 | 0 | 0 | 0 | 0 | 0 | 0 | 0 | 0 | 0 | 4475.7433
2025-10-14 | 0 | 3.23 | 0.61 | 0 | 0 | 0 | 0 | 0 | 0 | 0 | 0 | 0 | 0 | 0 | 0 | 0 | 0 | 0 | 1 | 0 | 0 | 0 | 0 | 0 | 0 | 0 | 0 | 0 | 4558.0455
2025-10-14 | 0 | 3.45 | 0.66 | 0 | 0 | 0 | 0 | 0 | 0 | 0 | 0 | 0 | 0 | 0 | 0 | 0 | 0 | 0 | 0 | 1 | 0 | 0 | 0 | 0 | 0 | 0 | 0 | 0 | 4987.2733
2025-10-14 | 0 | 3.63 | 0.47 | 0 | 0 | 0 | 0 | 0 | 0 | 0 | 0 | 0 | 0 | 0 | 0 | 0 | 0 | 0 | 0 | 0 | 1 | 0 | 0 | 0 | 0 | 0 | 0 | 0 | 5498.0361
2025-10-14 | 0 | 4.13 | 0.25 | 0 | 0 | 0 | 0 | 0 | 0 | 0 | 0 | 0 | 0 | 0 | 0 | 0 | 0 | 0 | 0 | 0 | 0 | 1 | 0 | 0 | 0 | 0 | 0 | 0 | 5695.7212
2025-10-14 | 0 | 4.86 | 0.16 | 0 | 0 | 0 | 0 | 0 | 0 | 0 | 0 | 0 | 0 | 0 | 0 | 0 | 0 | 0 | 0 | 0 | 0 | 0 | 1 | 0 | 0 | 0 | 0 | 0 | 5754.6875
2025-10-14 | 0 | 5.73 | 0.1 | 0 | 0 | 0 | 0 | 0 | 0 | 0 | 0 | 0 | 0 | 0 | 0 | 0 | 0 | 0 | 0 | 0 | 0 | 0 | 0 | 1 | 0 | 0 | 0 | 0 | 5798.7322
2025-10-14 | 0 | 6.3 | 0.08 | 0 | 0 | 0 | 0 | 0 | 0 | 0 | 0 | 0 | 0 | 0 | 0 | 0 | 0 | 0 | 0 | 0 | 0 | 0 | 0 | 0 | 1 | 0 | 0 | 0 | 5619.1843
2025-10-14 | 0 | 6.48 | 0.07 | 0 | 0 | 0 | 0 | 0 | 0 | 0 | 0 | 0 | 0 | 0 | 0 | 0 | 0 | 0 | 0 | 0 | 0 | 0 | 0 | 0 | 0 | 1 | 0 | 0 | 5099.8761
2025-10-14 | 0 | 6.67 | 0.06 | 0 | 0 | 0 | 0 | 0 | 0 | 0 | 0 | 0 | 0 | 0 | 0 | 0 | 0 | 0 | 0 | 0 | 0 | 0 | 0 | 0 | 0 | 0 | 1 | 0 | 4492.9072
2025-10-14 | 0 | 6.71 | 0.07 | 0 | 0 | 0 | 0 | 0 | 0 | 0 | 0 | 0 | 0 | 0 | 0 | 0 | 0 | 0 | 0 | 0 | 0 | 0 | 0 | 0 | 0 | 0 | 0 | 1 | 3992.5193
2025-10-15 | 0 | 7.08 | 0.06 | 0 | 1 | 0 | 0 | 0 | 0 | 0 | 0 | 0 | 0 | 0 | 0 | 0 | 0 | 0 | 0 | 0 | 0 | 0 | 0 | 0 | 0 | 0 | 0 | 0 | 3676.7938
2025-10-15 | 0 | 7.34 | 0.04 | 0 | 0 | 1 | 0 | 0 | 0 | 0 | 0 | 0 | 0 | 0 | 0 | 0 | 0 | 0 | 0 | 0 | 0 | 0 | 0 | 0 | 0 | 0 | 0 | 0 | 3485.0837
2025-10-15 | 0 | 7.44 | 0 | 0 | 0 | 0 | 1 | 0 | 0 | 0 | 0 | 0 | 0 | 0 | 0 | 0 | 0 | 0 | 0 | 0 | 0 | 0 | 0 | 0 | 0 | 0 | 0 | 0 | 3363.689
2025-10-15 | 0 | 7.51 | 0.02 | 0 | 0 | 0 | 0 | 1 | 0 | 0 | 0 | 0 | 0 | 0 | 0 | 0 | 0 | 0 | 0 | 0 | 0 | 0 | 0 | 0 | 0 | 0 | 0 | 0 | 3351.6537
2025-10-15 | 0 | 7.44 | 0 | 0 | 0 | 0 | 0 | 0 | 1 | 0 | 0 | 0 | 0 | 0 | 0 | 0 | 0 | 0 | 0 | 0 | 0 | 0 | 0 | 0 | 0 | 0 | 0 | 0 | 3482.6644
2025-10-15 | 0 | 7.38 | 0 | 0 | 0 | 0 | 0 | 0 | 0 | 1 | 0 | 0 | 0 | 0 | 0 | 0 | 0 | 0 | 0 | 0 | 0 | 0 | 0 | 0 | 0 | 0 | 0 | 0 | 3805.826
2025-10-15 | 0 | 7.37 | 0 | 0 | 0 | 0 | 0 | 0 | 0 | 0 | 1 | 0 | 0 | 0 | 0 | 0 | 0 | 0 | 0 | 0 | 0 | 0 | 0 | 0 | 0 | 0 | 0 | 0 | 4210.5736
2025-10-15 | 0 | 7.52 | 0 | 0 | 0 | 0 | 0 | 0 | 0 | 0 | 0 | 1 | 0 | 0 | 0 | 0 | 0 | 0 | 0 | 0 | 0 | 0 | 0 | 0 | 0 | 0 | 0 | 0 | 4611.1015
2025-10-15 | 0 | 6.68 | 0.04 | 0 | 0 | 0 | 0 | 0 | 0 | 0 | 0 | 0 | 1 | 0 | 0 | 0 | 0 | 0 | 0 | 0 | 0 | 0 | 0 | 0 | 0 | 0 | 0 | 0 | 4745.6614
2025-10-15 | 0 | 5.63 | 0.3 | 0 | 0 | 0 | 0 | 0 | 0 | 0 | 0 | 0 | 0 | 1 | 0 | 0 | 0 | 0 | 0 | 0 | 0 | 0 | 0 | 0 | 0 | 0 | 0 | 0 | 4778.7303
2025-10-15 | 0 | 5.56 | 0.44 | 0 | 0 | 0 | 0 | 0 | 0 | 0 | 0 | 0 | 0 | 0 | 1 | 0 | 0 | 0 | 0 | 0 | 0 | 0 | 0 | 0 | 0 | 0 | 0 | 0 | 4829.7723
2025-10-15 | 0 | 5.12 | 0.5 | 0 | 0 | 0 | 0 | 0 | 0 | 0 | 0 | 0 | 0 | 0 | 0 | 1 | 0 | 0 | 0 | 0 | 0 | 0 | 0 | 0 | 0 | 0 | 0 | 0 | 4803.2392
2025-10-15 | 0 | 4.48 | 0.64 | 0 | 0 | 0 | 0 | 0 | 0 | 0 | 0 | 0 | 0 | 0 | 0 | 0 | 1 | 0 | 0 | 0 | 0 | 0 | 0 | 0 | 0 | 0 | 0 | 0 | 4682.6184
2025-10-15 | 0 | 4.54 | 0.65 | 0 | 0 | 0 | 0 | 0 | 0 | 0 | 0 | 0 | 0 | 0 | 0 | 0 | 0 | 1 | 0 | 0 | 0 | 0 | 0 | 0 | 0 | 0 | 0 | 0 | 4630.5454
2025-10-15 | 0 | 4.45 | 0.72 | 0 | 0 | 0 | 0 | 0 | 0 | 0 | 0 | 0 | 0 | 0 | 0 | 0 | 0 | 0 | 1 | 0 | 0 | 0 | 0 | 0 | 0 | 0 | 0 | 0 | 4732.6344
2025-10-15 | 0 | 4.62 | 0.23 | 0 | 0 | 0 | 0 | 0 | 0 | 0 | 0 | 0 | 0 | 0 | 0 | 0 | 0 | 0 | 0 | 1 | 0 | 0 | 0 | 0 | 0 | 0 | 0 | 0 | 4958.1082
2025-10-15 | 0 | 4.97 | 0.16 | 0 | 0 | 0 | 0 | 0 | 0 | 0 | 0 | 0 | 0 | 0 | 0 | 0 | 0 | 0 | 0 | 0 | 1 | 0 | 0 | 0 | 0 | 0 | 0 | 0 | 5531.6279
2025-10-15 | 0 | 5.9 | 0.02 | 0 | 0 | 0 | 0 | 0 | 0 | 0 | 0 | 0 | 0 | 0 | 0 | 0 | 0 | 0 | 0 | 0 | 0 | 1 | 0 | 0 | 0 | 0 | 0 | 0 | 5805.9853
2025-10-15 | 0 | 6.89 | 0 | 0 | 0 | 0 | 0 | 0 | 0 | 0 | 0 | 0 | 0 | 0 | 0 | 0 | 0 | 0 | 0 | 0 | 0 | 0 | 1 | 0 | 0 | 0 | 0 | 0 | 5919.2519
2025-10-15 | 0 | 7.53 | 0 | 0 | 0 | 0 | 0 | 0 | 0 | 0 | 0 | 0 | 0 | 0 | 0 | 0 | 0 | 0 | 0 | 0 | 0 | 0 | 0 | 1 | 0 | 0 | 0 | 0 | 5960.0241
2025-10-15 | 0 | 7.97 | 0 | 0 | 0 | 0 | 0 | 0 | 0 | 0 | 0 | 0 | 0 | 0 | 0 | 0 | 0 | 0 | 0 | 0 | 0 | 0 | 0 | 0 | 1 | 0 | 0 | 0 | 5773.5186
2025-10-15 | 0 | 8.28 | 0 | 0 | 0 | 0 | 0 | 0 | 0 | 0 | 0 | 0 | 0 | 0 | 0 | 0 | 0 | 0 | 0 | 0 | 0 | 0 | 0 | 0 | 0 | 1 | 0 | 0 | 5272.1821
2025-10-15 | 0 | 8.58 | 0 | 0 | 0 | 0 | 0 | 0 | 0 | 0 | 0 | 0 | 0 | 0 | 0 | 0 | 0 | 0 | 0 | 0 | 0 | 0 | 0 | 0 | 0 | 0 | 1 | 0 | 4680.9849
2025-10-15 | 0 | 8.66 | 0 | 0 | 0 | 0 | 0 | 0 | 0 | 0 | 0 | 0 | 0 | 0 | 0 | 0 | 0 | 0 | 0 | 0 | 0 | 0 | 0 | 0 | 0 | 0 | 0 | 1 | 4181.3259
2025-10-16 | 0 | 9.03 | 0.04 | 0 | 1 | 0 | 0 | 0 | 0 | 0 | 0 | 0 | 0 | 0 | 0 | 0 | 0 | 0 | 0 | 0 | 0 | 0 | 0 | 0 | 0 | 0 | 0 | 0 | 3883.9572
2025-10-16 | 0 | 9.32 | 0.12 | 0 | 0 | 1 | 0 | 0 | 0 | 0 | 0 | 0 | 0 | 0 | 0 | 0 | 0 | 0 | 0 | 0 | 0 | 0 | 0 | 0 | 0 | 0 | 0 | 0 | 3732.2608
2025-10-16 | 0 | 9.57 | 0.08 | 0 | 0 | 0 | 1 | 0 | 0 | 0 | 0 | 0 | 0 | 0 | 0 | 0 | 0 | 0 | 0 | 0 | 0 | 0 | 0 | 0 | 0 | 0 | 0 | 0 | 3627.3666
2025-10-16 | 0 | 9.69 | 0.1 | 0 | 0 | 0 | 0 | 1 | 0 | 0 | 0 | 0 | 0 | 0 | 0 | 0 | 0 | 0 | 0 | 0 | 0 | 0 | 0 | 0 | 0 | 0 | 0 | 0 | 3620.8315
2025-10-16 | 0 | 9.69 | 0.1 | 0 | 0 | 0 | 0 | 0 | 1 | 0 | 0 | 0 | 0 | 0 | 0 | 0 | 0 | 0 | 0 | 0 | 0 | 0 | 0 | 0 | 0 | 0 | 0 | 0 | 3766.8852
2025-10-16 | 0 | 9.98 | 0.09 | 0 | 0 | 0 | 0 | 0 | 0 | 1 | 0 | 0 | 0 | 0 | 0 | 0 | 0 | 0 | 0 | 0 | 0 | 0 | 0 | 0 | 0 | 0 | 0 | 0 | 4124.8764
2025-10-16 | 0 | 9.89 | 0.08 | 0 | 0 | 0 | 0 | 0 | 0 | 0 | 1 | 0 | 0 | 0 | 0 | 0 | 0 | 0 | 0 | 0 | 0 | 0 | 0 | 0 | 0 | 0 | 0 | 0 | 4517.1524
2025-10-16 | 0 | 9.93 | 0.1 | 0 | 0 | 0 | 0 | 0 | 0 | 0 | 0 | 1 | 0 | 0 | 0 | 0 | 0 | 0 | 0 | 0 | 0 | 0 | 0 | 0 | 0 | 0 | 0 | 0 | 4912.9228
2025-10-16 | 0 | 9.1 | 0 | 0 | 0 | 0 | 0 | 0 | 0 | 0 | 0 | 0 | 1 | 0 | 0 | 0 | 0 | 0 | 0 | 0 | 0 | 0 | 0 | 0 | 0 | 0 | 0 | 0 | 4997.1835
2025-10-16 | 0 | 8.05 | 0.06 | 0 | 0 | 0 | 0 | 0 | 0 | 0 | 0 | 0 | 0 | 1 | 0 | 0 | 0 | 0 | 0 | 0 | 0 | 0 | 0 | 0 | 0 | 0 | 0 | 0 | 4956.8251
2025-10-16 | 0 | 7.17 | 0.22 | 0 | 0 | 0 | 0 | 0 | 0 | 0 | 0 | 0 | 0 | 0 | 1 | 0 | 0 | 0 | 0 | 0 | 0 | 0 | 0 | 0 | 0 | 0 | 0 | 0 | 4926.1072
2025-10-16 | 0 | 6.92 | 0.25 | 0 | 0 | 0 | 0 | 0 | 0 | 0 | 0 | 0 | 0 | 0 | 0 | 1 | 0 | 0 | 0 | 0 | 0 | 0 | 0 | 0 | 0 | 0 | 0 | 0 | 4909.4606
2025-10-16 | 0 | 6.22 | 0.2 | 0 | 0 | 0 | 0 | 0 | 0 | 0 | 0 | 0 | 0 | 0 | 0 | 0 | 1 | 0 | 0 | 0 | 0 | 0 | 0 | 0 | 0 | 0 | 0 | 0 | 4712.4837
2025-10-16 | 0 | 6 | 0.13 | 0 | 0 | 0 | 0 | 0 | 0 | 0 | 0 | 0 | 0 | 0 | 0 | 0 | 0 | 1 | 0 | 0 | 0 | 0 | 0 | 0 | 0 | 0 | 0 | 0 | 4600.2388
2025-10-16 | 0 | 5.51 | 0.17 | 0 | 0 | 0 | 0 | 0 | 0 | 0 | 0 | 0 | 0 | 0 | 0 | 0 | 0 | 0 | 1 | 0 | 0 | 0 | 0 | 0 | 0 | 0 | 0 | 0 | 4647.3125
2025-10-16 | 0 | 5.43 | 0.21 | 0 | 0 | 0 | 0 | 0 | 0 | 0 | 0 | 0 | 0 | 0 | 0 | 0 | 0 | 0 | 0 | 1 | 0 | 0 | 0 | 0 | 0 | 0 | 0 | 0 | 5039.868
2025-10-16 | 0 | 5.41 | 0.24 | 0 | 0 | 0 | 0 | 0 | 0 | 0 | 0 | 0 | 0 | 0 | 0 | 0 | 0 | 0 | 0 | 0 | 1 | 0 | 0 | 0 | 0 | 0 | 0 | 0 | 5609.4003
2025-10-16 | 0 | 6.58 | 0.21 | 0 | 0 | 0 | 0 | 0 | 0 | 0 | 0 | 0 | 0 | 0 | 0 | 0 | 0 | 0 | 0 | 0 | 0 | 1 | 0 | 0 | 0 | 0 | 0 | 0 | 5950.5434
2025-10-16 | 0 | 7.31 | 0.13 | 0 | 0 | 0 | 0 | 0 | 0 | 0 | 0 | 0 | 0 | 0 | 0 | 0 | 0 | 0 | 0 | 0 | 0 | 0 | 1 | 0 | 0 | 0 | 0 | 0 | 6013.181
2025-10-16 | 0 | 7.82 | 0.03 | 0 | 0 | 0 | 0 | 0 | 0 | 0 | 0 | 0 | 0 | 0 | 0 | 0 | 0 | 0 | 0 | 0 | 0 | 0 | 0 | 1 | 0 | 0 | 0 | 0 | 6002.9392
2025-10-16 | 0 | 8.42 | 0.02 | 0 | 0 | 0 | 0 | 0 | 0 | 0 | 0 | 0 | 0 | 0 | 0 | 0 | 0 | 0 | 0 | 0 | 0 | 0 | 0 | 0 | 1 | 0 | 0 | 0 | 5830.3627
2025-10-16 | 0 | 8.72 | 0 | 0 | 0 | 0 | 0 | 0 | 0 | 0 | 0 | 0 | 0 | 0 | 0 | 0 | 0 | 0 | 0 | 0 | 0 | 0 | 0 | 0 | 0 | 1 | 0 | 0 | 5320.5835
2025-10-16 | 0 | 8.98 | 0 | 0 | 0 | 0 | 0 | 0 | 0 | 0 | 0 | 0 | 0 | 0 | 0 | 0 | 0 | 0 | 0 | 0 | 0 | 0 | 0 | 0 | 0 | 0 | 1 | 0 | 4724.9862
2025-10-16 | 0 | 9.31 | 0 | 0 | 0 | 0 | 0 | 0 | 0 | 0 | 0 | 0 | 0 | 0 | 0 | 0 | 0 | 0 | 0 | 0 | 0 | 0 | 0 | 0 | 0 | 0 | 0 | 1 | 4252.8279
2025-10-17 | 0 | 9.69 | 0 | 0 | 1 | 0 | 0 | 0 | 0 | 0 | 0 | 0 | 0 | 0 | 0 | 0 | 0 | 0 | 0 | 0 | 0 | 0 | 0 | 0 | 0 | 0 | 0 | 0 | 3941.8738
2025-10-17 | 0 | 10.35 | 0 | 0 | 0 | 1 | 0 | 0 | 0 | 0 | 0 | 0 | 0 | 0 | 0 | 0 | 0 | 0 | 0 | 0 | 0 | 0 | 0 | 0 | 0 | 0 | 0 | 0 | 3801.5076
2025-10-17 | 0 | 10.51 | 0 | 0 | 0 | 0 | 1 | 0 | 0 | 0 | 0 | 0 | 0 | 0 | 0 | 0 | 0 | 0 | 0 | 0 | 0 | 0 | 0 | 0 | 0 | 0 | 0 | 0 | 3701.3986
2025-10-17 | 0 | 10.64 | 0 | 0 | 0 | 0 | 0 | 1 | 0 | 0 | 0 | 0 | 0 | 0 | 0 | 0 | 0 | 0 | 0 | 0 | 0 | 0 | 0 | 0 | 0 | 0 | 0 | 0 | 3688.6208
2025-10-17 | 0 | 10.64 | 0 | 0 | 0 | 0 | 0 | 0 | 1 | 0 | 0 | 0 | 0 | 0 | 0 | 0 | 0 | 0 | 0 | 0 | 0 | 0 | 0 | 0 | 0 | 0 | 0 | 0 | 3834.6745
2025-10-17 | 0 | 10.52 | 0 | 0 | 0 | 0 | 0 | 0 | 0 | 1 | 0 | 0 | 0 | 0 | 0 | 0 | 0 | 0 | 0 | 0 | 0 | 0 | 0 | 0 | 0 | 0 | 0 | 0 | 4151.2358
2025-10-17 | 0 | 10.36 | 0 | 0 | 0 | 0 | 0 | 0 | 0 | 0 | 1 | 0 | 0 | 0 | 0 | 0 | 0 | 0 | 0 | 0 | 0 | 0 | 0 | 0 | 0 | 0 | 0 | 0 | 4539.4829
2025-10-17 | 0 | 10.22 | 0 | 0 | 0 | 0 | 0 | 0 | 0 | 0 | 0 | 1 | 0 | 0 | 0 | 0 | 0 | 0 | 0 | 0 | 0 | 0 | 0 | 0 | 0 | 0 | 0 | 0 | 4908.11
2025-10-17 | 0 | 9.23 | 0 | 0 | 0 | 0 | 0 | 0 | 0 | 0 | 0 | 0 | 1 | 0 | 0 | 0 | 0 | 0 | 0 | 0 | 0 | 0 | 0 | 0 | 0 | 0 | 0 | 0 | 5011.484
2025-10-17 | 0 | 7.91 | 0 | 0 | 0 | 0 | 0 | 0 | 0 | 0 | 0 | 0 | 0 | 1 | 0 | 0 | 0 | 0 | 0 | 0 | 0 | 0 | 0 | 0 | 0 | 0 | 0 | 0 | 4919.3964
2025-10-17 | 0 | 6.74 | 0 | 0 | 0 | 0 | 0 | 0 | 0 | 0 | 0 | 0 | 0 | 0 | 1 | 0 | 0 | 0 | 0 | 0 | 0 | 0 | 0 | 0 | 0 | 0 | 0 | 0 | 4798.0358
2025-10-17 | 0 | 6.01 | 0 | 0 | 0 | 0 | 0 | 0 | 0 | 0 | 0 | 0 | 0 | 0 | 0 | 1 | 0 | 0 | 0 | 0 | 0 | 0 | 0 | 0 | 0 | 0 | 0 | 0 | 4717.5736
2025-10-17 | 0 | 5.42 | 0.01 | 0 | 0 | 0 | 0 | 0 | 0 | 0 | 0 | 0 | 0 | 0 | 0 | 0 | 1 | 0 | 0 | 0 | 0 | 0 | 0 | 0 | 0 | 0 | 0 | 0 | 4554.7252
2025-10-17 | 0 | 5.16 | 0 | 0 | 0 | 0 | 0 | 0 | 0 | 0 | 0 | 0 | 0 | 0 | 0 | 0 | 0 | 1 | 0 | 0 | 0 | 0 | 0 | 0 | 0 | 0 | 0 | 0 | 4460.1084
2025-10-17 | 0 | 5.24 | 0.11 | 0 | 0 | 0 | 0 | 0 | 0 | 0 | 0 | 0 | 0 | 0 | 0 | 0 | 0 | 0 | 1 | 0 | 0 | 0 | 0 | 0 | 0 | 0 | 0 | 0 | 4595.5834
2025-10-17 | 0 | 5.75 | 0.21 | 0 | 0 | 0 | 0 | 0 | 0 | 0 | 0 | 0 | 0 | 0 | 0 | 0 | 0 | 0 | 0 | 1 | 0 | 0 | 0 | 0 | 0 | 0 | 0 | 0 | 5075.069
2025-10-17 | 0 | 6.09 | 0.39 | 0 | 0 | 0 | 0 | 0 | 0 | 0 | 0 | 0 | 0 | 0 | 0 | 0 | 0 | 0 | 0 | 0 | 1 | 0 | 0 | 0 | 0 | 0 | 0 | 0 | 5739.2729
2025-10-17 | 0 | 6.54 | 0.31 | 0 | 0 | 0 | 0 | 0 | 0 | 0 | 0 | 0 | 0 | 0 | 0 | 0 | 0 | 0 | 0 | 0 | 0 | 1 | 0 | 0 | 0 | 0 | 0 | 0 | 5982.857
2025-10-17 | 0 | 7.06 | 0.11 | 0 | 0 | 0 | 0 | 0 | 0 | 0 | 0 | 0 | 0 | 0 | 0 | 0 | 0 | 0 | 0 | 0 | 0 | 0 | 1 | 0 | 0 | 0 | 0 | 0 | 5978.3375
2025-10-17 | 0 | 7.48 | 0.12 | 0 | 0 | 0 | 0 | 0 | 0 | 0 | 0 | 0 | 0 | 0 | 0 | 0 | 0 | 0 | 0 | 0 | 0 | 0 | 0 | 1 | 0 | 0 | 0 | 0 | 5998.5804
2025-10-17 | 0 | 8.17 | 0.15 | 0 | 0 | 0 | 0 | 0 | 0 | 0 | 0 | 0 | 0 | 0 | 0 | 0 | 0 | 0 | 0 | 0 | 0 | 0 | 0 | 0 | 1 | 0 | 0 | 0 | 5850.5897
2025-10-17 | 0 | 8.59 | 0.12 | 0 | 0 | 0 | 0 | 0 | 0 | 0 | 0 | 0 | 0 | 0 | 0 | 0 | 0 | 0 | 0 | 0 | 0 | 0 | 0 | 0 | 0 | 1 | 0 | 0 | 5350.3395
2025-10-17 | 0 | 8.69 | 0.1 | 0 | 0 | 0 | 0 | 0 | 0 | 0 | 0 | 0 | 0 | 0 | 0 | 0 | 0 | 0 | 0 | 0 | 0 | 0 | 0 | 0 | 0 | 0 | 1 | 0 | 4729.799
2025-10-17 | 0 | 8.68 | 0.09 | 0 | 0 | 0 | 0 | 0 | 0 | 0 | 0 | 0 | 0 | 0 | 0 | 0 | 0 | 0 | 0 | 0 | 0 | 0 | 0 | 0 | 0 | 0 | 0 | 1 | 4216.5682
2025-10-18 | 0 | 8.85 | 0 | 1 | 1 | 0 | 0 | 0 | 0 | 0 | 0 | 0 | 0 | 0 | 0 | 0 | 0 | 0 | 0 | 0 | 0 | 0 | 0 | 0 | 0 | 0 | 0 | 0 | 4127.9456
2025-10-18 | 0 | 9.11 | 0 | 1 | 0 | 1 | 0 | 0 | 0 | 0 | 0 | 0 | 0 | 0 | 0 | 0 | 0 | 0 | 0 | 0 | 0 | 0 | 0 | 0 | 0 | 0 | 0 | 0 | 3943.5782
2025-10-18 | 0 | 9.44 | 0.27 | 1 | 0 | 0 | 1 | 0 | 0 | 0 | 0 | 0 | 0 | 0 | 0 | 0 | 0 | 0 | 0 | 0 | 0 | 0 | 0 | 0 | 0 | 0 | 0 | 0 | 3961.2966
2025-10-18 | 0 | 9.75 | 0.26 | 1 | 0 | 0 | 0 | 1 | 0 | 0 | 0 | 0 | 0 | 0 | 0 | 0 | 0 | 0 | 0 | 0 | 0 | 0 | 0 | 0 | 0 | 0 | 0 | 0 | 3964.648
2025-10-18 | 0 | 9.67 | 0.23 | 1 | 0 | 0 | 0 | 0 | 1 | 0 | 0 | 0 | 0 | 0 | 0 | 0 | 0 | 0 | 0 | 0 | 0 | 0 | 0 | 0 | 0 | 0 | 0 | 0 | 4090.8873
2025-10-18 | 0 | 9.91 | 0.28 | 1 | 0 | 0 | 0 | 0 | 0 | 1 | 0 | 0 | 0 | 0 | 0 | 0 | 0 | 0 | 0 | 0 | 0 | 0 | 0 | 0 | 0 | 0 | 0 | 0 | 4465.4066
2025-10-18 | 0 | 9.56 | 0.36 | 1 | 0 | 0 | 0 | 0 | 0 | 0 | 1 | 0 | 0 | 0 | 0 | 0 | 0 | 0 | 0 | 0 | 0 | 0 | 0 | 0 | 0 | 0 | 0 | 0 | 4862.1241
2025-10-18 | 0 | 9.53 | 0.38 | 1 | 0 | 0 | 0 | 0 | 0 | 0 | 0 | 1 | 0 | 0 | 0 | 0 | 0 | 0 | 0 | 0 | 0 | 0 | 0 | 0 | 0 | 0 | 0 | 0 | 5250.1943
2025-10-18 | 0 | 8.81 | 0.45 | 1 | 0 | 0 | 0 | 0 | 0 | 0 | 0 | 0 | 1 | 0 | 0 | 0 | 0 | 0 | 0 | 0 | 0 | 0 | 0 | 0 | 0 | 0 | 0 | 0 | 5408.9686
2025-10-18 | 0 | 7.62 | 0.53 | 1 | 0 | 0 | 0 | 0 | 0 | 0 | 0 | 0 | 0 | 1 | 0 | 0 | 0 | 0 | 0 | 0 | 0 | 0 | 0 | 0 | 0 | 0 | 0 | 0 | 5360.5525
2025-10-18 | 0 | 6.23 | 0.59 | 1 | 0 | 0 | 0 | 0 | 0 | 0 | 0 | 0 | 0 | 0 | 1 | 0 | 0 | 0 | 0 | 0 | 0 | 0 | 0 | 0 | 0 | 0 | 0 | 0 | 5237.0194
2025-10-18 | 0 | 5.39 | 0.79 | 1 | 0 | 0 | 0 | 0 | 0 | 0 | 0 | 0 | 0 | 0 | 0 | 1 | 0 | 0 | 0 | 0 | 0 | 0 | 0 | 0 | 0 | 0 | 0 | 0 | 5217.8841
2025-10-18 | 0 | 4.96 | 0.98 | 1 | 0 | 0 | 0 | 0 | 0 | 0 | 0 | 0 | 0 | 0 | 0 | 0 | 1 | 0 | 0 | 0 | 0 | 0 | 0 | 0 | 0 | 0 | 0 | 0 | 5138.7209
2025-10-18 | 0 | 4.78 | 1.25 | 1 | 0 | 0 | 0 | 0 | 0 | 0 | 0 | 0 | 0 | 0 | 0 | 0 | 0 | 1 | 0 | 0 | 0 | 0 | 0 | 0 | 0 | 0 | 0 | 0 | 5155.7026
2025-10-18 | 0 | 4.53 | 1.38 | 1 | 0 | 0 | 0 | 0 | 0 | 0 | 0 | 0 | 0 | 0 | 0 | 0 | 0 | 0 | 1 | 0 | 0 | 0 | 0 | 0 | 0 | 0 | 0 | 0 | 5262.2194
2025-10-18 | 0 | 4.43 | 1.13 | 1 | 0 | 0 | 0 | 0 | 0 | 0 | 0 | 0 | 0 | 0 | 0 | 0 | 0 | 0 | 0 | 1 | 0 | 0 | 0 | 0 | 0 | 0 | 0 | 0 | 5546.1051
2025-10-18 | 0 | 4.24 | 1.2 | 1 | 0 | 0 | 0 | 0 | 0 | 0 | 0 | 0 | 0 | 0 | 0 | 0 | 0 | 0 | 0 | 0 | 1 | 0 | 0 | 0 | 0 | 0 | 0 | 0 | 6111.6223
2025-10-18 | 0 | 4.9 | 0.81 | 1 | 0 | 0 | 0 | 0 | 0 | 0 | 0 | 0 | 0 | 0 | 0 | 0 | 0 | 0 | 0 | 0 | 0 | 1 | 0 | 0 | 0 | 0 | 0 | 0 | 6264.4947
2025-10-18 | 0 | 5.65 | 0.55 | 1 | 0 | 0 | 0 | 0 | 0 | 0 | 0 | 0 | 0 | 0 | 0 | 0 | 0 | 0 | 0 | 0 | 0 | 0 | 1 | 0 | 0 | 0 | 0 | 0 | 6263.2477
2025-10-18 | 0 | 6.18 | 0.14 | 1 | 0 | 0 | 0 | 0 | 0 | 0 | 0 | 0 | 0 | 0 | 0 | 0 | 0 | 0 | 0 | 0 | 0 | 0 | 0 | 1 | 0 | 0 | 0 | 0 | 6141.3935
2025-10-18 | 0 | 6.8 | 0 | 1 | 0 | 0 | 0 | 0 | 0 | 0 | 0 | 0 | 0 | 0 | 0 | 0 | 0 | 0 | 0 | 0 | 0 | 0 | 0 | 0 | 1 | 0 | 0 | 0 | 5923.2893
2025-10-18 | 0 | 7.61 | 0 | 1 | 0 | 0 | 0 | 0 | 0 | 0 | 0 | 0 | 0 | 0 | 0 | 0 | 0 | 0 | 0 | 0 | 0 | 0 | 0 | 0 | 0 | 1 | 0 | 0 | 5476.9545
2025-10-18 | 0 | 8.31 | 0 | 1 | 0 | 0 | 0 | 0 | 0 | 0 | 0 | 0 | 0 | 0 | 0 | 0 | 0 | 0 | 0 | 0 | 0 | 0 | 0 | 0 | 0 | 0 | 1 | 0 | 4929.7585
2025-10-18 | 0 | 8.62 | 0 | 1 | 0 | 0 | 0 | 0 | 0 | 0 | 0 | 0 | 0 | 0 | 0 | 0 | 0 | 0 | 0 | 0 | 0 | 0 | 0 | 0 | 0 | 0 | 0 | 1 | 4455.4002
2025-10-19 | 0 | 9.27 | 0 | 1 | 1 | 0 | 0 | 0 | 0 | 0 | 0 | 0 | 0 | 0 | 0 | 0 | 0 | 0 | 0 | 0 | 0 | 0 | 0 | 0 | 0 | 0 | 0 | 0 | 4174.1469
2025-10-19 | 0 | 9.53 | 0 | 1 | 0 | 1 | 0 | 0 | 0 | 0 | 0 | 0 | 0 | 0 | 0 | 0 | 0 | 0 | 0 | 0 | 0 | 0 | 0 | 0 | 0 | 0 | 0 | 0 | 3989.7795
2025-10-19 | 0 | 9.53 | 0 | 1 | 0 | 0 | 1 | 0 | 0 | 0 | 0 | 0 | 0 | 0 | 0 | 0 | 0 | 0 | 0 | 0 | 0 | 0 | 0 | 0 | 0 | 0 | 0 | 0 | 3872.07
2025-10-19 | 0 | 9.69 | 0.02 | 1 | 0 | 0 | 0 | 1 | 0 | 0 | 0 | 0 | 0 | 0 | 0 | 0 | 0 | 0 | 0 | 0 | 0 | 0 | 0 | 0 | 0 | 0 | 0 | 0 | 3869.935
2025-10-19 | 0 | 9.89 | 0.06 | 1 | 0 | 0 | 0 | 0 | 1 | 0 | 0 | 0 | 0 | 0 | 0 | 0 | 0 | 0 | 0 | 0 | 0 | 0 | 0 | 0 | 0 | 0 | 0 | 0 | 4052.6748
2025-10-19 | 0 | 9.92 | 0.01 | 1 | 0 | 0 | 0 | 0 | 0 | 1 | 0 | 0 | 0 | 0 | 0 | 0 | 0 | 0 | 0 | 0 | 0 | 0 | 0 | 0 | 0 | 0 | 0 | 0 | 4367.3797
2025-10-19 | 0 | 9.72 | 0.04 | 1 | 0 | 0 | 0 | 0 | 0 | 0 | 1 | 0 | 0 | 0 | 0 | 0 | 0 | 0 | 0 | 0 | 0 | 0 | 0 | 0 | 0 | 0 | 0 | 0 | 4762.2408
2025-10-19 | 0 | 9.61 | 0.13 | 1 | 0 | 0 | 0 | 0 | 0 | 0 | 0 | 1 | 0 | 0 | 0 | 0 | 0 | 0 | 0 | 0 | 0 | 0 | 0 | 0 | 0 | 0 | 0 | 0 | 5167.2103
2025-10-19 | 0 | 8.34 | 0.15 | 1 | 0 | 0 | 0 | 0 | 0 | 0 | 0 | 0 | 1 | 0 | 0 | 0 | 0 | 0 | 0 | 0 | 0 | 0 | 0 | 0 | 0 | 0 | 0 | 0 | 5247.1261
2025-10-19 | 0 | 6.78 | 0.23 | 1 | 0 | 0 | 0 | 0 | 0 | 0 | 0 | 0 | 0 | 1 | 0 | 0 | 0 | 0 | 0 | 0 | 0 | 0 | 0 | 0 | 0 | 0 | 0 | 0 | 5158.0088
2025-10-19 | 0 | 5.36 | 0.28 | 1 | 0 | 0 | 0 | 0 | 0 | 0 | 0 | 0 | 0 | 0 | 1 | 0 | 0 | 0 | 0 | 0 | 0 | 0 | 0 | 0 | 0 | 0 | 0 | 0 | 5027.5042
2025-10-19 | 0 | 4.16 | 0.48 | 1 | 0 | 0 | 0 | 0 | 0 | 0 | 0 | 0 | 0 | 0 | 0 | 1 | 0 | 0 | 0 | 0 | 0 | 0 | 0 | 0 | 0 | 0 | 0 | 0 | 4968.7679
2025-10-19 | 0 | 3.44 | 0.86 | 1 | 0 | 0 | 0 | 0 | 0 | 0 | 0 | 0 | 0 | 0 | 0 | 0 | 1 | 0 | 0 | 0 | 0 | 0 | 0 | 0 | 0 | 0 | 0 | 0 | 4927.4597
2025-10-19 | 0 | 3.24 | 1 | 1 | 0 | 0 | 0 | 0 | 0 | 0 | 0 | 0 | 0 | 0 | 0 | 0 | 0 | 1 | 0 | 0 | 0 | 0 | 0 | 0 | 0 | 0 | 0 | 0 | 4894.5136
2025-10-19 | 0 | 3.18 | 1.17 | 1 | 0 | 0 | 0 | 0 | 0 | 0 | 0 | 0 | 0 | 0 | 0 | 0 | 0 | 0 | 1 | 0 | 0 | 0 | 0 | 0 | 0 | 0 | 0 | 0 | 5036.6164
2025-10-19 | 0 | 3.46 | 0.74 | 1 | 0 | 0 | 0 | 0 | 0 | 0 | 0 | 0 | 0 | 0 | 0 | 0 | 0 | 0 | 0 | 1 | 0 | 0 | 0 | 0 | 0 | 0 | 0 | 0 | 5296.2187
2025-10-19 | 0 | 3.88 | 0.63 | 1 | 0 | 0 | 0 | 0 | 0 | 0 | 0 | 0 | 0 | 0 | 0 | 0 | 0 | 0 | 0 | 0 | 1 | 0 | 0 | 0 | 0 | 0 | 0 | 0 | 5862.7532
2025-10-19 | 0 | 4.24 | 0.15 | 1 | 0 | 0 | 0 | 0 | 0 | 0 | 0 | 0 | 0 | 0 | 0 | 0 | 0 | 0 | 0 | 0 | 0 | 1 | 0 | 0 | 0 | 0 | 0 | 0 | 5949.5823
2025-10-19 | 0 | 5.12 | 0 | 1 | 0 | 0 | 0 | 0 | 0 | 0 | 0 | 0 | 0 | 0 | 0 | 0 | 0 | 0 | 0 | 0 | 0 | 0 | 1 | 0 | 0 | 0 | 0 | 0 | 6003.0208
2025-10-19 | 0 | 5.58 | 0 | 1 | 0 | 0 | 0 | 0 | 0 | 0 | 0 | 0 | 0 | 0 | 0 | 0 | 0 | 0 | 0 | 0 | 0 | 0 | 0 | 1 | 0 | 0 | 0 | 0 | 6023.9925
2025-10-19 | 0 | 6.17 | 0 | 1 | 0 | 0 | 0 | 0 | 0 | 0 | 0 | 0 | 0 | 0 | 0 | 0 | 0 | 0 | 0 | 0 | 0 | 0 | 0 | 0 | 1 | 0 | 0 | 0 | 5853.9874
2025-10-19 | 0 | 6.94 | 0 | 1 | 0 | 0 | 0 | 0 | 0 | 0 | 0 | 0 | 0 | 0 | 0 | 0 | 0 | 0 | 0 | 0 | 0 | 0 | 0 | 0 | 0 | 1 | 0 | 0 | 5403.2524
2025-10-19 | 0 | 7.23 | 0 | 1 | 0 | 0 | 0 | 0 | 0 | 0 | 0 | 0 | 0 | 0 | 0 | 0 | 0 | 0 | 0 | 0 | 0 | 0 | 0 | 0 | 0 | 0 | 1 | 0 | 4810.9552
2025-10-19 | 0 | 7.31 | 0 | 1 | 0 | 0 | 0 | 0 | 0 | 0 | 0 | 0 | 0 | 0 | 0 | 0 | 0 | 0 | 0 | 0 | 0 | 0 | 0 | 0 | 0 | 0 | 0 | 1 | 4311.2961
2025-10-20 | 0 | 8.37 | 0 | 0 | 1 | 0 | 0 | 0 | 0 | 0 | 0 | 0 | 0 | 0 | 0 | 0 | 0 | 0 | 0 | 0 | 0 | 0 | 0 | 0 | 0 | 0 | 0 | 0 | 3796.6696
2025-10-20 | 0 | 8.25 | 0 | 0 | 0 | 1 | 0 | 0 | 0 | 0 | 0 | 0 | 0 | 0 | 0 | 0 | 0 | 0 | 0 | 0 | 0 | 0 | 0 | 0 | 0 | 0 | 0 | 0 | 3570.5011
2025-10-20 | 0 | 7.95 | 0 | 0 | 0 | 0 | 1 | 0 | 0 | 0 | 0 | 0 | 0 | 0 | 0 | 0 | 0 | 0 | 0 | 0 | 0 | 0 | 0 | 0 | 0 | 0 | 0 | 0 | 3419.7906
2025-10-20 | 0 | 8.55 | 0 | 0 | 0 | 0 | 0 | 1 | 0 | 0 | 0 | 0 | 0 | 0 | 0 | 0 | 0 | 0 | 0 | 0 | 0 | 0 | 0 | 0 | 0 | 0 | 0 | 0 | 3458.7143
2025-10-20 | 0 | 8.73 | 0 | 0 | 0 | 0 | 0 | 0 | 1 | 0 | 0 | 0 | 0 | 0 | 0 | 0 | 0 | 0 | 0 | 0 | 0 | 0 | 0 | 0 | 0 | 0 | 0 | 0 | 3624.5685
2025-10-20 | 0 | 8.94 | 0 | 0 | 0 | 0 | 0 | 0 | 0 | 1 | 0 | 0 | 0 | 0 | 0 | 0 | 0 | 0 | 0 | 0 | 0 | 0 | 0 | 0 | 0 | 0 | 0 | 0 | 3977.4309
2025-10-20 | 0 | 8.91 | 0 | 0 | 0 | 0 | 0 | 0 | 0 | 0 | 1 | 0 | 0 | 0 | 0 | 0 | 0 | 0 | 0 | 0 | 0 | 0 | 0 | 0 | 0 | 0 | 0 | 0 | 4379.9784
2025-10-20 | 0 | 9.05 | 0 | 0 | 0 | 0 | 0 | 0 | 0 | 0 | 0 | 1 | 0 | 0 | 0 | 0 | 0 | 0 | 0 | 0 | 0 | 0 | 0 | 0 | 0 | 0 | 0 | 0 | 4779.4063
2025-10-20 | 0 | 7.78 | 0 | 0 | 0 | 0 | 0 | 0 | 0 | 0 | 0 | 0 | 1 | 0 | 0 | 0 | 0 | 0 | 0 | 0 | 0 | 0 | 0 | 0 | 0 | 0 | 0 | 0 | 4851.9794
2025-10-20 | 0 | 6.64 | 0 | 0 | 0 | 0 | 0 | 0 | 0 | 0 | 0 | 0 | 0 | 1 | 0 | 0 | 0 | 0 | 0 | 0 | 0 | 0 | 0 | 0 | 0 | 0 | 0 | 0 | 4779.6924
2025-10-20 | 0 | 5.32 | 0 | 0 | 0 | 0 | 0 | 0 | 0 | 0 | 0 | 0 | 0 | 0 | 1 | 0 | 0 | 0 | 0 | 0 | 0 | 0 | 0 | 0 | 0 | 0 | 0 | 0 | 4641.8314
2025-10-20 | 0 | 4.69 | 0.25 | 0 | 0 | 0 | 0 | 0 | 0 | 0 | 0 | 0 | 0 | 0 | 0 | 1 | 0 | 0 | 0 | 0 | 0 | 0 | 0 | 0 | 0 | 0 | 0 | 0 | 4664.1536
2025-10-20 | 0 | 4.58 | 0.44 | 0 | 0 | 0 | 0 | 0 | 0 | 0 | 0 | 0 | 0 | 0 | 0 | 0 | 1 | 0 | 0 | 0 | 0 | 0 | 0 | 0 | 0 | 0 | 0 | 0 | 4620.1914
2025-10-20 | 0 | 4.22 | 0.64 | 0 | 0 | 0 | 0 | 0 | 0 | 0 | 0 | 0 | 0 | 0 | 0 | 0 | 0 | 1 | 0 | 0 | 0 | 0 | 0 | 0 | 0 | 0 | 0 | 0 | 4591.673
2025-10-20 | 0 | 4.02 | 0.81 | 0 | 0 | 0 | 0 | 0 | 0 | 0 | 0 | 0 | 0 | 0 | 0 | 0 | 0 | 0 | 1 | 0 | 0 | 0 | 0 | 0 | 0 | 0 | 0 | 0 | 4718.3753
2025-10-20 | 0 | 4.24 | 0.91 | 0 | 0 | 0 | 0 | 0 | 0 | 0 | 0 | 0 | 0 | 0 | 0 | 0 | 0 | 0 | 0 | 1 | 0 | 0 | 0 | 0 | 0 | 0 | 0 | 0 | 5165.96
2025-10-20 | 0 | 4.46 | 0.84 | 0 | 0 | 0 | 0 | 0 | 0 | 0 | 0 | 0 | 0 | 0 | 0 | 0 | 0 | 0 | 0 | 0 | 1 | 0 | 0 | 0 | 0 | 0 | 0 | 0 | 5725.1793
2025-10-20 | 0 | 4.84 | 0.51 | 0 | 0 | 0 | 0 | 0 | 0 | 0 | 0 | 0 | 0 | 0 | 0 | 0 | 0 | 0 | 0 | 0 | 0 | 1 | 0 | 0 | 0 | 0 | 0 | 0 | 5869.279
2025-10-20 | 0 | 5.76 | 0.18 | 0 | 0 | 0 | 0 | 0 | 0 | 0 | 0 | 0 | 0 | 0 | 0 | 0 | 0 | 0 | 0 | 0 | 0 | 0 | 1 | 0 | 0 | 0 | 0 | 0 | 5861.033
2025-10-20 | 0 | 6.35 | 0.02 | 0 | 0 | 0 | 0 | 0 | 0 | 0 | 0 | 0 | 0 | 0 | 0 | 0 | 0 | 0 | 0 | 0 | 0 | 0 | 0 | 1 | 0 | 0 | 0 | 0 | 5837.5632
2025-10-20 | 0 | 7.22 | 0 | 0 | 0 | 0 | 0 | 0 | 0 | 0 | 0 | 0 | 0 | 0 | 0 | 0 | 0 | 0 | 0 | 0 | 0 | 0 | 0 | 0 | 1 | 0 | 0 | 0 | 5691.0162
2025-10-20 | 0 | 7.79 | 0 | 0 | 0 | 0 | 0 | 0 | 0 | 0 | 0 | 0 | 0 | 0 | 0 | 0 | 0 | 0 | 0 | 0 | 0 | 0 | 0 | 0 | 0 | 1 | 0 | 0 | 5218.2806
2025-10-20 | 0 | 8.04 | 0 | 0 | 0 | 0 | 0 | 0 | 0 | 0 | 0 | 0 | 0 | 0 | 0 | 0 | 0 | 0 | 0 | 0 | 0 | 0 | 0 | 0 | 0 | 0 | 1 | 0 | 4621.5833
2025-10-20 | 0 | 8.26 | 0 | 0 | 0 | 0 | 0 | 0 | 0 | 0 | 0 | 0 | 0 | 0 | 0 | 0 | 0 | 0 | 0 | 0 | 0 | 0 | 0 | 0 | 0 | 0 | 0 | 1 | 4137.3246
2025-10-21 | 0 | 8.67 | 0 | 0 | 1 | 0 | 0 | 0 | 0 | 0 | 0 | 0 | 0 | 0 | 0 | 0 | 0 | 0 | 0 | 0 | 0 | 0 | 0 | 0 | 0 | 0 | 0 | 0 | 3829.6706
2025-10-21 | 0 | 8.68 | 0 | 0 | 0 | 1 | 0 | 0 | 0 | 0 | 0 | 0 | 0 | 0 | 0 | 0 | 0 | 0 | 0 | 0 | 0 | 0 | 0 | 0 | 0 | 0 | 0 | 0 | 3617.8024
2025-10-21 | 0 | 8.91 | 0 | 0 | 0 | 0 | 1 | 0 | 0 | 0 | 0 | 0 | 0 | 0 | 0 | 0 | 0 | 0 | 0 | 0 | 0 | 0 | 0 | 0 | 0 | 0 | 0 | 0 | 3525.3936
2025-10-21 | 0 | 9.26 | 0 | 0 | 0 | 0 | 0 | 1 | 0 | 0 | 0 | 0 | 0 | 0 | 0 | 0 | 0 | 0 | 0 | 0 | 0 | 0 | 0 | 0 | 0 | 0 | 0 | 0 | 3536.8165
2025-10-21 | 0 | 9.57 | 0 | 0 | 0 | 0 | 0 | 0 | 1 | 0 | 0 | 0 | 0 | 0 | 0 | 0 | 0 | 0 | 0 | 0 | 0 | 0 | 0 | 0 | 0 | 0 | 0 | 0 | 3716.9711
2025-10-21 | 0 | 9.58 | 0 | 0 | 0 | 0 | 0 | 0 | 0 | 1 | 0 | 0 | 0 | 0 | 0 | 0 | 0 | 0 | 0 | 0 | 0 | 0 | 0 | 0 | 0 | 0 | 0 | 0 | 4047.8329
2025-10-21 | 0 | 9.06 | 0 | 0 | 0 | 0 | 0 | 0 | 0 | 0 | 1 | 0 | 0 | 0 | 0 | 0 | 0 | 0 | 0 | 0 | 0 | 0 | 0 | 0 | 0 | 0 | 0 | 0 | 4396.4789
2025-10-21 | 0 | 8.5 | 0 | 0 | 0 | 0 | 0 | 0 | 0 | 0 | 0 | 1 | 0 | 0 | 0 | 0 | 0 | 0 | 0 | 0 | 0 | 0 | 0 | 0 | 0 | 0 | 0 | 0 | 4718.9046
2025-10-21 | 0 | 7.14 | 0 | 0 | 0 | 0 | 0 | 0 | 0 | 0 | 0 | 0 | 1 | 0 | 0 | 0 | 0 | 0 | 0 | 0 | 0 | 0 | 0 | 0 | 0 | 0 | 0 | 0 | 4781.5774
2025-10-21 | 0 | 6.04 | 0.07 | 0 | 0 | 0 | 0 | 0 | 0 | 0 | 0 | 0 | 0 | 1 | 0 | 0 | 0 | 0 | 0 | 0 | 0 | 0 | 0 | 0 | 0 | 0 | 0 | 0 | 4739.3901
2025-10-21 | 0 | 5.22 | 0.26 | 0 | 0 | 0 | 0 | 0 | 0 | 0 | 0 | 0 | 0 | 0 | 1 | 0 | 0 | 0 | 0 | 0 | 0 | 0 | 0 | 0 | 0 | 0 | 0 | 0 | 4726.2866
2025-10-21 | 0 | 4.52 | 0.45 | 0 | 0 | 0 | 0 | 0 | 0 | 0 | 0 | 0 | 0 | 0 | 0 | 1 | 0 | 0 | 0 | 0 | 0 | 0 | 0 | 0 | 0 | 0 | 0 | 0 | 4718.8805
2025-10-21 | 0 | 4.46 | 0.68 | 0 | 0 | 0 | 0 | 0 | 0 | 0 | 0 | 0 | 0 | 0 | 0 | 0 | 1 | 0 | 0 | 0 | 0 | 0 | 0 | 0 | 0 | 0 | 0 | 0 | 4695.1039
2025-10-21 | 0 | 4.48 | 0.86 | 0 | 0 | 0 | 0 | 0 | 0 | 0 | 0 | 0 | 0 | 0 | 0 | 0 | 0 | 1 | 0 | 0 | 0 | 0 | 0 | 0 | 0 | 0 | 0 | 0 | 4701.0439
2025-10-21 | 0 | 4.24 | 1.09 | 0 | 0 | 0 | 0 | 0 | 0 | 0 | 0 | 0 | 0 | 0 | 0 | 0 | 0 | 0 | 1 | 0 | 0 | 0 | 0 | 0 | 0 | 0 | 0 | 0 | 4845.3743
2025-10-21 | 0 | 4.23 | 1.07 | 0 | 0 | 0 | 0 | 0 | 0 | 0 | 0 | 0 | 0 | 0 | 0 | 0 | 0 | 0 | 0 | 1 | 0 | 0 | 0 | 0 | 0 | 0 | 0 | 0 | 5223.6018
2025-10-21 | 0 | 4.49 | 0.92 | 0 | 0 | 0 | 0 | 0 | 0 | 0 | 0 | 0 | 0 | 0 | 0 | 0 | 0 | 0 | 0 | 0 | 1 | 0 | 0 | 0 | 0 | 0 | 0 | 0 | 5757.8504
2025-10-21 | 0 | 4.89 | 0.48 | 0 | 0 | 0 | 0 | 0 | 0 | 0 | 0 | 0 | 0 | 0 | 0 | 0 | 0 | 0 | 0 | 0 | 0 | 1 | 0 | 0 | 0 | 0 | 0 | 0 | 5863.7651
2025-10-21 | 0 | 5.72 | 0.4 | 0 | 0 | 0 | 0 | 0 | 0 | 0 | 0 | 0 | 0 | 0 | 0 | 0 | 0 | 0 | 0 | 0 | 0 | 0 | 1 | 0 | 0 | 0 | 0 | 0 | 5937.403
2025-10-21 | 0 | 5.94 | 0.25 | 0 | 0 | 0 | 0 | 0 | 0 | 0 | 0 | 0 | 0 | 0 | 0 | 0 | 0 | 0 | 0 | 0 | 0 | 0 | 0 | 1 | 0 | 0 | 0 | 0 | 5876.9034
2025-10-21 | 0 | 6.63 | 0.04 | 0 | 0 | 0 | 0 | 0 | 0 | 0 | 0 | 0 | 0 | 0 | 0 | 0 | 0 | 0 | 0 | 0 | 0 | 0 | 0 | 0 | 1 | 0 | 0 | 0 | 5640.7998
2025-10-21 | 0 | 6.96 | 0 | 0 | 0 | 0 | 0 | 0 | 0 | 0 | 0 | 0 | 0 | 0 | 0 | 0 | 0 | 0 | 0 | 0 | 0 | 0 | 0 | 0 | 0 | 1 | 0 | 0 | 5126.978
2025-10-21 | 0 | 7.49 | 0 | 0 | 0 | 0 | 0 | 0 | 0 | 0 | 0 | 0 | 0 | 0 | 0 | 0 | 0 | 0 | 0 | 0 | 0 | 0 | 0 | 0 | 0 | 0 | 1 | 0 | 4561.0815
2025-10-21 | 0 | 7.53 | 0 | 0 | 0 | 0 | 0 | 0 | 0 | 0 | 0 | 0 | 0 | 0 | 0 | 0 | 0 | 0 | 0 | 0 | 0 | 0 | 0 | 0 | 0 | 0 | 0 | 1 | 4057.0223
2025-10-22 | 0 | 8.11 | 0 | 0 | 1 | 0 | 0 | 0 | 0 | 0 | 0 | 0 | 0 | 0 | 0 | 0 | 0 | 0 | 0 | 0 | 0 | 0 | 0 | 0 | 0 | 0 | 0 | 0 | 3768.0688
2025-10-22 | 0 | 8.64 | 0 | 0 | 0 | 1 | 0 | 0 | 0 | 0 | 0 | 0 | 0 | 0 | 0 | 0 | 0 | 0 | 0 | 0 | 0 | 0 | 0 | 0 | 0 | 0 | 0 | 0 | 3613.4023
2025-10-22 | 0 | 8.69 | 0 | 0 | 0 | 0 | 1 | 0 | 0 | 0 | 0 | 0 | 0 | 0 | 0 | 0 | 0 | 0 | 0 | 0 | 0 | 0 | 0 | 0 | 0 | 0 | 0 | 0 | 3501.1929
2025-10-22 | 0 | 9.09 | 0 | 0 | 0 | 0 | 0 | 1 | 0 | 0 | 0 | 0 | 0 | 0 | 0 | 0 | 0 | 0 | 0 | 0 | 0 | 0 | 0 | 0 | 0 | 0 | 0 | 0 | 3518.1159
2025-10-22 | 0 | 9.26 | 0 | 0 | 0 | 0 | 0 | 0 | 1 | 0 | 0 | 0 | 0 | 0 | 0 | 0 | 0 | 0 | 0 | 0 | 0 | 0 | 0 | 0 | 0 | 0 | 0 | 0 | 3682.8701
2025-10-22 | 0 | 9.42 | 0 | 0 | 0 | 0 | 0 | 0 | 0 | 1 | 0 | 0 | 0 | 0 | 0 | 0 | 0 | 0 | 0 | 0 | 0 | 0 | 0 | 0 | 0 | 0 | 0 | 0 | 4030.2324
2025-10-22 | 0 | 9.54 | 0 | 0 | 0 | 0 | 0 | 0 | 0 | 0 | 1 | 0 | 0 | 0 | 0 | 0 | 0 | 0 | 0 | 0 | 0 | 0 | 0 | 0 | 0 | 0 | 0 | 0 | 4449.2804
2025-10-22 | 0 | 10.16 | 0 | 0 | 0 | 0 | 0 | 0 | 0 | 0 | 0 | 1 | 0 | 0 | 0 | 0 | 0 | 0 | 0 | 0 | 0 | 0 | 0 | 0 | 0 | 0 | 0 | 0 | 4901.5098
2025-10-22 | 0 | 9.01 | 0 | 0 | 0 | 0 | 0 | 0 | 0 | 0 | 0 | 0 | 1 | 0 | 0 | 0 | 0 | 0 | 0 | 0 | 0 | 0 | 0 | 0 | 0 | 0 | 0 | 0 | 4987.2833
2025-10-22 | 0 | 7.63 | 0 | 0 | 0 | 0 | 0 | 0 | 0 | 0 | 0 | 0 | 0 | 1 | 0 | 0 | 0 | 0 | 0 | 0 | 0 | 0 | 0 | 0 | 0 | 0 | 0 | 0 | 4888.5955
2025-10-22 | 0 | 6.65 | 0.37 | 0 | 0 | 0 | 0 | 0 | 0 | 0 | 0 | 0 | 0 | 0 | 1 | 0 | 0 | 0 | 0 | 0 | 0 | 0 | 0 | 0 | 0 | 0 | 0 | 0 | 4923.9761
2025-10-22 | 0 | 5.91 | 0.74 | 0 | 0 | 0 | 0 | 0 | 0 | 0 | 0 | 0 | 0 | 0 | 0 | 1 | 0 | 0 | 0 | 0 | 0 | 0 | 0 | 0 | 0 | 0 | 0 | 0 | 4978.2545
2025-10-22 | 0 | 5.44 | 0.8 | 0 | 0 | 0 | 0 | 0 | 0 | 0 | 0 | 0 | 0 | 0 | 0 | 0 | 1 | 0 | 0 | 0 | 0 | 0 | 0 | 0 | 0 | 0 | 0 | 0 | 4846.9633
2025-10-22 | 0 | 5.28 | 1.08 | 0 | 0 | 0 | 0 | 0 | 0 | 0 | 0 | 0 | 0 | 0 | 0 | 0 | 0 | 1 | 0 | 0 | 0 | 0 | 0 | 0 | 0 | 0 | 0 | 0 | 4869.8165
2025-10-22 | 0 | 5.26 | 1.21 | 0 | 0 | 0 | 0 | 0 | 0 | 0 | 0 | 0 | 0 | 0 | 0 | 0 | 0 | 0 | 1 | 0 | 0 | 0 | 0 | 0 | 0 | 0 | 0 | 0 | 5001.6339
2025-10-22 | 0 | 5.13 | 1.02 | 0 | 0 | 0 | 0 | 0 | 0 | 0 | 0 | 0 | 0 | 0 | 0 | 0 | 0 | 0 | 0 | 1 | 0 | 0 | 0 | 0 | 0 | 0 | 0 | 0 | 5304.2478
2025-10-22 | 0 | 5.13 | 0.68 | 0 | 0 | 0 | 0 | 0 | 0 | 0 | 0 | 0 | 0 | 0 | 0 | 0 | 0 | 0 | 0 | 0 | 1 | 0 | 0 | 0 | 0 | 0 | 0 | 0 | 5740.1396
2025-10-22 | 0 | 5.69 | 0.43 | 0 | 0 | 0 | 0 | 0 | 0 | 0 | 0 | 0 | 0 | 0 | 0 | 0 | 0 | 0 | 0 | 0 | 0 | 1 | 0 | 0 | 0 | 0 | 0 | 0 | 5933.4107
2025-10-22 | 0 | 6.38 | 0.24 | 0 | 0 | 0 | 0 | 0 | 0 | 0 | 0 | 0 | 0 | 0 | 0 | 0 | 0 | 0 | 0 | 0 | 0 | 0 | 1 | 0 | 0 | 0 | 0 | 0 | 5951.2632
2025-10-22 | 0 | 7.35 | 0.17 | 0 | 0 | 0 | 0 | 0 | 0 | 0 | 0 | 0 | 0 | 0 | 0 | 0 | 0 | 0 | 0 | 0 | 0 | 0 | 0 | 1 | 0 | 0 | 0 | 0 | 6002.6368
2025-10-22 | 0 | 7.93 | 0.03 | 0 | 0 | 0 | 0 | 0 | 0 | 0 | 0 | 0 | 0 | 0 | 0 | 0 | 0 | 0 | 0 | 0 | 0 | 0 | 0 | 0 | 1 | 0 | 0 | 0 | 5780.1325
2025-10-22 | 0 | 8.41 | 0 | 0 | 0 | 0 | 0 | 0 | 0 | 0 | 0 | 0 | 0 | 0 | 0 | 0 | 0 | 0 | 0 | 0 | 0 | 0 | 0 | 0 | 0 | 1 | 0 | 0 | 5286.4825
2025-10-22 | 0 | 8.7 | 0 | 0 | 0 | 0 | 0 | 0 | 0 | 0 | 0 | 0 | 0 | 0 | 0 | 0 | 0 | 0 | 0 | 0 | 0 | 0 | 0 | 0 | 0 | 0 | 1 | 0 | 4694.1853
2025-10-22 | 0 | 9.13 | 0 | 0 | 0 | 0 | 0 | 0 | 0 | 0 | 0 | 0 | 0 | 0 | 0 | 0 | 0 | 0 | 0 | 0 | 0 | 0 | 0 | 0 | 0 | 0 | 0 | 1 | 4233.0273
2025-10-23 | 0 | 9.56 | 0 | 0 | 1 | 0 | 0 | 0 | 0 | 0 | 0 | 0 | 0 | 0 | 0 | 0 | 0 | 0 | 0 | 0 | 0 | 0 | 0 | 0 | 0 | 0 | 0 | 0 | 3927.5734
2025-10-23 | 0 | 10.01 | 0 | 0 | 0 | 1 | 0 | 0 | 0 | 0 | 0 | 0 | 0 | 0 | 0 | 0 | 0 | 0 | 0 | 0 | 0 | 0 | 0 | 0 | 0 | 0 | 0 | 0 | 3764.1066
2025-10-23 | 0 | 10.19 | 0 | 0 | 0 | 0 | 1 | 0 | 0 | 0 | 0 | 0 | 0 | 0 | 0 | 0 | 0 | 0 | 0 | 0 | 0 | 0 | 0 | 0 | 0 | 0 | 0 | 0 | 3666.1976
2025-10-23 | 0 | 10.15 | 0 | 0 | 0 | 0 | 0 | 1 | 0 | 0 | 0 | 0 | 0 | 0 | 0 | 0 | 0 | 0 | 0 | 0 | 0 | 0 | 0 | 0 | 0 | 0 | 0 | 0 | 3634.7193
2025-10-23 | 0 | 10.05 | 0 | 0 | 0 | 0 | 0 | 0 | 1 | 0 | 0 | 0 | 0 | 0 | 0 | 0 | 0 | 0 | 0 | 0 | 0 | 0 | 0 | 0 | 0 | 0 | 0 | 0 | 3769.7726
2025-10-23 | 0 | 9.98 | 0 | 0 | 0 | 0 | 0 | 0 | 0 | 1 | 0 | 0 | 0 | 0 | 0 | 0 | 0 | 0 | 0 | 0 | 0 | 0 | 0 | 0 | 0 | 0 | 0 | 0 | 4091.8341
2025-10-23 | 0 | 9.89 | 0 | 0 | 0 | 0 | 0 | 0 | 0 | 0 | 1 | 0 | 0 | 0 | 0 | 0 | 0 | 0 | 0 | 0 | 0 | 0 | 0 | 0 | 0 | 0 | 0 | 0 | 4487.7815
2025-10-23 | 0 | 9.94 | 0 | 0 | 0 | 0 | 0 | 0 | 0 | 0 | 0 | 1 | 0 | 0 | 0 | 0 | 0 | 0 | 0 | 0 | 0 | 0 | 0 | 0 | 0 | 0 | 0 | 0 | 4877.3091
2025-10-23 | 0 | 8.76 | 0 | 0 | 0 | 0 | 0 | 0 | 0 | 0 | 0 | 0 | 1 | 0 | 0 | 0 | 0 | 0 | 0 | 0 | 0 | 0 | 0 | 0 | 0 | 0 | 0 | 0 | 4959.7825
2025-10-23 | 0 | 7.25 | 0 | 0 | 0 | 0 | 0 | 0 | 0 | 0 | 0 | 0 | 0 | 1 | 0 | 0 | 0 | 0 | 0 | 0 | 0 | 0 | 0 | 0 | 0 | 0 | 0 | 0 | 4846.7944
2025-10-23 | 0 | 5.92 | 0.16 | 0 | 0 | 0 | 0 | 0 | 0 | 0 | 0 | 0 | 0 | 0 | 1 | 0 | 0 | 0 | 0 | 0 | 0 | 0 | 0 | 0 | 0 | 0 | 0 | 0 | 4766.5751
2025-10-23 | 0 | 5.07 | 0.29 | 0 | 0 | 0 | 0 | 0 | 0 | 0 | 0 | 0 | 0 | 0 | 0 | 1 | 0 | 0 | 0 | 0 | 0 | 0 | 0 | 0 | 0 | 0 | 0 | 0 | 4720.6403
2025-10-23 | 0 | 4.59 | 0.35 | 0 | 0 | 0 | 0 | 0 | 0 | 0 | 0 | 0 | 0 | 0 | 0 | 0 | 1 | 0 | 0 | 0 | 0 | 0 | 0 | 0 | 0 | 0 | 0 | 0 | 4588.2491
2025-10-23 | 0 | 4.12 | 0.42 | 0 | 0 | 0 | 0 | 0 | 0 | 0 | 0 | 0 | 0 | 0 | 0 | 0 | 0 | 1 | 0 | 0 | 0 | 0 | 0 | 0 | 0 | 0 | 0 | 0 | 4499.9026
2025-10-23 | 0 | 3.6 | 0.64 | 0 | 0 | 0 | 0 | 0 | 0 | 0 | 0 | 0 | 0 | 0 | 0 | 0 | 0 | 0 | 1 | 0 | 0 | 0 | 0 | 0 | 0 | 0 | 0 | 0 | 4609.7608
2025-10-23 | 0 | 3.99 | 0.79 | 0 | 0 | 0 | 0 | 0 | 0 | 0 | 0 | 0 | 0 | 0 | 0 | 0 | 0 | 0 | 0 | 1 | 0 | 0 | 0 | 0 | 0 | 0 | 0 | 0 | 5094.4028
2025-10-23 | 0 | 4.32 | 0.68 | 0 | 0 | 0 | 0 | 0 | 0 | 0 | 0 | 0 | 0 | 0 | 0 | 0 | 0 | 0 | 0 | 0 | 1 | 0 | 0 | 0 | 0 | 0 | 0 | 0 | 5651.037
2025-10-23 | 0 | 5.07 | 0.57 | 0 | 0 | 0 | 0 | 0 | 0 | 0 | 0 | 0 | 0 | 0 | 0 | 0 | 0 | 0 | 0 | 0 | 0 | 1 | 0 | 0 | 0 | 0 | 0 | 0 | 5916.608
2025-10-23 | 0 | 5.99 | 0.51 | 0 | 0 | 0 | 0 | 0 | 0 | 0 | 0 | 0 | 0 | 0 | 0 | 0 | 0 | 0 | 0 | 0 | 0 | 0 | 1 | 0 | 0 | 0 | 0 | 0 | 6007.4889
2025-10-23 | 0 | 6.57 | 0.21 | 0 | 0 | 0 | 0 | 0 | 0 | 0 | 0 | 0 | 0 | 0 | 0 | 0 | 0 | 0 | 0 | 0 | 0 | 0 | 0 | 1 | 0 | 0 | 0 | 0 | 5931.5199
2025-10-23 | 0 | 6.96 | 0.06 | 0 | 0 | 0 | 0 | 0 | 0 | 0 | 0 | 0 | 0 | 0 | 0 | 0 | 0 | 0 | 0 | 0 | 0 | 0 | 0 | 0 | 1 | 0 | 0 | 0 | 5684.4436
2025-10-23 | 0 | 7.26 | 0 | 0 | 0 | 0 | 0 | 0 | 0 | 0 | 0 | 0 | 0 | 0 | 0 | 0 | 0 | 0 | 0 | 0 | 0 | 0 | 0 | 0 | 0 | 1 | 0 | 0 | 5159.9789
2025-10-23 | 0 | 7.88 | 0 | 0 | 0 | 0 | 0 | 0 | 0 | 0 | 0 | 0 | 0 | 0 | 0 | 0 | 0 | 0 | 0 | 0 | 0 | 0 | 0 | 0 | 0 | 0 | 1 | 0 | 4603.9827
2025-10-23 | 0 | 8.79 | 0 | 0 | 0 | 0 | 0 | 0 | 0 | 0 | 0 | 0 | 0 | 0 | 0 | 0 | 0 | 0 | 0 | 0 | 0 | 0 | 0 | 0 | 0 | 0 | 0 | 1 | 4195.6263
2025-10-24 | 0 | 9.57 | 0 | 0 | 1 | 0 | 0 | 0 | 0 | 0 | 0 | 0 | 0 | 0 | 0 | 0 | 0 | 0 | 0 | 0 | 0 | 0 | 0 | 0 | 0 | 0 | 0 | 0 | 3928.6734
2025-10-24 | 0 | 9.9 | 0 | 0 | 0 | 1 | 0 | 0 | 0 | 0 | 0 | 0 | 0 | 0 | 0 | 0 | 0 | 0 | 0 | 0 | 0 | 0 | 0 | 0 | 0 | 0 | 0 | 0 | 3752.0062
2025-10-24 | 0 | 10.03 | 0 | 0 | 0 | 0 | 1 | 0 | 0 | 0 | 0 | 0 | 0 | 0 | 0 | 0 | 0 | 0 | 0 | 0 | 0 | 0 | 0 | 0 | 0 | 0 | 0 | 0 | 3648.5971
2025-10-24 | 0 | 9.9 | 0 | 0 | 0 | 0 | 0 | 1 | 0 | 0 | 0 | 0 | 0 | 0 | 0 | 0 | 0 | 0 | 0 | 0 | 0 | 0 | 0 | 0 | 0 | 0 | 0 | 0 | 3607.2185
2025-10-24 | 0 | 10.26 | 0 | 0 | 0 | 0 | 0 | 0 | 1 | 0 | 0 | 0 | 0 | 0 | 0 | 0 | 0 | 0 | 0 | 0 | 0 | 0 | 0 | 0 | 0 | 0 | 0 | 0 | 3792.8733
2025-10-24 | 0 | 10.88 | 0 | 0 | 0 | 0 | 0 | 0 | 0 | 1 | 0 | 0 | 0 | 0 | 0 | 0 | 0 | 0 | 0 | 0 | 0 | 0 | 0 | 0 | 0 | 0 | 0 | 0 | 4190.8369
2025-10-24 | 0 | 10.85 | 0 | 0 | 0 | 0 | 0 | 0 | 0 | 0 | 1 | 0 | 0 | 0 | 0 | 0 | 0 | 0 | 0 | 0 | 0 | 0 | 0 | 0 | 0 | 0 | 0 | 0 | 4593.3845
2025-10-24 | 0 | 11.28 | 0 | 0 | 0 | 0 | 0 | 0 | 0 | 0 | 0 | 1 | 0 | 0 | 0 | 0 | 0 | 0 | 0 | 0 | 0 | 0 | 0 | 0 | 0 | 0 | 0 | 0 | 5024.7133
2025-10-24 | 0 | 10.14 | 0 | 0 | 0 | 0 | 0 | 0 | 0 | 0 | 0 | 0 | 1 | 0 | 0 | 0 | 0 | 0 | 0 | 0 | 0 | 0 | 0 | 0 | 0 | 0 | 0 | 0 | 5111.5868
2025-10-24 | 0 | 8.81 | 0 | 0 | 0 | 0 | 0 | 0 | 0 | 0 | 0 | 0 | 0 | 1 | 0 | 0 | 0 | 0 | 0 | 0 | 0 | 0 | 0 | 0 | 0 | 0 | 0 | 0 | 5018.3992
2025-10-24 | 0 | 7.73 | 0 | 0 | 0 | 0 | 0 | 0 | 0 | 0 | 0 | 0 | 0 | 0 | 1 | 0 | 0 | 0 | 0 | 0 | 0 | 0 | 0 | 0 | 0 | 0 | 0 | 0 | 4906.9389
2025-10-24 | 0 | 6.74 | 0 | 0 | 0 | 0 | 0 | 0 | 0 | 0 | 0 | 0 | 0 | 0 | 0 | 1 | 0 | 0 | 0 | 0 | 0 | 0 | 0 | 0 | 0 | 0 | 0 | 0 | 4797.8759
2025-10-24 | 0 | 6.14 | 0.03 | 0 | 0 | 0 | 0 | 0 | 0 | 0 | 0 | 0 | 0 | 0 | 0 | 0 | 1 | 0 | 0 | 0 | 0 | 0 | 0 | 0 | 0 | 0 | 0 | 0 | 4641.2702
2025-10-24 | 0 | 6.23 | 0.14 | 0 | 0 | 0 | 0 | 0 | 0 | 0 | 0 | 0 | 0 | 0 | 0 | 0 | 0 | 1 | 0 | 0 | 0 | 0 | 0 | 0 | 0 | 0 | 0 | 0 | 4629.2109
2025-10-24 | 0 | 6.27 | 0.2 | 0 | 0 | 0 | 0 | 0 | 0 | 0 | 0 | 0 | 0 | 0 | 0 | 0 | 0 | 0 | 1 | 0 | 0 | 0 | 0 | 0 | 0 | 0 | 0 | 0 | 4741.9289
2025-10-24 | 0 | 6.19 | 0.16 | 0 | 0 | 0 | 0 | 0 | 0 | 0 | 0 | 0 | 0 | 0 | 0 | 0 | 0 | 0 | 0 | 1 | 0 | 0 | 0 | 0 | 0 | 0 | 0 | 0 | 5105.1135
2025-10-24 | 0 | 6.46 | 0.14 | 0 | 0 | 0 | 0 | 0 | 0 | 0 | 0 | 0 | 0 | 0 | 0 | 0 | 0 | 0 | 0 | 0 | 1 | 0 | 0 | 0 | 0 | 0 | 0 | 0 | 5688.1899
2025-10-24 | 0 | 7.54 | 0.08 | 0 | 0 | 0 | 0 | 0 | 0 | 0 | 0 | 0 | 0 | 0 | 0 | 0 | 0 | 0 | 0 | 0 | 0 | 1 | 0 | 0 | 0 | 0 | 0 | 0 | 6008.4187
2025-10-24 | 0 | 8.12 | 0 | 0 | 0 | 0 | 0 | 0 | 0 | 0 | 0 | 0 | 0 | 0 | 0 | 0 | 0 | 0 | 0 | 0 | 0 | 0 | 1 | 0 | 0 | 0 | 0 | 0 | 6054.5558
2025-10-24 | 0 | 8.56 | 0 | 0 | 0 | 0 | 0 | 0 | 0 | 0 | 0 | 0 | 0 | 0 | 0 | 0 | 0 | 0 | 0 | 0 | 0 | 0 | 0 | 1 | 0 | 0 | 0 | 0 | 6073.3274
2025-10-24 | 0 | 9.23 | 0 | 0 | 0 | 0 | 0 | 0 | 0 | 0 | 0 | 0 | 0 | 0 | 0 | 0 | 0 | 0 | 0 | 0 | 0 | 0 | 0 | 0 | 1 | 0 | 0 | 0 | 5912.1225
2025-10-24 | 0 | 9.33 | 0.01 | 0 | 0 | 0 | 0 | 0 | 0 | 0 | 0 | 0 | 0 | 0 | 0 | 0 | 0 | 0 | 0 | 0 | 0 | 0 | 0 | 0 | 0 | 1 | 0 | 0 | 5391.3568
2025-10-24 | 0 | 9.72 | 0 | 0 | 0 | 0 | 0 | 0 | 0 | 0 | 0 | 0 | 0 | 0 | 0 | 0 | 0 | 0 | 0 | 0 | 0 | 0 | 0 | 0 | 0 | 0 | 1 | 0 | 4806.3885
2025-10-24 | 0 | 10.19 | 0 | 0 | 0 | 0 | 0 | 0 | 0 | 0 | 0 | 0 | 0 | 0 | 0 | 0 | 0 | 0 | 0 | 0 | 0 | 0 | 0 | 0 | 0 | 0 | 0 | 1 | 4349.6306
2025-10-25 | 0 | 10.65 | 0 | 1 | 1 | 0 | 0 | 0 | 0 | 0 | 0 | 0 | 0 | 0 | 0 | 0 | 0 | 0 | 0 | 0 | 0 | 0 | 0 | 0 | 0 | 0 | 0 | 0 | 4325.9512
2025-10-25 | 0 | 10.83 | 0 | 1 | 0 | 1 | 0 | 0 | 0 | 0 | 0 | 0 | 0 | 0 | 0 | 0 | 0 | 0 | 0 | 0 | 0 | 0 | 0 | 0 | 0 | 0 | 0 | 0 | 4132.7836
2025-10-25 | 0 | 10.97 | 0 | 1 | 0 | 0 | 1 | 0 | 0 | 0 | 0 | 0 | 0 | 0 | 0 | 0 | 0 | 0 | 0 | 0 | 0 | 0 | 0 | 0 | 0 | 0 | 0 | 0 | 4030.4745
2025-10-25 | 0 | 11.19 | 0.02 | 1 | 0 | 0 | 0 | 1 | 0 | 0 | 0 | 0 | 0 | 0 | 0 | 0 | 0 | 0 | 0 | 0 | 0 | 0 | 0 | 0 | 0 | 0 | 0 | 0 | 4034.9397
2025-10-25 | 0 | 11.32 | 0.06 | 1 | 0 | 0 | 0 | 0 | 1 | 0 | 0 | 0 | 0 | 0 | 0 | 0 | 0 | 0 | 0 | 0 | 0 | 0 | 0 | 0 | 0 | 0 | 0 | 0 | 4209.9793
2025-10-25 | 0 | 11.5 | 0.04 | 1 | 0 | 0 | 0 | 0 | 0 | 1 | 0 | 0 | 0 | 0 | 0 | 0 | 0 | 0 | 0 | 0 | 0 | 0 | 0 | 0 | 0 | 0 | 0 | 0 | 4552.1988
2025-10-25 | 0 | 11.41 | 0 | 1 | 0 | 0 | 0 | 0 | 0 | 0 | 1 | 0 | 0 | 0 | 0 | 0 | 0 | 0 | 0 | 0 | 0 | 0 | 0 | 0 | 0 | 0 | 0 | 0 | 4933.4607
2025-10-25 | 0 | 11.25 | 0 | 1 | 0 | 0 | 0 | 0 | 0 | 0 | 0 | 1 | 0 | 0 | 0 | 0 | 0 | 0 | 0 | 0 | 0 | 0 | 0 | 0 | 0 | 0 | 0 | 0 | 5299.8877
2025-10-25 | 0 | 10.31 | 0 | 1 | 0 | 0 | 0 | 0 | 0 | 0 | 0 | 0 | 1 | 0 | 0 | 0 | 0 | 0 | 0 | 0 | 0 | 0 | 0 | 0 | 0 | 0 | 0 | 0 | 5408.7618
2025-10-25 | 0 | 9.6 | 0 | 1 | 0 | 0 | 0 | 0 | 0 | 0 | 0 | 0 | 0 | 1 | 0 | 0 | 0 | 0 | 0 | 0 | 0 | 0 | 0 | 0 | 0 | 0 | 0 | 0 | 5383.7762
2025-10-25 | 0 | 8.56 | 0.05 | 1 | 0 | 0 | 0 | 0 | 0 | 0 | 0 | 0 | 0 | 0 | 1 | 0 | 0 | 0 | 0 | 0 | 0 | 0 | 0 | 0 | 0 | 0 | 0 | 0 | 5295.0728
2025-10-25 | 0 | 8.01 | 0.13 | 1 | 0 | 0 | 0 | 0 | 0 | 0 | 0 | 0 | 0 | 0 | 0 | 1 | 0 | 0 | 0 | 0 | 0 | 0 | 0 | 0 | 0 | 0 | 0 | 0 | 5263.7821
2025-10-25 | 0 | 7.67 | 0.14 | 1 | 0 | 0 | 0 | 0 | 0 | 0 | 0 | 0 | 0 | 0 | 0 | 0 | 1 | 0 | 0 | 0 | 0 | 0 | 0 | 0 | 0 | 0 | 0 | 0 | 5128.4345
2025-10-25 | 0 | 7.36 | 0.17 | 1 | 0 | 0 | 0 | 0 | 0 | 0 | 0 | 0 | 0 | 0 | 0 | 0 | 0 | 1 | 0 | 0 | 0 | 0 | 0 | 0 | 0 | 0 | 0 | 0 | 5043.003
2025-10-25 | 0 | 7.44 | 0.26 | 1 | 0 | 0 | 0 | 0 | 0 | 0 | 0 | 0 | 0 | 0 | 0 | 0 | 0 | 0 | 1 | 0 | 0 | 0 | 0 | 0 | 0 | 0 | 0 | 0 | 5171.1353
2025-10-25 | 0 | 7.55 | 0.23 | 1 | 0 | 0 | 0 | 0 | 0 | 0 | 0 | 0 | 0 | 0 | 0 | 0 | 0 | 0 | 0 | 1 | 0 | 0 | 0 | 0 | 0 | 0 | 0 | 0 | 5558.8918
2025-10-25 | 0 | 7.72 | 0.22 | 1 | 0 | 0 | 0 | 0 | 0 | 0 | 0 | 0 | 0 | 0 | 0 | 0 | 0 | 0 | 0 | 0 | 1 | 0 | 0 | 0 | 0 | 0 | 0 | 0 | 6134.6392
2025-10-25 | 0 | 8.18 | 0.18 | 1 | 0 | 0 | 0 | 0 | 0 | 0 | 0 | 0 | 0 | 0 | 0 | 0 | 0 | 0 | 0 | 0 | 0 | 1 | 0 | 0 | 0 | 0 | 0 | 0 | 6394.0088
2025-10-25 | 0 | 8.58 | 0.05 | 1 | 0 | 0 | 0 | 0 | 0 | 0 | 0 | 0 | 0 | 0 | 0 | 0 | 0 | 0 | 0 | 0 | 0 | 0 | 1 | 0 | 0 | 0 | 0 | 0 | 6401.9885
2025-10-25 | 0 | 9.01 | 0 | 1 | 0 | 0 | 0 | 0 | 0 | 0 | 0 | 0 | 0 | 0 | 0 | 0 | 0 | 0 | 0 | 0 | 0 | 0 | 0 | 1 | 0 | 0 | 0 | 0 | 6401.3032
2025-10-25 | 0 | 9.43 | 0 | 1 | 0 | 0 | 0 | 0 | 0 | 0 | 0 | 0 | 0 | 0 | 0 | 0 | 0 | 0 | 0 | 0 | 0 | 0 | 0 | 0 | 1 | 0 | 0 | 0 | 6212.5976
2025-10-25 | 0 | 9.87 | 0 | 1 | 0 | 0 | 0 | 0 | 0 | 0 | 0 | 0 | 0 | 0 | 0 | 0 | 0 | 0 | 0 | 0 | 0 | 0 | 0 | 0 | 0 | 1 | 0 | 0 | 5725.5616
2025-10-25 | 0 | 10.1 | 0 | 1 | 0 | 0 | 0 | 0 | 0 | 0 | 0 | 0 | 0 | 0 | 0 | 0 | 0 | 0 | 0 | 0 | 0 | 0 | 0 | 0 | 0 | 0 | 1 | 0 | 5126.6641
2025-10-25 | 0 | 10.55 | 0 | 1 | 0 | 0 | 0 | 0 | 0 | 0 | 0 | 0 | 0 | 0 | 0 | 0 | 0 | 0 | 0 | 0 | 0 | 0 | 0 | 0 | 0 | 0 | 0 | 1 | 4667.7062
2025-10-26 | 0 | 11.26 | 0 | 1 | 1 | 0 | 0 | 0 | 0 | 0 | 0 | 0 | 0 | 0 | 0 | 0 | 0 | 0 | 0 | 0 | 0 | 0 | 0 | 0 | 0 | 0 | 0 | 0 | 4393.0531
2025-10-26 | 0 | 11.69 | 0 | 1 | 0 | 1 | 0 | 0 | 0 | 0 | 0 | 0 | 0 | 0 | 0 | 0 | 0 | 0 | 0 | 0 | 0 | 0 | 0 | 0 | 0 | 0 | 0 | 0 | 4227.3863
2025-10-26 | 0 | 12.04 | 0 | 1 | 0 | 0 | 1 | 0 | 0 | 0 | 0 | 0 | 0 | 0 | 0 | 0 | 0 | 0 | 0 | 0 | 0 | 0 | 0 | 0 | 0 | 0 | 0 | 0 | 4148.1778
2025-10-26 | 0 | 12.29 | 0 | 1 | 0 | 0 | 0 | 1 | 0 | 0 | 0 | 0 | 0 | 0 | 0 | 0 | 0 | 0 | 0 | 0 | 0 | 0 | 0 | 0 | 0 | 0 | 0 | 0 | 4148.6004
2025-10-26 | 0 | 12.76 | 0 | 1 | 0 | 0 | 0 | 0 | 1 | 0 | 0 | 0 | 0 | 0 | 0 | 0 | 0 | 0 | 0 | 0 | 0 | 0 | 0 | 0 | 0 | 0 | 0 | 0 | 4346.3556
2025-10-26 | 0 | 12.72 | 0 | 1 | 0 | 0 | 0 | 0 | 0 | 1 | 0 | 0 | 0 | 0 | 0 | 0 | 0 | 0 | 0 | 0 | 0 | 0 | 0 | 0 | 0 | 0 | 0 | 0 | 4671.7171
2025-10-26 | 0 | 12.91 | 0 | 1 | 0 | 0 | 0 | 0 | 0 | 0 | 1 | 0 | 0 | 0 | 0 | 0 | 0 | 0 | 0 | 0 | 0 | 0 | 0 | 0 | 0 | 0 | 0 | 0 | 5098.4654
2025-10-26 | 0 | 12.97 | 0 | 1 | 0 | 0 | 0 | 0 | 0 | 0 | 0 | 1 | 0 | 0 | 0 | 0 | 0 | 0 | 0 | 0 | 0 | 0 | 0 | 0 | 0 | 0 | 0 | 0 | 5489.0931
2025-10-26 | 0 | 11.85 | 0 | 1 | 0 | 0 | 0 | 0 | 0 | 0 | 0 | 0 | 1 | 0 | 0 | 0 | 0 | 0 | 0 | 0 | 0 | 0 | 0 | 0 | 0 | 0 | 0 | 0 | 5578.1666
2025-10-26 | 0 | 10.59 | 0 | 1 | 0 | 0 | 0 | 0 | 0 | 0 | 0 | 0 | 0 | 1 | 0 | 0 | 0 | 0 | 0 | 0 | 0 | 0 | 0 | 0 | 0 | 0 | 0 | 0 | 5492.6793
2025-10-26 | 0 | 9.64 | 0 | 1 | 0 | 0 | 0 | 0 | 0 | 0 | 0 | 0 | 0 | 0 | 1 | 0 | 0 | 0 | 0 | 0 | 0 | 0 | 0 | 0 | 0 | 0 | 0 | 0 | 5395.5193
2025-10-26 | 0 | 9.08 | 0 | 1 | 0 | 0 | 0 | 0 | 0 | 0 | 0 | 0 | 0 | 0 | 0 | 1 | 0 | 0 | 0 | 0 | 0 | 0 | 0 | 0 | 0 | 0 | 0 | 0 | 5333.7576
2025-10-26 | 0 | 8.85 | 0 | 1 | 0 | 0 | 0 | 0 | 0 | 0 | 0 | 0 | 0 | 0 | 0 | 0 | 1 | 0 | 0 | 0 | 0 | 0 | 0 | 0 | 0 | 0 | 0 | 0 | 5206.839
2025-10-26 | 0 | 8.61 | 0 | 1 | 0 | 0 | 0 | 0 | 0 | 0 | 0 | 0 | 0 | 0 | 0 | 0 | 0 | 1 | 0 | 0 | 0 | 0 | 0 | 0 | 0 | 0 | 0 | 0 | 5118.0936
2025-10-26 | 0 | 8.33 | 0.04 | 1 | 0 | 0 | 0 | 0 | 0 | 0 | 0 | 0 | 0 | 0 | 0 | 0 | 0 | 0 | 1 | 0 | 0 | 0 | 0 | 0 | 0 | 0 | 0 | 0 | 5188.268
2025-10-26 | 0 | 8.32 | 0.04 | 1 | 0 | 0 | 0 | 0 | 0 | 0 | 0 | 0 | 0 | 0 | 0 | 0 | 0 | 0 | 0 | 1 | 0 | 0 | 0 | 0 | 0 | 0 | 0 | 0 | 5573.8382
2025-10-26 | 0 | 8.49 | 0.03 | 1 | 0 | 0 | 0 | 0 | 0 | 0 | 0 | 0 | 0 | 0 | 0 | 0 | 0 | 0 | 0 | 0 | 1 | 0 | 0 | 0 | 0 | 0 | 0 | 0 | 6149.5856
2025-10-26 | 0 | 8.9 | 0 | 1 | 0 | 0 | 0 | 0 | 0 | 0 | 0 | 0 | 0 | 0 | 0 | 0 | 0 | 0 | 0 | 0 | 0 | 1 | 0 | 0 | 0 | 0 | 0 | 0 | 6407.1264
2025-10-26 | 0 | 9.5 | 0.06 | 1 | 0 | 0 | 0 | 0 | 0 | 0 | 0 | 0 | 0 | 0 | 0 | 0 | 0 | 0 | 0 | 0 | 0 | 0 | 1 | 0 | 0 | 0 | 0 | 0 | 6506.8628
2025-10-26 | 0 | 9.68 | 0.07 | 1 | 0 | 0 | 0 | 0 | 0 | 0 | 0 | 0 | 0 | 0 | 0 | 0 | 0 | 0 | 0 | 0 | 0 | 0 | 0 | 1 | 0 | 0 | 0 | 0 | 6500.7049
2025-10-26 | 0 | 9.91 | 0.04 | 1 | 0 | 0 | 0 | 0 | 0 | 0 | 0 | 0 | 0 | 0 | 0 | 0 | 0 | 0 | 0 | 0 | 0 | 0 | 0 | 0 | 1 | 0 | 0 | 0 | 6280.0845
2025-10-26 | 0 | 10.35 | 0 | 1 | 0 | 0 | 0 | 0 | 0 | 0 | 0 | 0 | 0 | 0 | 0 | 0 | 0 | 0 | 0 | 0 | 0 | 0 | 0 | 0 | 0 | 1 | 0 | 0 | 5778.3631
2025-10-26 | 0 | 10.47 | 0 | 1 | 0 | 0 | 0 | 0 | 0 | 0 | 0 | 0 | 0 | 0 | 0 | 0 | 0 | 0 | 0 | 0 | 0 | 0 | 0 | 0 | 0 | 0 | 1 | 0 | 5167.3653
2025-10-26 | 0 | 10.8 | 0.08 | 1 | 0 | 0 | 0 | 0 | 0 | 0 | 0 | 0 | 0 | 0 | 0 | 0 | 0 | 0 | 0 | 0 | 0 | 0 | 0 | 0 | 0 | 0 | 0 | 1 | 4724.5779
2025-10-27 | 0 | 11.21 | 0.05 | 0 | 1 | 0 | 0 | 0 | 0 | 0 | 0 | 0 | 0 | 0 | 0 | 0 | 0 | 0 | 0 | 0 | 0 | 0 | 0 | 0 | 0 | 0 | 0 | 0 | 4127.4354
2025-10-27 | 0 | 11.5 | 0.04 | 0 | 0 | 1 | 0 | 0 | 0 | 0 | 0 | 0 | 0 | 0 | 0 | 0 | 0 | 0 | 0 | 0 | 0 | 0 | 0 | 0 | 0 | 0 | 0 | 0 | 3942.6967
2025-10-27 | 0 | 11.84 | 0.01 | 0 | 0 | 0 | 1 | 0 | 0 | 0 | 0 | 0 | 0 | 0 | 0 | 0 | 0 | 0 | 0 | 0 | 0 | 0 | 0 | 0 | 0 | 0 | 0 | 0 | 3851.3741
2025-10-27 | 0 | 11.69 | 0 | 0 | 0 | 0 | 0 | 1 | 0 | 0 | 0 | 0 | 0 | 0 | 0 | 0 | 0 | 0 | 0 | 0 | 0 | 0 | 0 | 0 | 0 | 0 | 0 | 0 | 3804.1241
2025-10-27 | 0 | 11.76 | 0.02 | 0 | 0 | 0 | 0 | 0 | 1 | 0 | 0 | 0 | 0 | 0 | 0 | 0 | 0 | 0 | 0 | 0 | 0 | 0 | 0 | 0 | 0 | 0 | 0 | 0 | 3965.2207
2025-10-27 | 0 | 11.81 | 0.01 | 0 | 0 | 0 | 0 | 0 | 0 | 1 | 0 | 0 | 0 | 0 | 0 | 0 | 0 | 0 | 0 | 0 | 0 | 0 | 0 | 0 | 0 | 0 | 0 | 0 | 4296.8112
2025-10-27 | 0 | 11.86 | 0.03 | 0 | 0 | 0 | 0 | 0 | 0 | 0 | 1 | 0 | 0 | 0 | 0 | 0 | 0 | 0 | 0 | 0 | 0 | 0 | 0 | 0 | 0 | 0 | 0 | 0 | 4715.5017
2025-10-27 | 0 | 11.67 | 0 | 0 | 0 | 0 | 0 | 0 | 0 | 0 | 0 | 1 | 0 | 0 | 0 | 0 | 0 | 0 | 0 | 0 | 0 | 0 | 0 | 0 | 0 | 0 | 0 | 0 | 5067.6145
2025-10-27 | 0 | 10.91 | 0.05 | 0 | 0 | 0 | 0 | 0 | 0 | 0 | 0 | 0 | 1 | 0 | 0 | 0 | 0 | 0 | 0 | 0 | 0 | 0 | 0 | 0 | 0 | 0 | 0 | 0 | 5214.6461
2025-10-27 | 0 | 9.57 | 0.17 | 0 | 0 | 0 | 0 | 0 | 0 | 0 | 0 | 0 | 0 | 1 | 0 | 0 | 0 | 0 | 0 | 0 | 0 | 0 | 0 | 0 | 0 | 0 | 0 | 0 | 5164.4149
2025-10-27 | 0 | 8.92 | 0.14 | 0 | 0 | 0 | 0 | 0 | 0 | 0 | 0 | 0 | 0 | 0 | 1 | 0 | 0 | 0 | 0 | 0 | 0 | 0 | 0 | 0 | 0 | 0 | 0 | 0 | 5089.2418
2025-10-27 | 0 | 8.12 | 0.19 | 0 | 0 | 0 | 0 | 0 | 0 | 0 | 0 | 0 | 0 | 0 | 0 | 1 | 0 | 0 | 0 | 0 | 0 | 0 | 0 | 0 | 0 | 0 | 0 | 0 | 5019.4362
2025-10-27 | 0 | 7.87 | 0.33 | 0 | 0 | 0 | 0 | 0 | 0 | 0 | 0 | 0 | 0 | 0 | 0 | 0 | 1 | 0 | 0 | 0 | 0 | 0 | 0 | 0 | 0 | 0 | 0 | 0 | 4941.7167
2025-10-27 | 0 | 7.5 | 0.31 | 0 | 0 | 0 | 0 | 0 | 0 | 0 | 0 | 0 | 0 | 0 | 0 | 0 | 0 | 1 | 0 | 0 | 0 | 0 | 0 | 0 | 0 | 0 | 0 | 0 | 4831.3281
2025-10-27 | 0 | 7.59 | 0.46 | 0 | 0 | 0 | 0 | 0 | 0 | 0 | 0 | 0 | 0 | 0 | 0 | 0 | 0 | 0 | 1 | 0 | 0 | 0 | 0 | 0 | 0 | 0 | 0 | 0 | 4982.5887
2025-10-27 | 0 | 7.5 | 0.44 | 0 | 0 | 0 | 0 | 0 | 0 | 0 | 0 | 0 | 0 | 0 | 0 | 0 | 0 | 0 | 0 | 1 | 0 | 0 | 0 | 0 | 0 | 0 | 0 | 0 | 5352.0159
2025-10-27 | 0 | 7.99 | 0.46 | 0 | 0 | 0 | 0 | 0 | 0 | 0 | 0 | 0 | 0 | 0 | 0 | 0 | 0 | 0 | 0 | 0 | 1 | 0 | 0 | 0 | 0 | 0 | 0 | 0 | 5973.9784
2025-10-27 | 0 | 8.78 | 0.38 | 0 | 0 | 0 | 0 | 0 | 0 | 0 | 0 | 0 | 0 | 0 | 0 | 0 | 0 | 0 | 0 | 0 | 0 | 1 | 0 | 0 | 0 | 0 | 0 | 0 | 6254.9636
2025-10-27 | 0 | 9.31 | 0.29 | 0 | 0 | 0 | 0 | 0 | 0 | 0 | 0 | 0 | 0 | 0 | 0 | 0 | 0 | 0 | 0 | 0 | 0 | 0 | 1 | 0 | 0 | 0 | 0 | 0 | 6291.9292
2025-10-27 | 0 | 9.77 | 0.23 | 0 | 0 | 0 | 0 | 0 | 0 | 0 | 0 | 0 | 0 | 0 | 0 | 0 | 0 | 0 | 0 | 0 | 0 | 0 | 0 | 1 | 0 | 0 | 0 | 0 | 6290.8726
2025-10-27 | 0 | 10.05 | 0.26 | 0 | 0 | 0 | 0 | 0 | 0 | 0 | 0 | 0 | 0 | 0 | 0 | 0 | 0 | 0 | 0 | 0 | 0 | 0 | 0 | 0 | 1 | 0 | 0 | 0 | 6097.7806
2025-10-27 | 0 | 10.19 | 0.23 | 0 | 0 | 0 | 0 | 0 | 0 | 0 | 0 | 0 | 0 | 0 | 0 | 0 | 0 | 0 | 0 | 0 | 0 | 0 | 0 | 0 | 0 | 1 | 0 | 0 | 5566.7296
2025-10-27 | 0 | 10.44 | 0.17 | 0 | 0 | 0 | 0 | 0 | 0 | 0 | 0 | 0 | 0 | 0 | 0 | 0 | 0 | 0 | 0 | 0 | 0 | 0 | 0 | 0 | 0 | 0 | 1 | 0 | 4948.004
2025-10-27 | 0 | 10.83 | 0.1 | 0 | 0 | 0 | 0 | 0 | 0 | 0 | 0 | 0 | 0 | 0 | 0 | 0 | 0 | 0 | 0 | 0 | 0 | 0 | 0 | 0 | 0 | 0 | 0 | 1 | 4456.7463
2025-10-28 | 0 | 11.13 | 0.06 | 0 | 1 | 0 | 0 | 0 | 0 | 0 | 0 | 0 | 0 | 0 | 0 | 0 | 0 | 0 | 0 | 0 | 0 | 0 | 0 | 0 | 0 | 0 | 0 | 0 | 4122.3065
2025-10-28 | 0 | 11.35 | 0.05 | 0 | 0 | 1 | 0 | 0 | 0 | 0 | 0 | 0 | 0 | 0 | 0 | 0 | 0 | 0 | 0 | 0 | 0 | 0 | 0 | 0 | 0 | 0 | 0 | 0 | 3929.8676
2025-10-28 | 0 | 11.37 | 0.06 | 0 | 0 | 0 | 1 | 0 | 0 | 0 | 0 | 0 | 0 | 0 | 0 | 0 | 0 | 0 | 0 | 0 | 0 | 0 | 0 | 0 | 0 | 0 | 0 | 0 | 3818.0295
2025-10-28 | 0 | 11.46 | 0.06 | 0 | 0 | 0 | 0 | 1 | 0 | 0 | 0 | 0 | 0 | 0 | 0 | 0 | 0 | 0 | 0 | 0 | 0 | 0 | 0 | 0 | 0 | 0 | 0 | 0 | 3800.8516
2025-10-28 | 0 | 11.71 | 0 | 0 | 0 | 0 | 0 | 0 | 1 | 0 | 0 | 0 | 0 | 0 | 0 | 0 | 0 | 0 | 0 | 0 | 0 | 0 | 0 | 0 | 0 | 0 | 0 | 0 | 3952.3778
2025-10-28 | 0 | 12.39 | 0 | 0 | 0 | 0 | 0 | 0 | 0 | 1 | 0 | 0 | 0 | 0 | 0 | 0 | 0 | 0 | 0 | 0 | 0 | 0 | 0 | 0 | 0 | 0 | 0 | 0 | 4356.9417
2025-10-28 | 0 | 12.47 | 0 | 0 | 0 | 0 | 0 | 0 | 0 | 0 | 1 | 0 | 0 | 0 | 0 | 0 | 0 | 0 | 0 | 0 | 0 | 0 | 0 | 0 | 0 | 0 | 0 | 0 | 4771.5895
2025-10-28 | 0 | 12.87 | 0 | 0 | 0 | 0 | 0 | 0 | 0 | 0 | 0 | 1 | 0 | 0 | 0 | 0 | 0 | 0 | 0 | 0 | 0 | 0 | 0 | 0 | 0 | 0 | 0 | 0 | 5199.6183
2025-10-28 | 0 | 12.14 | 0 | 0 | 0 | 0 | 0 | 0 | 0 | 0 | 0 | 0 | 1 | 0 | 0 | 0 | 0 | 0 | 0 | 0 | 0 | 0 | 0 | 0 | 0 | 0 | 0 | 0 | 5331.5931
2025-10-28 | 0 | 10.92 | 0 | 0 | 0 | 0 | 0 | 0 | 0 | 0 | 0 | 0 | 0 | 1 | 0 | 0 | 0 | 0 | 0 | 0 | 0 | 0 | 0 | 0 | 0 | 0 | 0 | 0 | 5250.5059
2025-10-28 | 0 | 10.03 | 0 | 0 | 0 | 0 | 0 | 0 | 0 | 0 | 0 | 0 | 0 | 0 | 1 | 0 | 0 | 0 | 0 | 0 | 0 | 0 | 0 | 0 | 0 | 0 | 0 | 0 | 5159.9461
2025-10-28 | 0 | 9.3 | 0 | 0 | 0 | 0 | 0 | 0 | 0 | 0 | 0 | 0 | 0 | 0 | 0 | 1 | 0 | 0 | 0 | 0 | 0 | 0 | 0 | 0 | 0 | 0 | 0 | 0 | 5079.4839
2025-10-28 | 0 | 9.06 | 0 | 0 | 0 | 0 | 0 | 0 | 0 | 0 | 0 | 0 | 0 | 0 | 0 | 0 | 1 | 0 | 0 | 0 | 0 | 0 | 0 | 0 | 0 | 0 | 0 | 0 | 4951.4653
2025-10-28 | 0 | 8.29 | 0 | 0 | 0 | 0 | 0 | 0 | 0 | 0 | 0 | 0 | 0 | 0 | 0 | 0 | 0 | 1 | 0 | 0 | 0 | 0 | 0 | 0 | 0 | 0 | 0 | 0 | 4804.4182
2025-10-28 | 0 | 7.95 | 0 | 0 | 0 | 0 | 0 | 0 | 0 | 0 | 0 | 0 | 0 | 0 | 0 | 0 | 0 | 0 | 1 | 0 | 0 | 0 | 0 | 0 | 0 | 0 | 0 | 0 | 4853.3069
2025-10-28 | 0 | 8.16 | 0 | 0 | 0 | 0 | 0 | 0 | 0 | 0 | 0 | 0 | 0 | 0 | 0 | 0 | 0 | 0 | 0 | 1 | 0 | 0 | 0 | 0 | 0 | 0 | 0 | 0 | 5263.0778
2025-10-28 | 0 | 8.36 | 0 | 0 | 0 | 0 | 0 | 0 | 0 | 0 | 0 | 0 | 0 | 0 | 0 | 0 | 0 | 0 | 0 | 0 | 1 | 0 | 0 | 0 | 0 | 0 | 0 | 0 | 5845.7967
2025-10-28 | 0 | 9.45 | 0 | 0 | 0 | 0 | 0 | 0 | 0 | 0 | 0 | 0 | 0 | 0 | 0 | 0 | 0 | 0 | 0 | 0 | 0 | 1 | 0 | 0 | 0 | 0 | 0 | 0 | 6189.1537
2025-10-28 | 0 | 10.08 | 0 | 0 | 0 | 0 | 0 | 0 | 0 | 0 | 0 | 0 | 0 | 0 | 0 | 0 | 0 | 0 | 0 | 0 | 0 | 0 | 1 | 0 | 0 | 0 | 0 | 0 | 6270.1619
2025-10-28 | 0 | 10.45 | 0 | 0 | 0 | 0 | 0 | 0 | 0 | 0 | 0 | 0 | 0 | 0 | 0 | 0 | 0 | 0 | 0 | 0 | 0 | 0 | 0 | 1 | 0 | 0 | 0 | 0 | 6281.2333
2025-10-28 | 0 | 10.72 | 0 | 0 | 0 | 0 | 0 | 0 | 0 | 0 | 0 | 0 | 0 | 0 | 0 | 0 | 0 | 0 | 0 | 0 | 0 | 0 | 0 | 0 | 1 | 0 | 0 | 0 | 6076.0272
2025-10-28 | 0 | 10.91 | 0 | 0 | 0 | 0 | 0 | 0 | 0 | 0 | 0 | 0 | 0 | 0 | 0 | 0 | 0 | 0 | 0 | 0 | 0 | 0 | 0 | 0 | 0 | 1 | 0 | 0 | 5561.4904
2025-10-28 | 0 | 10.71 | 0 | 0 | 0 | 0 | 0 | 0 | 0 | 0 | 0 | 0 | 0 | 0 | 0 | 0 | 0 | 0 | 0 | 0 | 0 | 0 | 0 | 0 | 0 | 0 | 1 | 0 | 4915.2916
2025-10-28 | 0 | 11.37 | 0 | 0 | 0 | 0 | 0 | 0 | 0 | 0 | 0 | 0 | 0 | 0 | 0 | 0 | 0 | 0 | 0 | 0 | 0 | 0 | 0 | 0 | 0 | 0 | 0 | 1 | 4479.4343
2025-10-29 | 0 | 11.82 | 0 | 0 | 1 | 0 | 0 | 0 | 0 | 0 | 0 | 0 | 0 | 0 | 0 | 0 | 0 | 0 | 0 | 0 | 0 | 0 | 0 | 0 | 0 | 0 | 0 | 0 | 4176.1804
2025-10-29 | 0 | 12.15 | 0 | 0 | 0 | 1 | 0 | 0 | 0 | 0 | 0 | 0 | 0 | 0 | 0 | 0 | 0 | 0 | 0 | 0 | 0 | 0 | 0 | 0 | 0 | 0 | 0 | 0 | 3999.5133
2025-10-29 | 0 | 12.15 | 0 | 0 | 0 | 0 | 1 | 0 | 0 | 0 | 0 | 0 | 0 | 0 | 0 | 0 | 0 | 0 | 0 | 0 | 0 | 0 | 0 | 0 | 0 | 0 | 0 | 0 | 3881.8037
2025-10-29 | 0 | 12.36 | 0 | 0 | 0 | 0 | 0 | 1 | 0 | 0 | 0 | 0 | 0 | 0 | 0 | 0 | 0 | 0 | 0 | 0 | 0 | 0 | 0 | 0 | 0 | 0 | 0 | 0 | 3877.8262
2025-10-29 | 0 | 12.15 | 0 | 0 | 0 | 0 | 0 | 0 | 1 | 0 | 0 | 0 | 0 | 0 | 0 | 0 | 0 | 0 | 0 | 0 | 0 | 0 | 0 | 0 | 0 | 0 | 0 | 0 | 4000.7792
2025-10-29 | 0 | 12.01 | 0 | 0 | 0 | 0 | 0 | 0 | 0 | 1 | 0 | 0 | 0 | 0 | 0 | 0 | 0 | 0 | 0 | 0 | 0 | 0 | 0 | 0 | 0 | 0 | 0 | 0 | 4315.1405
2025-10-29 | 0 | 11.53 | 0 | 0 | 0 | 0 | 0 | 0 | 0 | 0 | 1 | 0 | 0 | 0 | 0 | 0 | 0 | 0 | 0 | 0 | 0 | 0 | 0 | 0 | 0 | 0 | 0 | 0 | 4668.1866
2025-10-29 | 0 | 11.13 | 0 | 0 | 0 | 0 | 0 | 0 | 0 | 0 | 0 | 1 | 0 | 0 | 0 | 0 | 0 | 0 | 0 | 0 | 0 | 0 | 0 | 0 | 0 | 0 | 0 | 0 | 5008.2129
2025-10-29 | 0 | 10.53 | 0 | 0 | 0 | 0 | 0 | 0 | 0 | 0 | 0 | 0 | 1 | 0 | 0 | 0 | 0 | 0 | 0 | 0 | 0 | 0 | 0 | 0 | 0 | 0 | 0 | 0 | 5154.488
2025-10-29 | 0 | 9.66 | 0 | 0 | 0 | 0 | 0 | 0 | 0 | 0 | 0 | 0 | 0 | 1 | 0 | 0 | 0 | 0 | 0 | 0 | 0 | 0 | 0 | 0 | 0 | 0 | 0 | 0 | 5111.9019
2025-10-29 | 0 | 8.51 | 0 | 0 | 0 | 0 | 0 | 0 | 0 | 0 | 0 | 0 | 0 | 0 | 1 | 0 | 0 | 0 | 0 | 0 | 0 | 0 | 0 | 0 | 0 | 0 | 0 | 0 | 4992.7414
2025-10-29 | 0 | 7.84 | 0 | 0 | 0 | 0 | 0 | 0 | 0 | 0 | 0 | 0 | 0 | 0 | 0 | 1 | 0 | 0 | 0 | 0 | 0 | 0 | 0 | 0 | 0 | 0 | 0 | 0 | 4918.8793
2025-10-29 | 0 | 7.09 | 0.02 | 0 | 0 | 0 | 0 | 0 | 0 | 0 | 0 | 0 | 0 | 0 | 0 | 0 | 1 | 0 | 0 | 0 | 0 | 0 | 0 | 0 | 0 | 0 | 0 | 0 | 4742.1018
2025-10-29 | 0 | 6.49 | 0.16 | 0 | 0 | 0 | 0 | 0 | 0 | 0 | 0 | 0 | 0 | 0 | 0 | 0 | 0 | 1 | 0 | 0 | 0 | 0 | 0 | 0 | 0 | 0 | 0 | 0 | 4665.1544
2025-10-29 | 0 | 6.28 | 0.12 | 0 | 0 | 0 | 0 | 0 | 0 | 0 | 0 | 0 | 0 | 0 | 0 | 0 | 0 | 0 | 1 | 0 | 0 | 0 | 0 | 0 | 0 | 0 | 0 | 0 | 4713.658
2025-10-29 | 0 | 6.47 | 0.12 | 0 | 0 | 0 | 0 | 0 | 0 | 0 | 0 | 0 | 0 | 0 | 0 | 0 | 0 | 0 | 0 | 1 | 0 | 0 | 0 | 0 | 0 | 0 | 0 | 0 | 5121.2289
2025-10-29 | 0 | 6.74 | 0.1 | 0 | 0 | 0 | 0 | 0 | 0 | 0 | 0 | 0 | 0 | 0 | 0 | 0 | 0 | 0 | 0 | 0 | 1 | 0 | 0 | 0 | 0 | 0 | 0 | 0 | 5704.3053
2025-10-29 | 0 | 7.5 | 0 | 0 | 0 | 0 | 0 | 0 | 0 | 0 | 0 | 0 | 0 | 0 | 0 | 0 | 0 | 0 | 0 | 0 | 0 | 1 | 0 | 0 | 0 | 0 | 0 | 0 | 5974.6476
2025-10-29 | 0 | 8.42 | 0 | 0 | 0 | 0 | 0 | 0 | 0 | 0 | 0 | 0 | 0 | 0 | 0 | 0 | 0 | 0 | 0 | 0 | 0 | 0 | 1 | 0 | 0 | 0 | 0 | 0 | 6087.5567
2025-10-29 | 0 | 8.94 | 0 | 0 | 0 | 0 | 0 | 0 | 0 | 0 | 0 | 0 | 0 | 0 | 0 | 0 | 0 | 0 | 0 | 0 | 0 | 0 | 0 | 1 | 0 | 0 | 0 | 0 | 6115.1286
2025-10-29 | 0 | 9.27 | 0 | 0 | 0 | 0 | 0 | 0 | 0 | 0 | 0 | 0 | 0 | 0 | 0 | 0 | 0 | 0 | 0 | 0 | 0 | 0 | 0 | 0 | 1 | 0 | 0 | 0 | 5916.5226
2025-10-29 | 0 | 9.95 | 0 | 0 | 0 | 0 | 0 | 0 | 0 | 0 | 0 | 0 | 0 | 0 | 0 | 0 | 0 | 0 | 0 | 0 | 0 | 0 | 0 | 0 | 0 | 1 | 0 | 0 | 5455.8874
2025-10-29 | 0 | 10.51 | 0 | 0 | 0 | 0 | 0 | 0 | 0 | 0 | 0 | 0 | 0 | 0 | 0 | 0 | 0 | 0 | 0 | 0 | 0 | 0 | 0 | 0 | 0 | 0 | 1 | 0 | 4893.291
2025-10-29 | 0 | 10.7 | 0 | 0 | 0 | 0 | 0 | 0 | 0 | 0 | 0 | 0 | 0 | 0 | 0 | 0 | 0 | 0 | 0 | 0 | 0 | 0 | 0 | 0 | 0 | 0 | 0 | 1 | 4405.7322
2025-10-30 | 0 | 11.15 | 0 | 0 | 1 | 0 | 0 | 0 | 0 | 0 | 0 | 0 | 0 | 0 | 0 | 0 | 0 | 0 | 0 | 0 | 0 | 0 | 0 | 0 | 0 | 0 | 0 | 0 | 4102.4783
2025-10-30 | 0 | 11.13 | 0 | 0 | 0 | 1 | 0 | 0 | 0 | 0 | 0 | 0 | 0 | 0 | 0 | 0 | 0 | 0 | 0 | 0 | 0 | 0 | 0 | 0 | 0 | 0 | 0 | 0 | 3887.3101
2025-10-30 | 0 | 11.23 | 0 | 0 | 0 | 0 | 1 | 0 | 0 | 0 | 0 | 0 | 0 | 0 | 0 | 0 | 0 | 0 | 0 | 0 | 0 | 0 | 0 | 0 | 0 | 0 | 0 | 0 | 3780.6008
2025-10-30 | 0 | 11.63 | 0 | 0 | 0 | 0 | 0 | 1 | 0 | 0 | 0 | 0 | 0 | 0 | 0 | 0 | 0 | 0 | 0 | 0 | 0 | 0 | 0 | 0 | 0 | 0 | 0 | 0 | 3797.5239
2025-10-30 | 0 | 11.97 | 0 | 0 | 0 | 0 | 0 | 0 | 1 | 0 | 0 | 0 | 0 | 0 | 0 | 0 | 0 | 0 | 0 | 0 | 0 | 0 | 0 | 0 | 0 | 0 | 0 | 0 | 3980.9786
2025-10-30 | 0 | 12.03 | 0 | 0 | 0 | 0 | 0 | 0 | 0 | 1 | 0 | 0 | 0 | 0 | 0 | 0 | 0 | 0 | 0 | 0 | 0 | 0 | 0 | 0 | 0 | 0 | 0 | 0 | 4317.3405
2025-10-30 | 0 | 11.86 | 0 | 0 | 0 | 0 | 0 | 0 | 0 | 0 | 1 | 0 | 0 | 0 | 0 | 0 | 0 | 0 | 0 | 0 | 0 | 0 | 0 | 0 | 0 | 0 | 0 | 0 | 4704.4876
2025-10-30 | 0 | 11.98 | 0 | 0 | 0 | 0 | 0 | 0 | 0 | 0 | 0 | 1 | 0 | 0 | 0 | 0 | 0 | 0 | 0 | 0 | 0 | 0 | 0 | 0 | 0 | 0 | 0 | 0 | 5101.7155
2025-10-30 | 0 | 11.28 | 0 | 0 | 0 | 0 | 0 | 0 | 0 | 0 | 0 | 0 | 1 | 0 | 0 | 0 | 0 | 0 | 0 | 0 | 0 | 0 | 0 | 0 | 0 | 0 | 0 | 0 | 5236.9904
2025-10-30 | 0 | 10.53 | 0.14 | 0 | 0 | 0 | 0 | 0 | 0 | 0 | 0 | 0 | 0 | 1 | 0 | 0 | 0 | 0 | 0 | 0 | 0 | 0 | 0 | 0 | 0 | 0 | 0 | 0 | 5259.0038
2025-10-30 | 0 | 10.18 | 0.24 | 0 | 0 | 0 | 0 | 0 | 0 | 0 | 0 | 0 | 0 | 0 | 1 | 0 | 0 | 0 | 0 | 0 | 0 | 0 | 0 | 0 | 0 | 0 | 0 | 0 | 5264.5594
2025-10-30 | 0 | 9.76 | 0.31 | 0 | 0 | 0 | 0 | 0 | 0 | 0 | 0 | 0 | 0 | 0 | 0 | 1 | 0 | 0 | 0 | 0 | 0 | 0 | 0 | 0 | 0 | 0 | 0 | 0 | 5243.8977
2025-10-30 | 0 | 9.57 | 0.43 | 0 | 0 | 0 | 0 | 0 | 0 | 0 | 0 | 0 | 0 | 0 | 0 | 0 | 1 | 0 | 0 | 0 | 0 | 0 | 0 | 0 | 0 | 0 | 0 | 0 | 5165.4357
2025-10-30 | 0 | 9.24 | 0.48 | 0 | 0 | 0 | 0 | 0 | 0 | 0 | 0 | 0 | 0 | 0 | 0 | 0 | 0 | 1 | 0 | 0 | 0 | 0 | 0 | 0 | 0 | 0 | 0 | 0 | 5085.1468
2025-10-30 | 0 | 9.4 | 0.5 | 0 | 0 | 0 | 0 | 0 | 0 | 0 | 0 | 0 | 0 | 0 | 0 | 0 | 0 | 0 | 1 | 0 | 0 | 0 | 0 | 0 | 0 | 0 | 0 | 0 | 5196.3798
2025-10-30 | 0 | 9.32 | 0.38 | 0 | 0 | 0 | 0 | 0 | 0 | 0 | 0 | 0 | 0 | 0 | 0 | 0 | 0 | 0 | 0 | 1 | 0 | 0 | 0 | 0 | 0 | 0 | 0 | 0 | 5530.1934
2025-10-30 | 0 | 9.72 | 0.33 | 0 | 0 | 0 | 0 | 0 | 0 | 0 | 0 | 0 | 0 | 0 | 0 | 0 | 0 | 0 | 0 | 0 | 1 | 0 | 0 | 0 | 0 | 0 | 0 | 0 | 6116.5561
2025-10-30 | 0 | 10.33 | 0.26 | 0 | 0 | 0 | 0 | 0 | 0 | 0 | 0 | 0 | 0 | 0 | 0 | 0 | 0 | 0 | 0 | 0 | 0 | 1 | 0 | 0 | 0 | 0 | 0 | 0 | 6381.412
2025-10-30 | 0 | 10.93 | 0.26 | 0 | 0 | 0 | 0 | 0 | 0 | 0 | 0 | 0 | 0 | 0 | 0 | 0 | 0 | 0 | 0 | 0 | 0 | 0 | 1 | 0 | 0 | 0 | 0 | 0 | 6459.1202
2025-10-30 | 0 | 11.12 | 0.27 | 0 | 0 | 0 | 0 | 0 | 0 | 0 | 0 | 0 | 0 | 0 | 0 | 0 | 0 | 0 | 0 | 0 | 0 | 0 | 0 | 1 | 0 | 0 | 0 | 0 | 6454.0623
2025-10-30 | 0 | 11.27 | 0.23 | 0 | 0 | 0 | 0 | 0 | 0 | 0 | 0 | 0 | 0 | 0 | 0 | 0 | 0 | 0 | 0 | 0 | 0 | 0 | 0 | 0 | 1 | 0 | 0 | 0 | 6220.9704
2025-10-30 | 0 | 11.54 | 0.16 | 0 | 0 | 0 | 0 | 0 | 0 | 0 | 0 | 0 | 0 | 0 | 0 | 0 | 0 | 0 | 0 | 0 | 0 | 0 | 0 | 0 | 0 | 1 | 0 | 0 | 5689.5342
2025-10-30 | 0 | 11.87 | 0.12 | 0 | 0 | 0 | 0 | 0 | 0 | 0 | 0 | 0 | 0 | 0 | 0 | 0 | 0 | 0 | 0 | 0 | 0 | 0 | 0 | 0 | 0 | 0 | 1 | 0 | 5086.9517
2025-10-30 | 0 | 12.02 | 0.09 | 0 | 0 | 0 | 0 | 0 | 0 | 0 | 0 | 0 | 0 | 0 | 0 | 0 | 0 | 0 | 0 | 0 | 0 | 0 | 0 | 0 | 0 | 0 | 0 | 1 | 4583.9787
2025-10-31 | 0 | 12.19 | 0.09 | 0 | 1 | 0 | 0 | 0 | 0 | 0 | 0 | 0 | 0 | 0 | 0 | 0 | 0 | 0 | 0 | 0 | 0 | 0 | 0 | 0 | 0 | 0 | 0 | 0 | 4249.9239
2025-10-31 | 0 | 12.5 | 0.12 | 0 | 0 | 1 | 0 | 0 | 0 | 0 | 0 | 0 | 0 | 0 | 0 | 0 | 0 | 0 | 0 | 0 | 0 | 0 | 0 | 0 | 0 | 0 | 0 | 0 | 4082.0708
2025-10-31 | 0 | 12.47 | 0.05 | 0 | 0 | 0 | 1 | 0 | 0 | 0 | 0 | 0 | 0 | 0 | 0 | 0 | 0 | 0 | 0 | 0 | 0 | 0 | 0 | 0 | 0 | 0 | 0 | 0 | 3935.3616
2025-10-31 | 0 | 12.37 | 0 | 0 | 0 | 0 | 0 | 1 | 0 | 0 | 0 | 0 | 0 | 0 | 0 | 0 | 0 | 0 | 0 | 0 | 0 | 0 | 0 | 0 | 0 | 0 | 0 | 0 | 3878.9262
2025-10-31 | 0 | 12.38 | 0 | 0 | 0 | 0 | 0 | 0 | 1 | 0 | 0 | 0 | 0 | 0 | 0 | 0 | 0 | 0 | 0 | 0 | 0 | 0 | 0 | 0 | 0 | 0 | 0 | 0 | 4026.0799
2025-10-31 | 0 | 12.18 | 0 | 0 | 0 | 0 | 0 | 0 | 0 | 1 | 0 | 0 | 0 | 0 | 0 | 0 | 0 | 0 | 0 | 0 | 0 | 0 | 0 | 0 | 0 | 0 | 0 | 0 | 4333.841
2025-10-31 | 0 | 12.14 | 0 | 0 | 0 | 0 | 0 | 0 | 0 | 0 | 1 | 0 | 0 | 0 | 0 | 0 | 0 | 0 | 0 | 0 | 0 | 0 | 0 | 0 | 0 | 0 | 0 | 0 | 4735.2885
2025-10-31 | 0 | 12.37 | 0 | 0 | 0 | 0 | 0 | 0 | 0 | 0 | 0 | 1 | 0 | 0 | 0 | 0 | 0 | 0 | 0 | 0 | 0 | 0 | 0 | 0 | 0 | 0 | 0 | 0 | 5144.6167
2025-10-31 | 0 | 11.69 | 0 | 0 | 0 | 0 | 0 | 0 | 0 | 0 | 0 | 0 | 1 | 0 | 0 | 0 | 0 | 0 | 0 | 0 | 0 | 0 | 0 | 0 | 0 | 0 | 0 | 0 | 5282.0917
2025-10-31 | 0 | 10.7 | 0.13 | 0 | 0 | 0 | 0 | 0 | 0 | 0 | 0 | 0 | 0 | 1 | 0 | 0 | 0 | 0 | 0 | 0 | 0 | 0 | 0 | 0 | 0 | 0 | 0 | 0 | 5274.0329
2025-10-31 | 0 | 10.12 | 0.23 | 0 | 0 | 0 | 0 | 0 | 0 | 0 | 0 | 0 | 0 | 0 | 1 | 0 | 0 | 0 | 0 | 0 | 0 | 0 | 0 | 0 | 0 | 0 | 0 | 0 | 5254.2879
2025-10-31 | 0 | 9.24 | 0.32 | 0 | 0 | 0 | 0 | 0 | 0 | 0 | 0 | 0 | 0 | 0 | 0 | 1 | 0 | 0 | 0 | 0 | 0 | 0 | 0 | 0 | 0 | 0 | 0 | 0 | 5190.3675
2025-10-31 | 0 | 8.62 | 0.33 | 0 | 0 | 0 | 0 | 0 | 0 | 0 | 0 | 0 | 0 | 0 | 0 | 0 | 1 | 0 | 0 | 0 | 0 | 0 | 0 | 0 | 0 | 0 | 0 | 0 | 5024.219
2025-10-31 | 0 | 8.42 | 0.3 | 0 | 0 | 0 | 0 | 0 | 0 | 0 | 0 | 0 | 0 | 0 | 0 | 0 | 0 | 1 | 0 | 0 | 0 | 0 | 0 | 0 | 0 | 0 | 0 | 0 | 4928.8596
2025-10-31 | 0 | 8.27 | 0.33 | 0 | 0 | 0 | 0 | 0 | 0 | 0 | 0 | 0 | 0 | 0 | 0 | 0 | 0 | 0 | 1 | 0 | 0 | 0 | 0 | 0 | 0 | 0 | 0 | 0 | 5009.663
2025-10-31 | 0 | 8.34 | 0.39 | 0 | 0 | 0 | 0 | 0 | 0 | 0 | 0 | 0 | 0 | 0 | 0 | 0 | 0 | 0 | 0 | 1 | 0 | 0 | 0 | 0 | 0 | 0 | 0 | 0 | 5426.0617
2025-10-31 | 0 | 8.89 | 0.46 | 0 | 0 | 0 | 0 | 0 | 0 | 0 | 0 | 0 | 0 | 0 | 0 | 0 | 0 | 0 | 0 | 0 | 1 | 0 | 0 | 0 | 0 | 0 | 0 | 0 | 6072.9813
2025-10-31 | 0 | 9.2 | 0.45 | 0 | 0 | 0 | 0 | 0 | 0 | 0 | 0 | 0 | 0 | 0 | 0 | 0 | 0 | 0 | 0 | 0 | 0 | 1 | 0 | 0 | 0 | 0 | 0 | 0 | 6326.8645
2025-10-31 | 0 | 9.51 | 0.38 | 0 | 0 | 0 | 0 | 0 | 0 | 0 | 0 | 0 | 0 | 0 | 0 | 0 | 0 | 0 | 0 | 0 | 0 | 0 | 1 | 0 | 0 | 0 | 0 | 0 | 6346.9721
2025-10-31 | 0 | 9.87 | 0.36 | 0 | 0 | 0 | 0 | 0 | 0 | 0 | 0 | 0 | 0 | 0 | 0 | 0 | 0 | 0 | 0 | 0 | 0 | 0 | 0 | 1 | 0 | 0 | 0 | 0 | 6349.6007
2025-10-31 | 0 | 10.16 | 0.2 | 0 | 0 | 0 | 0 | 0 | 0 | 0 | 0 | 0 | 0 | 0 | 0 | 0 | 0 | 0 | 0 | 0 | 0 | 0 | 0 | 0 | 1 | 0 | 0 | 0 | 6087.8528
2025-10-31 | 0 | 10.61 | 0 | 0 | 0 | 0 | 0 | 0 | 0 | 0 | 0 | 0 | 0 | 0 | 0 | 0 | 0 | 0 | 0 | 0 | 0 | 0 | 0 | 0 | 0 | 1 | 0 | 0 | 5528.4894
2025-10-31 | 0 | 10.8 | 0 | 0 | 0 | 0 | 0 | 0 | 0 | 0 | 0 | 0 | 0 | 0 | 0 | 0 | 0 | 0 | 0 | 0 | 0 | 0 | 0 | 0 | 0 | 0 | 1 | 0 | 4925.1919
2025-10-31 | 0 | 11.08 | 0 | 0 | 0 | 0 | 0 | 0 | 0 | 0 | 0 | 0 | 0 | 0 | 0 | 0 | 0 | 0 | 0 | 0 | 0 | 0 | 0 | 0 | 0 | 0 | 0 | 1 | 4447.5334
2025-11-01 | 0 | 11.2 | 0 | 1 | 1 | 0 | 0 | 0 | 0 | 0 | 0 | 0 | 0 | 0 | 0 | 0 | 0 | 0 | 0 | 0 | 0 | 0 | 0 | 0 | 0 | 0 | 0 | 0 | 4386.4529
2025-11-01 | 0 | 11.56 | 0 | 1 | 0 | 1 | 0 | 0 | 0 | 0 | 0 | 0 | 0 | 0 | 0 | 0 | 0 | 0 | 0 | 0 | 0 | 0 | 0 | 0 | 0 | 0 | 0 | 0 | 4213.0859
2025-11-01 | 0 | 11.57 | 0 | 1 | 0 | 0 | 1 | 0 | 0 | 0 | 0 | 0 | 0 | 0 | 0 | 0 | 0 | 0 | 0 | 0 | 0 | 0 | 0 | 0 | 0 | 0 | 0 | 0 | 4096.4764
2025-11-01 | 0 | 11.76 | 0 | 1 | 0 | 0 | 0 | 1 | 0 | 0 | 0 | 0 | 0 | 0 | 0 | 0 | 0 | 0 | 0 | 0 | 0 | 0 | 0 | 0 | 0 | 0 | 0 | 0 | 4090.2988
2025-11-01 | 0 | 11.89 | 0 | 1 | 0 | 0 | 0 | 0 | 1 | 0 | 0 | 0 | 0 | 0 | 0 | 0 | 0 | 0 | 0 | 0 | 0 | 0 | 0 | 0 | 0 | 0 | 0 | 0 | 4250.6528
2025-11-01 | 0 | 11.98 | 0 | 1 | 0 | 0 | 0 | 0 | 0 | 1 | 0 | 0 | 0 | 0 | 0 | 0 | 0 | 0 | 0 | 0 | 0 | 0 | 0 | 0 | 0 | 0 | 0 | 0 | 4590.3148
2025-11-01 | 0 | 11.85 | 0 | 1 | 0 | 0 | 0 | 0 | 0 | 0 | 1 | 0 | 0 | 0 | 0 | 0 | 0 | 0 | 0 | 0 | 0 | 0 | 0 | 0 | 0 | 0 | 0 | 0 | 4981.862
2025-11-01 | 0 | 11.61 | 0 | 1 | 0 | 0 | 0 | 0 | 0 | 0 | 0 | 1 | 0 | 0 | 0 | 0 | 0 | 0 | 0 | 0 | 0 | 0 | 0 | 0 | 0 | 0 | 0 | 0 | 5339.4888
2025-11-01 | 0 | 11.03 | 0 | 1 | 0 | 0 | 0 | 0 | 0 | 0 | 0 | 0 | 1 | 0 | 0 | 0 | 0 | 0 | 0 | 0 | 0 | 0 | 0 | 0 | 0 | 0 | 0 | 0 | 5487.964
2025-11-01 | 0 | 10.39 | 0 | 1 | 0 | 0 | 0 | 0 | 0 | 0 | 0 | 0 | 0 | 1 | 0 | 0 | 0 | 0 | 0 | 0 | 0 | 0 | 0 | 0 | 0 | 0 | 0 | 0 | 5470.6786
2025-11-01 | 0 | 10.2 | 0 | 1 | 0 | 0 | 0 | 0 | 0 | 0 | 0 | 0 | 0 | 0 | 1 | 0 | 0 | 0 | 0 | 0 | 0 | 0 | 0 | 0 | 0 | 0 | 0 | 0 | 5457.1211
2025-11-01 | 0 | 10 | 0 | 1 | 0 | 0 | 0 | 0 | 0 | 0 | 0 | 0 | 0 | 0 | 0 | 1 | 0 | 0 | 0 | 0 | 0 | 0 | 0 | 0 | 0 | 0 | 0 | 0 | 5434.9605
2025-11-01 | 0 | 9.08 | 0 | 1 | 0 | 0 | 0 | 0 | 0 | 0 | 0 | 0 | 0 | 0 | 0 | 0 | 1 | 0 | 0 | 0 | 0 | 0 | 0 | 0 | 0 | 0 | 0 | 0 | 5232.1398
2025-11-01 | 0 | 8.99 | 0.12 | 1 | 0 | 0 | 0 | 0 | 0 | 0 | 0 | 0 | 0 | 0 | 0 | 0 | 0 | 1 | 0 | 0 | 0 | 0 | 0 | 0 | 0 | 0 | 0 | 0 | 5203.9513
2025-11-01 | 0 | 8.91 | 0.17 | 1 | 0 | 0 | 0 | 0 | 0 | 0 | 0 | 0 | 0 | 0 | 0 | 0 | 0 | 0 | 1 | 0 | 0 | 0 | 0 | 0 | 0 | 0 | 0 | 0 | 5299.7976
2025-11-01 | 0 | 9.02 | 0.15 | 1 | 0 | 0 | 0 | 0 | 0 | 0 | 0 | 0 | 0 | 0 | 0 | 0 | 0 | 0 | 0 | 1 | 0 | 0 | 0 | 0 | 0 | 0 | 0 | 0 | 5691.2254
2025-11-01 | 0 | 9.78 | 0.04 | 1 | 0 | 0 | 0 | 0 | 0 | 0 | 0 | 0 | 0 | 0 | 0 | 0 | 0 | 0 | 0 | 0 | 1 | 0 | 0 | 0 | 0 | 0 | 0 | 0 | 6295.161
2025-11-01 | 0 | 10.57 | 0 | 1 | 0 | 0 | 0 | 0 | 0 | 0 | 0 | 0 | 0 | 0 | 0 | 0 | 0 | 0 | 0 | 0 | 0 | 1 | 0 | 0 | 0 | 0 | 0 | 0 | 6590.8317
2025-11-01 | 0 | 11.38 | 0 | 1 | 0 | 0 | 0 | 0 | 0 | 0 | 0 | 0 | 0 | 0 | 0 | 0 | 0 | 0 | 0 | 0 | 0 | 0 | 1 | 0 | 0 | 0 | 0 | 0 | 6691.6405
2025-11-01 | 0 | 11.73 | 0 | 1 | 0 | 0 | 0 | 0 | 0 | 0 | 0 | 0 | 0 | 0 | 0 | 0 | 0 | 0 | 0 | 0 | 0 | 0 | 0 | 1 | 0 | 0 | 0 | 0 | 6700.5117
2025-11-01 | 0 | 11.63 | 0 | 1 | 0 | 0 | 0 | 0 | 0 | 0 | 0 | 0 | 0 | 0 | 0 | 0 | 0 | 0 | 0 | 0 | 0 | 0 | 0 | 0 | 1 | 0 | 0 | 0 | 6454.6045
2025-11-01 | 0 | 11.93 | 0 | 1 | 0 | 0 | 0 | 0 | 0 | 0 | 0 | 0 | 0 | 0 | 0 | 0 | 0 | 0 | 0 | 0 | 0 | 0 | 0 | 0 | 0 | 1 | 0 | 0 | 5952.168
2025-11-01 | 0 | 12.18 | 0 | 1 | 0 | 0 | 0 | 0 | 0 | 0 | 0 | 0 | 0 | 0 | 0 | 0 | 0 | 0 | 0 | 0 | 0 | 0 | 0 | 0 | 0 | 0 | 1 | 0 | 5355.4707
2025-11-01 | 0 | 12.68 | 0 | 1 | 0 | 0 | 0 | 0 | 0 | 0 | 0 | 0 | 0 | 0 | 0 | 0 | 0 | 0 | 0 | 0 | 0 | 0 | 0 | 0 | 0 | 0 | 0 | 1 | 4902.0129
2025-11-02 | 0 | 12.68 | 0 | 1 | 1 | 0 | 0 | 0 | 0 | 0 | 0 | 0 | 0 | 0 | 0 | 0 | 0 | 0 | 0 | 0 | 0 | 0 | 0 | 0 | 0 | 0 | 0 | 0 | 4549.2576
2025-11-02 | 0 | 13.23 | 0 | 1 | 0 | 1 | 0 | 0 | 0 | 0 | 0 | 0 | 0 | 0 | 0 | 0 | 0 | 0 | 0 | 0 | 0 | 0 | 0 | 0 | 0 | 0 | 0 | 0 | 4396.7911
2025-11-02 | 0 | 13.7 | 0 | 1 | 0 | 0 | 1 | 0 | 0 | 0 | 0 | 0 | 0 | 0 | 0 | 0 | 0 | 0 | 0 | 0 | 0 | 0 | 0 | 0 | 0 | 0 | 0 | 0 | 4330.783
2025-11-02 | 0 | 13.49 | 0 | 1 | 0 | 0 | 0 | 1 | 0 | 0 | 0 | 0 | 0 | 0 | 0 | 0 | 0 | 0 | 0 | 0 | 0 | 0 | 0 | 0 | 0 | 0 | 0 | 0 | 4280.6042
2025-11-02 | 0 | 13.64 | 0 | 1 | 0 | 0 | 0 | 0 | 1 | 0 | 0 | 0 | 0 | 0 | 0 | 0 | 0 | 0 | 0 | 0 | 0 | 0 | 0 | 0 | 0 | 0 | 0 | 0 | 4443.1583
2025-11-02 | 0 | 13.7 | 0 | 1 | 0 | 0 | 0 | 0 | 0 | 1 | 0 | 0 | 0 | 0 | 0 | 0 | 0 | 0 | 0 | 0 | 0 | 0 | 0 | 0 | 0 | 0 | 0 | 0 | 4779.5202
2025-11-02 | 0 | 13.77 | 0 | 1 | 0 | 0 | 0 | 0 | 0 | 0 | 1 | 0 | 0 | 0 | 0 | 0 | 0 | 0 | 0 | 0 | 0 | 0 | 0 | 0 | 0 | 0 | 0 | 0 | 5193.0681
2025-11-02 | 0 | 13.83 | 0 | 1 | 0 | 0 | 0 | 0 | 0 | 0 | 0 | 1 | 0 | 0 | 0 | 0 | 0 | 0 | 0 | 0 | 0 | 0 | 0 | 0 | 0 | 0 | 0 | 0 | 5583.6958
2025-11-02 | 0 | 12.79 | 0 | 1 | 0 | 0 | 0 | 0 | 0 | 0 | 0 | 0 | 1 | 0 | 0 | 0 | 0 | 0 | 0 | 0 | 0 | 0 | 0 | 0 | 0 | 0 | 0 | 0 | 5681.5695
2025-11-02 | 0 | 11.53 | 0 | 1 | 0 | 0 | 0 | 0 | 0 | 0 | 0 | 0 | 0 | 1 | 0 | 0 | 0 | 0 | 0 | 0 | 0 | 0 | 0 | 0 | 0 | 0 | 0 | 0 | 5596.0822
2025-11-02 | 0 | 10.3 | 0 | 1 | 0 | 0 | 0 | 0 | 0 | 0 | 0 | 0 | 0 | 0 | 1 | 0 | 0 | 0 | 0 | 0 | 0 | 0 | 0 | 0 | 0 | 0 | 0 | 0 | 5468.1214
2025-11-02 | 0 | 9.31 | 0 | 1 | 0 | 0 | 0 | 0 | 0 | 0 | 0 | 0 | 0 | 0 | 0 | 1 | 0 | 0 | 0 | 0 | 0 | 0 | 0 | 0 | 0 | 0 | 0 | 0 | 5359.0584
2025-11-02 | 0 | 9.06 | 0 | 1 | 0 | 0 | 0 | 0 | 0 | 0 | 0 | 0 | 0 | 0 | 0 | 0 | 1 | 0 | 0 | 0 | 0 | 0 | 0 | 0 | 0 | 0 | 0 | 0 | 5229.9397
2025-11-02 | 0 | 8.61 | 0 | 1 | 0 | 0 | 0 | 0 | 0 | 0 | 0 | 0 | 0 | 0 | 0 | 0 | 0 | 1 | 0 | 0 | 0 | 0 | 0 | 0 | 0 | 0 | 0 | 0 | 5118.0936
2025-11-02 | 0 | 8.56 | 0 | 1 | 0 | 0 | 0 | 0 | 0 | 0 | 0 | 0 | 0 | 0 | 0 | 0 | 0 | 0 | 1 | 0 | 0 | 0 | 0 | 0 | 0 | 0 | 0 | 0 | 5198.8832
2025-11-02 | 0 | 8.73 | 0 | 1 | 0 | 0 | 0 | 0 | 0 | 0 | 0 | 0 | 0 | 0 | 0 | 0 | 0 | 0 | 0 | 1 | 0 | 0 | 0 | 0 | 0 | 0 | 0 | 0 | 5604.254
2025-11-02 | 0 | 9.14 | 0 | 1 | 0 | 0 | 0 | 0 | 0 | 0 | 0 | 0 | 0 | 0 | 0 | 0 | 0 | 0 | 0 | 0 | 1 | 0 | 0 | 0 | 0 | 0 | 0 | 0 | 6210.0736
2025-11-02 | 0 | 9.98 | 0 | 1 | 0 | 0 | 0 | 0 | 0 | 0 | 0 | 0 | 0 | 0 | 0 | 0 | 0 | 0 | 0 | 0 | 0 | 1 | 0 | 0 | 0 | 0 | 0 | 0 | 6525.9298
2025-11-02 | 0 | 10.58 | 0 | 1 | 0 | 0 | 0 | 0 | 0 | 0 | 0 | 0 | 0 | 0 | 0 | 0 | 0 | 0 | 0 | 0 | 0 | 0 | 1 | 0 | 0 | 0 | 0 | 0 | 6603.638
2025-11-02 | 0 | 10.72 | 0 | 1 | 0 | 0 | 0 | 0 | 0 | 0 | 0 | 0 | 0 | 0 | 0 | 0 | 0 | 0 | 0 | 0 | 0 | 0 | 0 | 1 | 0 | 0 | 0 | 0 | 6589.4086
2025-11-02 | 0 | 10.73 | 0 | 1 | 0 | 0 | 0 | 0 | 0 | 0 | 0 | 0 | 0 | 0 | 0 | 0 | 0 | 0 | 0 | 0 | 0 | 0 | 0 | 0 | 1 | 0 | 0 | 0 | 6355.6016
2025-11-02 | 0 | 11.06 | 0 | 1 | 0 | 0 | 0 | 0 | 0 | 0 | 0 | 0 | 0 | 0 | 0 | 0 | 0 | 0 | 0 | 0 | 0 | 0 | 0 | 0 | 0 | 1 | 0 | 0 | 5856.4653
2025-11-02 | 0 | 11.09 | 0 | 1 | 0 | 0 | 0 | 0 | 0 | 0 | 0 | 0 | 0 | 0 | 0 | 0 | 0 | 0 | 0 | 0 | 0 | 0 | 0 | 0 | 0 | 0 | 1 | 0 | 5235.5672
2025-11-02 | 0 | 11.44 | 0 | 1 | 0 | 0 | 0 | 0 | 0 | 0 | 0 | 0 | 0 | 0 | 0 | 0 | 0 | 0 | 0 | 0 | 0 | 0 | 0 | 0 | 0 | 0 | 0 | 1 | 4765.609
2025-11-03 | 0 | 11.66 | 0 | 0 | 1 | 0 | 0 | 0 | 0 | 0 | 0 | 0 | 0 | 0 | 0 | 0 | 0 | 0 | 0 | 0 | 0 | 0 | 0 | 0 | 0 | 0 | 0 | 0 | 4158.5799
2025-11-03 | 0 | 11.99 | 0 | 0 | 0 | 1 | 0 | 0 | 0 | 0 | 0 | 0 | 0 | 0 | 0 | 0 | 0 | 0 | 0 | 0 | 0 | 0 | 0 | 0 | 0 | 0 | 0 | 0 | 3981.9128
2025-11-03 | 0 | 12.24 | 0 | 0 | 0 | 0 | 1 | 0 | 0 | 0 | 0 | 0 | 0 | 0 | 0 | 0 | 0 | 0 | 0 | 0 | 0 | 0 | 0 | 0 | 0 | 0 | 0 | 0 | 3891.704
2025-11-03 | 0 | 12.54 | 0 | 0 | 0 | 0 | 0 | 1 | 0 | 0 | 0 | 0 | 0 | 0 | 0 | 0 | 0 | 0 | 0 | 0 | 0 | 0 | 0 | 0 | 0 | 0 | 0 | 0 | 3897.6268
2025-11-03 | 0 | 12.74 | 0 | 0 | 0 | 0 | 0 | 0 | 1 | 0 | 0 | 0 | 0 | 0 | 0 | 0 | 0 | 0 | 0 | 0 | 0 | 0 | 0 | 0 | 0 | 0 | 0 | 0 | 4065.6811
2025-11-03 | 0 | 12.59 | 0 | 0 | 0 | 0 | 0 | 0 | 0 | 1 | 0 | 0 | 0 | 0 | 0 | 0 | 0 | 0 | 0 | 0 | 0 | 0 | 0 | 0 | 0 | 0 | 0 | 0 | 4378.9423
2025-11-03 | 0 | 12.77 | 0 | 0 | 0 | 0 | 0 | 0 | 0 | 0 | 1 | 0 | 0 | 0 | 0 | 0 | 0 | 0 | 0 | 0 | 0 | 0 | 0 | 0 | 0 | 0 | 0 | 0 | 4804.5905
2025-11-03 | 0 | 12.98 | 0 | 0 | 0 | 0 | 0 | 0 | 0 | 0 | 0 | 1 | 0 | 0 | 0 | 0 | 0 | 0 | 0 | 0 | 0 | 0 | 0 | 0 | 0 | 0 | 0 | 0 | 5211.7186
2025-11-03 | 0 | 12.38 | 0 | 0 | 0 | 0 | 0 | 0 | 0 | 0 | 0 | 0 | 1 | 0 | 0 | 0 | 0 | 0 | 0 | 0 | 0 | 0 | 0 | 0 | 0 | 0 | 0 | 0 | 5357.9938
2025-11-03 | 0 | 11.3 | 0 | 0 | 0 | 0 | 0 | 0 | 0 | 0 | 0 | 0 | 0 | 1 | 0 | 0 | 0 | 0 | 0 | 0 | 0 | 0 | 0 | 0 | 0 | 0 | 0 | 0 | 5292.307
2025-11-03 | 0 | 10.21 | 0 | 0 | 0 | 0 | 0 | 0 | 0 | 0 | 0 | 0 | 0 | 0 | 1 | 0 | 0 | 0 | 0 | 0 | 0 | 0 | 0 | 0 | 0 | 0 | 0 | 0 | 5179.7467
2025-11-03 | 0 | 9.98 | 0 | 0 | 0 | 0 | 0 | 0 | 0 | 0 | 0 | 0 | 0 | 0 | 0 | 1 | 0 | 0 | 0 | 0 | 0 | 0 | 0 | 0 | 0 | 0 | 0 | 0 | 5154.286
2025-11-03 | 0 | 9.64 | 0 | 0 | 0 | 0 | 0 | 0 | 0 | 0 | 0 | 0 | 0 | 0 | 0 | 0 | 1 | 0 | 0 | 0 | 0 | 0 | 0 | 0 | 0 | 0 | 0 | 0 | 5015.2671
2025-11-03 | 0 | 9.43 | 0 | 0 | 0 | 0 | 0 | 0 | 0 | 0 | 0 | 0 | 0 | 0 | 0 | 0 | 0 | 1 | 0 | 0 | 0 | 0 | 0 | 0 | 0 | 0 | 0 | 0 | 4929.8218
2025-11-03 | 0 | 9.05 | 0 | 0 | 0 | 0 | 0 | 0 | 0 | 0 | 0 | 0 | 0 | 0 | 0 | 0 | 0 | 0 | 1 | 0 | 0 | 0 | 0 | 0 | 0 | 0 | 0 | 0 | 4974.3103
2025-11-03 | 0 | 8.88 | 0 | 0 | 0 | 0 | 0 | 0 | 0 | 0 | 0 | 0 | 0 | 0 | 0 | 0 | 0 | 0 | 0 | 1 | 0 | 0 | 0 | 0 | 0 | 0 | 0 | 0 | 5342.2801
2025-11-03 | 0 | 9.23 | 0 | 0 | 0 | 0 | 0 | 0 | 0 | 0 | 0 | 0 | 0 | 0 | 0 | 0 | 0 | 0 | 0 | 0 | 1 | 0 | 0 | 0 | 0 | 0 | 0 | 0 | 5941.4994
2025-11-03 | 0 | 10.01 | 0 | 0 | 0 | 0 | 0 | 0 | 0 | 0 | 0 | 0 | 0 | 0 | 0 | 0 | 0 | 0 | 0 | 0 | 0 | 1 | 0 | 0 | 0 | 0 | 0 | 0 | 6250.7555
2025-11-03 | 0 | 10.78 | 0 | 0 | 0 | 0 | 0 | 0 | 0 | 0 | 0 | 0 | 0 | 0 | 0 | 0 | 0 | 0 | 0 | 0 | 0 | 0 | 1 | 0 | 0 | 0 | 0 | 0 | 6347.1641
2025-11-03 | 0 | 11.25 | 0 | 0 | 0 | 0 | 0 | 0 | 0 | 0 | 0 | 0 | 0 | 0 | 0 | 0 | 0 | 0 | 0 | 0 | 0 | 0 | 0 | 1 | 0 | 0 | 0 | 0 | 6369.2358
2025-11-03 | 0 | 11.36 | 0 | 0 | 0 | 0 | 0 | 0 | 0 | 0 | 0 | 0 | 0 | 0 | 0 | 0 | 0 | 0 | 0 | 0 | 0 | 0 | 0 | 0 | 1 | 0 | 0 | 0 | 6146.4292
2025-11-03 | 0 | 11.76 | 0 | 0 | 0 | 0 | 0 | 0 | 0 | 0 | 0 | 0 | 0 | 0 | 0 | 0 | 0 | 0 | 0 | 0 | 0 | 0 | 0 | 0 | 0 | 1 | 0 | 0 | 5654.993
2025-11-03 | 0 | 12.42 | 0 | 0 | 0 | 0 | 0 | 0 | 0 | 0 | 0 | 0 | 0 | 0 | 0 | 0 | 0 | 0 | 0 | 0 | 0 | 0 | 0 | 0 | 0 | 0 | 1 | 0 | 5103.397
2025-11-03 | 0 | 12.51 | 0 | 0 | 0 | 0 | 0 | 0 | 0 | 0 | 0 | 0 | 0 | 0 | 0 | 0 | 0 | 0 | 0 | 0 | 0 | 0 | 0 | 0 | 0 | 0 | 0 | 1 | 4604.8379
2025-11-04 | 0 | 12.77 | 0 | 0 | 1 | 0 | 0 | 0 | 0 | 0 | 0 | 0 | 0 | 0 | 0 | 0 | 0 | 0 | 0 | 0 | 0 | 0 | 0 | 0 | 0 | 0 | 0 | 0 | 4280.6834
2025-11-04 | 0 | 13.25 | 0 | 0 | 0 | 1 | 0 | 0 | 0 | 0 | 0 | 0 | 0 | 0 | 0 | 0 | 0 | 0 | 0 | 0 | 0 | 0 | 0 | 0 | 0 | 0 | 0 | 0 | 4120.5167
2025-11-04 | 0 | 13.4 | 0 | 0 | 0 | 0 | 1 | 0 | 0 | 0 | 0 | 0 | 0 | 0 | 0 | 0 | 0 | 0 | 0 | 0 | 0 | 0 | 0 | 0 | 0 | 0 | 0 | 0 | 4019.3076
2025-11-04 | 0 | 13.48 | 0 | 0 | 0 | 0 | 0 | 1 | 0 | 0 | 0 | 0 | 0 | 0 | 0 | 0 | 0 | 0 | 0 | 0 | 0 | 0 | 0 | 0 | 0 | 0 | 0 | 0 | 4001.0297
2025-11-04 | 0 | 13.49 | 0 | 0 | 0 | 0 | 0 | 0 | 1 | 0 | 0 | 0 | 0 | 0 | 0 | 0 | 0 | 0 | 0 | 0 | 0 | 0 | 0 | 0 | 0 | 0 | 0 | 0 | 4148.1834
2025-11-04 | 0 | 13.29 | 0 | 0 | 0 | 0 | 0 | 0 | 0 | 1 | 0 | 0 | 0 | 0 | 0 | 0 | 0 | 0 | 0 | 0 | 0 | 0 | 0 | 0 | 0 | 0 | 0 | 0 | 4455.9445
2025-11-04 | 0 | 13.29 | 0 | 0 | 0 | 0 | 0 | 0 | 0 | 0 | 1 | 0 | 0 | 0 | 0 | 0 | 0 | 0 | 0 | 0 | 0 | 0 | 0 | 0 | 0 | 0 | 0 | 0 | 4861.7921
2025-11-04 | 0 | 12.73 | 0 | 0 | 0 | 0 | 0 | 0 | 0 | 0 | 0 | 1 | 0 | 0 | 0 | 0 | 0 | 0 | 0 | 0 | 0 | 0 | 0 | 0 | 0 | 0 | 0 | 0 | 5184.2179
2025-11-04 | 0 | 12.15 | 0 | 0 | 0 | 0 | 0 | 0 | 0 | 0 | 0 | 0 | 1 | 0 | 0 | 0 | 0 | 0 | 0 | 0 | 0 | 0 | 0 | 0 | 0 | 0 | 0 | 0 | 5332.6931
2025-11-04 | 0 | 10.84 | 0 | 0 | 0 | 0 | 0 | 0 | 0 | 0 | 0 | 0 | 0 | 1 | 0 | 0 | 0 | 0 | 0 | 0 | 0 | 0 | 0 | 0 | 0 | 0 | 0 | 0 | 5241.7056
2025-11-04 | 0 | 9.41 | 0 | 0 | 0 | 0 | 0 | 0 | 0 | 0 | 0 | 0 | 0 | 0 | 1 | 0 | 0 | 0 | 0 | 0 | 0 | 0 | 0 | 0 | 0 | 0 | 0 | 0 | 5091.7442
2025-11-04 | 0 | 7.88 | 0 | 0 | 0 | 0 | 0 | 0 | 0 | 0 | 0 | 0 | 0 | 0 | 0 | 1 | 0 | 0 | 0 | 0 | 0 | 0 | 0 | 0 | 0 | 0 | 0 | 0 | 4923.2794
2025-11-04 | 0 | 6.72 | 0 | 0 | 0 | 0 | 0 | 0 | 0 | 0 | 0 | 0 | 0 | 0 | 0 | 0 | 1 | 0 | 0 | 0 | 0 | 0 | 0 | 0 | 0 | 0 | 0 | 0 | 4694.0579
2025-11-04 | 0 | 6.52 | 0.1 | 0 | 0 | 0 | 0 | 0 | 0 | 0 | 0 | 0 | 0 | 0 | 0 | 0 | 0 | 1 | 0 | 0 | 0 | 0 | 0 | 0 | 0 | 0 | 0 | 0 | 4646.4263
2025-11-04 | 0 | 6.56 | 0.13 | 0 | 0 | 0 | 0 | 0 | 0 | 0 | 0 | 0 | 0 | 0 | 0 | 0 | 0 | 0 | 1 | 0 | 0 | 0 | 0 | 0 | 0 | 0 | 0 | 0 | 4748.1303
2025-11-04 | 0 | 6.58 | 0.35 | 0 | 0 | 0 | 0 | 0 | 0 | 0 | 0 | 0 | 0 | 0 | 0 | 0 | 0 | 0 | 0 | 1 | 0 | 0 | 0 | 0 | 0 | 0 | 0 | 0 | 5217.7707
2025-11-04 | 0 | 6.74 | 0.29 | 0 | 0 | 0 | 0 | 0 | 0 | 0 | 0 | 0 | 0 | 0 | 0 | 0 | 0 | 0 | 0 | 0 | 1 | 0 | 0 | 0 | 0 | 0 | 0 | 0 | 5774.0613
2025-11-04 | 0 | 7.43 | 0.12 | 0 | 0 | 0 | 0 | 0 | 0 | 0 | 0 | 0 | 0 | 0 | 0 | 0 | 0 | 0 | 0 | 0 | 0 | 1 | 0 | 0 | 0 | 0 | 0 | 0 | 6011.0038
2025-11-04 | 0 | 7.93 | 0.06 | 0 | 0 | 0 | 0 | 0 | 0 | 0 | 0 | 0 | 0 | 0 | 0 | 0 | 0 | 0 | 0 | 0 | 0 | 0 | 1 | 0 | 0 | 0 | 0 | 0 | 6055.6834
2025-11-04 | 0 | 8.24 | 0.07 | 0 | 0 | 0 | 0 | 0 | 0 | 0 | 0 | 0 | 0 | 0 | 0 | 0 | 0 | 0 | 0 | 0 | 0 | 0 | 0 | 1 | 0 | 0 | 0 | 0 | 6063.8259
2025-11-04 | 0 | 8.47 | 0 | 0 | 0 | 0 | 0 | 0 | 0 | 0 | 0 | 0 | 0 | 0 | 0 | 0 | 0 | 0 | 0 | 0 | 0 | 0 | 0 | 0 | 1 | 0 | 0 | 0 | 5828.5201
2025-11-04 | 0 | 8.94 | 0 | 0 | 0 | 0 | 0 | 0 | 0 | 0 | 0 | 0 | 0 | 0 | 0 | 0 | 0 | 0 | 0 | 0 | 0 | 0 | 0 | 0 | 0 | 1 | 0 | 0 | 5344.7842
2025-11-04 | 0 | 8.85 | 0 | 0 | 0 | 0 | 0 | 0 | 0 | 0 | 0 | 0 | 0 | 0 | 0 | 0 | 0 | 0 | 0 | 0 | 0 | 0 | 0 | 0 | 0 | 0 | 1 | 0 | 4710.6858
2025-11-04 | 0 | 9.24 | 0 | 0 | 0 | 0 | 0 | 0 | 0 | 0 | 0 | 0 | 0 | 0 | 0 | 0 | 0 | 0 | 0 | 0 | 0 | 0 | 0 | 0 | 0 | 0 | 0 | 1 | 4245.1277
2025-11-05 | 0 | 9.2 | 0 | 0 | 1 | 0 | 0 | 0 | 0 | 0 | 0 | 0 | 0 | 0 | 0 | 0 | 0 | 0 | 0 | 0 | 0 | 0 | 0 | 0 | 0 | 0 | 0 | 0 | 3887.9722
2025-11-05 | 0 | 9.24 | 0 | 0 | 0 | 1 | 0 | 0 | 0 | 0 | 0 | 0 | 0 | 0 | 0 | 0 | 0 | 0 | 0 | 0 | 0 | 0 | 0 | 0 | 0 | 0 | 0 | 0 | 3679.4042
2025-11-05 | 0 | 9.38 | 0 | 0 | 0 | 0 | 1 | 0 | 0 | 0 | 0 | 0 | 0 | 0 | 0 | 0 | 0 | 0 | 0 | 0 | 0 | 0 | 0 | 0 | 0 | 0 | 0 | 0 | 3577.0951
2025-11-05 | 0 | 9.58 | 0 | 0 | 0 | 0 | 0 | 1 | 0 | 0 | 0 | 0 | 0 | 0 | 0 | 0 | 0 | 0 | 0 | 0 | 0 | 0 | 0 | 0 | 0 | 0 | 0 | 0 | 3572.0175
2025-11-05 | 0 | 9.87 | 0 | 0 | 0 | 0 | 0 | 0 | 1 | 0 | 0 | 0 | 0 | 0 | 0 | 0 | 0 | 0 | 0 | 0 | 0 | 0 | 0 | 0 | 0 | 0 | 0 | 0 | 3749.9721
2025-11-05 | 0 | 9.96 | 0 | 0 | 0 | 0 | 0 | 0 | 0 | 1 | 0 | 0 | 0 | 0 | 0 | 0 | 0 | 0 | 0 | 0 | 0 | 0 | 0 | 0 | 0 | 0 | 0 | 0 | 4089.6341
2025-11-05 | 0 | 10.1 | 0 | 0 | 0 | 0 | 0 | 0 | 0 | 0 | 1 | 0 | 0 | 0 | 0 | 0 | 0 | 0 | 0 | 0 | 0 | 0 | 0 | 0 | 0 | 0 | 0 | 0 | 4510.8821
2025-11-05 | 0 | 9.86 | 0 | 0 | 0 | 0 | 0 | 0 | 0 | 0 | 0 | 1 | 0 | 0 | 0 | 0 | 0 | 0 | 0 | 0 | 0 | 0 | 0 | 0 | 0 | 0 | 0 | 0 | 4868.5089
2025-11-05 | 0 | 8.9 | 0 | 0 | 0 | 0 | 0 | 0 | 0 | 0 | 0 | 0 | 1 | 0 | 0 | 0 | 0 | 0 | 0 | 0 | 0 | 0 | 0 | 0 | 0 | 0 | 0 | 0 | 4975.1829
2025-11-05 | 0 | 7.82 | 0 | 0 | 0 | 0 | 0 | 0 | 0 | 0 | 0 | 0 | 0 | 1 | 0 | 0 | 0 | 0 | 0 | 0 | 0 | 0 | 0 | 0 | 0 | 0 | 0 | 0 | 4909.4961
2025-11-05 | 0 | 6.92 | 0.35 | 0 | 0 | 0 | 0 | 0 | 0 | 0 | 0 | 0 | 0 | 0 | 1 | 0 | 0 | 0 | 0 | 0 | 0 | 0 | 0 | 0 | 0 | 0 | 0 | 0 | 4946.3342
2025-11-05 | 0 | 6.21 | 0.58 | 0 | 0 | 0 | 0 | 0 | 0 | 0 | 0 | 0 | 0 | 0 | 0 | 1 | 0 | 0 | 0 | 0 | 0 | 0 | 0 | 0 | 0 | 0 | 0 | 0 | 4952.5135
2025-11-05 | 0 | 5.55 | 0.76 | 0 | 0 | 0 | 0 | 0 | 0 | 0 | 0 | 0 | 0 | 0 | 0 | 0 | 1 | 0 | 0 | 0 | 0 | 0 | 0 | 0 | 0 | 0 | 0 | 0 | 4844.3782
2025-11-05 | 0 | 5.3 | 1 | 0 | 0 | 0 | 0 | 0 | 0 | 0 | 0 | 0 | 0 | 0 | 0 | 0 | 0 | 1 | 0 | 0 | 0 | 0 | 0 | 0 | 0 | 0 | 0 | 0 | 4842.6456
2025-11-05 | 0 | 4.75 | 1.18 | 0 | 0 | 0 | 0 | 0 | 0 | 0 | 0 | 0 | 0 | 0 | 0 | 0 | 0 | 0 | 1 | 0 | 0 | 0 | 0 | 0 | 0 | 0 | 0 | 0 | 4934.5182
2025-11-05 | 0 | 4.99 | 1.14 | 0 | 0 | 0 | 0 | 0 | 0 | 0 | 0 | 0 | 0 | 0 | 0 | 0 | 0 | 0 | 0 | 1 | 0 | 0 | 0 | 0 | 0 | 0 | 0 | 0 | 5332.9038
2025-11-05 | 0 | 5.12 | 1.01 | 0 | 0 | 0 | 0 | 0 | 0 | 0 | 0 | 0 | 0 | 0 | 0 | 0 | 0 | 0 | 0 | 0 | 1 | 0 | 0 | 0 | 0 | 0 | 0 | 0 | 5860.1947
2025-11-05 | 0 | 5.69 | 0.74 | 0 | 0 | 0 | 0 | 0 | 0 | 0 | 0 | 0 | 0 | 0 | 0 | 0 | 0 | 0 | 0 | 0 | 0 | 1 | 0 | 0 | 0 | 0 | 0 | 0 | 6047.2232
2025-11-05 | 0 | 6.41 | 0.54 | 0 | 0 | 0 | 0 | 0 | 0 | 0 | 0 | 0 | 0 | 0 | 0 | 0 | 0 | 0 | 0 | 0 | 0 | 0 | 1 | 0 | 0 | 0 | 0 | 0 | 6064.7043
2025-11-05 | 0 | 6.67 | 0.48 | 0 | 0 | 0 | 0 | 0 | 0 | 0 | 0 | 0 | 0 | 0 | 0 | 0 | 0 | 0 | 0 | 0 | 0 | 0 | 0 | 1 | 0 | 0 | 0 | 0 | 6041.6471
2025-11-05 | 0 | 7.1 | 0.2 | 0 | 0 | 0 | 0 | 0 | 0 | 0 | 0 | 0 | 0 | 0 | 0 | 0 | 0 | 0 | 0 | 0 | 0 | 0 | 0 | 0 | 1 | 0 | 0 | 0 | 5751.2432
2025-11-05 | 0 | 7.43 | 0.44 | 0 | 0 | 0 | 0 | 0 | 0 | 0 | 0 | 0 | 0 | 0 | 0 | 0 | 0 | 0 | 0 | 0 | 0 | 0 | 0 | 0 | 0 | 1 | 0 | 0 | 5340.2197
2025-11-05 | 0 | 7.82 | 0.4 | 0 | 0 | 0 | 0 | 0 | 0 | 0 | 0 | 0 | 0 | 0 | 0 | 0 | 0 | 0 | 0 | 0 | 0 | 0 | 0 | 0 | 0 | 0 | 1 | 0 | 4744.2373
2025-11-05 | 0 | 8.2 | 0.24 | 0 | 0 | 0 | 0 | 0 | 0 | 0 | 0 | 0 | 0 | 0 | 0 | 0 | 0 | 0 | 0 | 0 | 0 | 0 | 0 | 0 | 0 | 0 | 0 | 1 | 4218.8372
2025-11-06 | 0 | 8.72 | 0.05 | 0 | 1 | 0 | 0 | 0 | 0 | 0 | 0 | 0 | 0 | 0 | 0 | 0 | 0 | 0 | 0 | 0 | 0 | 0 | 0 | 0 | 0 | 0 | 0 | 0 | 3853.5276
2025-11-06 | 0 | 8.93 | 0.06 | 0 | 0 | 1 | 0 | 0 | 0 | 0 | 0 | 0 | 0 | 0 | 0 | 0 | 0 | 0 | 0 | 0 | 0 | 0 | 0 | 0 | 0 | 0 | 0 | 0 | 3667.3314
2025-11-06 | 0 | 9.03 | 0.2 | 0 | 0 | 0 | 1 | 0 | 0 | 0 | 0 | 0 | 0 | 0 | 0 | 0 | 0 | 0 | 0 | 0 | 0 | 0 | 0 | 0 | 0 | 0 | 0 | 0 | 3612.0213
2025-11-06 | 0 | 9.63 | 0.27 | 0 | 0 | 0 | 0 | 1 | 0 | 0 | 0 | 0 | 0 | 0 | 0 | 0 | 0 | 0 | 0 | 0 | 0 | 0 | 0 | 0 | 0 | 0 | 0 | 0 | 3676.6446
2025-11-06 | 0 | 10.16 | 0.21 | 0 | 0 | 0 | 0 | 0 | 1 | 0 | 0 | 0 | 0 | 0 | 0 | 0 | 0 | 0 | 0 | 0 | 0 | 0 | 0 | 0 | 0 | 0 | 0 | 0 | 3858.9717
2025-11-06 | 0 | 10.51 | 0 | 0 | 0 | 0 | 0 | 0 | 0 | 1 | 0 | 0 | 0 | 0 | 0 | 0 | 0 | 0 | 0 | 0 | 0 | 0 | 0 | 0 | 0 | 0 | 0 | 0 | 4150.1358
2025-11-06 | 0 | 11.02 | 0 | 0 | 0 | 0 | 0 | 0 | 0 | 0 | 1 | 0 | 0 | 0 | 0 | 0 | 0 | 0 | 0 | 0 | 0 | 0 | 0 | 0 | 0 | 0 | 0 | 0 | 4612.085
2025-11-06 | 0 | 11.03 | 0 | 0 | 0 | 0 | 0 | 0 | 0 | 0 | 0 | 1 | 0 | 0 | 0 | 0 | 0 | 0 | 0 | 0 | 0 | 0 | 0 | 0 | 0 | 0 | 0 | 0 | 4997.2125
2025-11-06 | 0 | 10.6 | 0 | 0 | 0 | 0 | 0 | 0 | 0 | 0 | 0 | 0 | 1 | 0 | 0 | 0 | 0 | 0 | 0 | 0 | 0 | 0 | 0 | 0 | 0 | 0 | 0 | 0 | 5162.1882
2025-11-06 | 0 | 9.59 | 0 | 0 | 0 | 0 | 0 | 0 | 0 | 0 | 0 | 0 | 0 | 1 | 0 | 0 | 0 | 0 | 0 | 0 | 0 | 0 | 0 | 0 | 0 | 0 | 0 | 0 | 5104.2017
2025-11-06 | 0 | 8.14 | 0 | 0 | 0 | 0 | 0 | 0 | 0 | 0 | 0 | 0 | 0 | 0 | 1 | 0 | 0 | 0 | 0 | 0 | 0 | 0 | 0 | 0 | 0 | 0 | 0 | 0 | 4952.0402
2025-11-06 | 0 | 7.27 | 0 | 0 | 0 | 0 | 0 | 0 | 0 | 0 | 0 | 0 | 0 | 0 | 0 | 1 | 0 | 0 | 0 | 0 | 0 | 0 | 0 | 0 | 0 | 0 | 0 | 0 | 4856.1775
2025-11-06 | 0 | 6.33 | 0.03 | 0 | 0 | 0 | 0 | 0 | 0 | 0 | 0 | 0 | 0 | 0 | 0 | 0 | 1 | 0 | 0 | 0 | 0 | 0 | 0 | 0 | 0 | 0 | 0 | 0 | 4662.1708
2025-11-06 | 0 | 5.97 | 0.26 | 0 | 0 | 0 | 0 | 0 | 0 | 0 | 0 | 0 | 0 | 0 | 0 | 0 | 0 | 1 | 0 | 0 | 0 | 0 | 0 | 0 | 0 | 0 | 0 | 0 | 4644.6665
2025-11-06 | 0 | 5.87 | 0.36 | 0 | 0 | 0 | 0 | 0 | 0 | 0 | 0 | 0 | 0 | 0 | 0 | 0 | 0 | 0 | 1 | 0 | 0 | 0 | 0 | 0 | 0 | 0 | 0 | 0 | 4756.6696
2025-11-06 | 0 | 6.24 | 0.38 | 0 | 0 | 0 | 0 | 0 | 0 | 0 | 0 | 0 | 0 | 0 | 0 | 0 | 0 | 0 | 0 | 1 | 0 | 0 | 0 | 0 | 0 | 0 | 0 | 0 | 5191.3838
2025-11-06 | 0 | 6.85 | 0.22 | 0 | 0 | 0 | 0 | 0 | 0 | 0 | 0 | 0 | 0 | 0 | 0 | 0 | 0 | 0 | 0 | 0 | 1 | 0 | 0 | 0 | 0 | 0 | 0 | 0 | 5760.462
2025-11-06 | 0 | 7.53 | 0.06 | 0 | 0 | 0 | 0 | 0 | 0 | 0 | 0 | 0 | 0 | 0 | 0 | 0 | 0 | 0 | 0 | 0 | 0 | 1 | 0 | 0 | 0 | 0 | 0 | 0 | 5999.9759
2025-11-06 | 0 | 8.28 | 0 | 0 | 0 | 0 | 0 | 0 | 0 | 0 | 0 | 0 | 0 | 0 | 0 | 0 | 0 | 0 | 0 | 0 | 0 | 0 | 1 | 0 | 0 | 0 | 0 | 0 | 6072.1563
2025-11-06 | 0 | 8.71 | 0 | 0 | 0 | 0 | 0 | 0 | 0 | 0 | 0 | 0 | 0 | 0 | 0 | 0 | 0 | 0 | 0 | 0 | 0 | 0 | 0 | 1 | 0 | 0 | 0 | 0 | 6089.8278
2025-11-06 | 0 | 9.14 | 0 | 0 | 0 | 0 | 0 | 0 | 0 | 0 | 0 | 0 | 0 | 0 | 0 | 0 | 0 | 0 | 0 | 0 | 0 | 0 | 0 | 0 | 1 | 0 | 0 | 0 | 5902.2222
2025-11-06 | 0 | 9.54 | 0 | 0 | 0 | 0 | 0 | 0 | 0 | 0 | 0 | 0 | 0 | 0 | 0 | 0 | 0 | 0 | 0 | 0 | 0 | 0 | 0 | 0 | 0 | 1 | 0 | 0 | 5410.7861
2025-11-06 | 0 | 9.47 | 0 | 0 | 0 | 0 | 0 | 0 | 0 | 0 | 0 | 0 | 0 | 0 | 0 | 0 | 0 | 0 | 0 | 0 | 0 | 0 | 0 | 0 | 0 | 0 | 1 | 0 | 4778.8877
2025-11-06 | 0 | 9.76 | 0 | 0 | 0 | 0 | 0 | 0 | 0 | 0 | 0 | 0 | 0 | 0 | 0 | 0 | 0 | 0 | 0 | 0 | 0 | 0 | 0 | 0 | 0 | 0 | 0 | 1 | 4302.3293
2025-11-07 | 0 | 9.69 | 0 | 0 | 1 | 0 | 0 | 0 | 0 | 0 | 0 | 0 | 0 | 0 | 0 | 0 | 0 | 0 | 0 | 0 | 0 | 0 | 0 | 0 | 0 | 0 | 0 | 0 | 3941.8738
2025-11-07 | 0 | 10.38 | 0 | 0 | 0 | 1 | 0 | 0 | 0 | 0 | 0 | 0 | 0 | 0 | 0 | 0 | 0 | 0 | 0 | 0 | 0 | 0 | 0 | 0 | 0 | 0 | 0 | 0 | 3804.8077
2025-11-07 | 0 | 10.55 | 0 | 0 | 0 | 0 | 1 | 0 | 0 | 0 | 0 | 0 | 0 | 0 | 0 | 0 | 0 | 0 | 0 | 0 | 0 | 0 | 0 | 0 | 0 | 0 | 0 | 0 | 3705.7987
2025-11-07 | 0 | 10.84 | 0 | 0 | 0 | 0 | 0 | 1 | 0 | 0 | 0 | 0 | 0 | 0 | 0 | 0 | 0 | 0 | 0 | 0 | 0 | 0 | 0 | 0 | 0 | 0 | 0 | 0 | 3710.6214
2025-11-07 | 0 | 11.22 | 0 | 0 | 0 | 0 | 0 | 0 | 1 | 0 | 0 | 0 | 0 | 0 | 0 | 0 | 0 | 0 | 0 | 0 | 0 | 0 | 0 | 0 | 0 | 0 | 0 | 0 | 3898.4763
2025-11-07 | 0 | 11.39 | 0 | 0 | 0 | 0 | 0 | 0 | 0 | 1 | 0 | 0 | 0 | 0 | 0 | 0 | 0 | 0 | 0 | 0 | 0 | 0 | 0 | 0 | 0 | 0 | 0 | 0 | 4246.9385
2025-11-07 | 0 | 11.54 | 0 | 0 | 0 | 0 | 0 | 0 | 0 | 0 | 1 | 0 | 0 | 0 | 0 | 0 | 0 | 0 | 0 | 0 | 0 | 0 | 0 | 0 | 0 | 0 | 0 | 0 | 4669.2866
2025-11-07 | 0 | 12.23 | 0 | 0 | 0 | 0 | 0 | 0 | 0 | 0 | 0 | 1 | 0 | 0 | 0 | 0 | 0 | 0 | 0 | 0 | 0 | 0 | 0 | 0 | 0 | 0 | 0 | 0 | 5129.2163
2025-11-07 | 0 | 11.58 | 0 | 0 | 0 | 0 | 0 | 0 | 0 | 0 | 0 | 0 | 1 | 0 | 0 | 0 | 0 | 0 | 0 | 0 | 0 | 0 | 0 | 0 | 0 | 0 | 0 | 0 | 5269.9913
2025-11-07 | 0 | 10.25 | 0 | 0 | 0 | 0 | 0 | 0 | 0 | 0 | 0 | 0 | 0 | 1 | 0 | 0 | 0 | 0 | 0 | 0 | 0 | 0 | 0 | 0 | 0 | 0 | 0 | 0 | 5176.8038
2025-11-07 | 0 | 9.12 | 0 | 0 | 0 | 0 | 0 | 0 | 0 | 0 | 0 | 0 | 0 | 0 | 1 | 0 | 0 | 0 | 0 | 0 | 0 | 0 | 0 | 0 | 0 | 0 | 0 | 0 | 5059.8433
2025-11-07 | 0 | 8.28 | 0.07 | 0 | 0 | 0 | 0 | 0 | 0 | 0 | 0 | 0 | 0 | 0 | 0 | 1 | 0 | 0 | 0 | 0 | 0 | 0 | 0 | 0 | 0 | 0 | 0 | 0 | 4992.9803
2025-11-07 | 0 | 7.95 | 0.15 | 0 | 0 | 0 | 0 | 0 | 0 | 0 | 0 | 0 | 0 | 0 | 0 | 0 | 1 | 0 | 0 | 0 | 0 | 0 | 0 | 0 | 0 | 0 | 0 | 0 | 4884.4323
2025-11-07 | 0 | 7.65 | 0.27 | 0 | 0 | 0 | 0 | 0 | 0 | 0 | 0 | 0 | 0 | 0 | 0 | 0 | 0 | 1 | 0 | 0 | 0 | 0 | 0 | 0 | 0 | 0 | 0 | 0 | 4833.1431
2025-11-07 | 0 | 7.67 | 0.26 | 0 | 0 | 0 | 0 | 0 | 0 | 0 | 0 | 0 | 0 | 0 | 0 | 0 | 0 | 0 | 1 | 0 | 0 | 0 | 0 | 0 | 0 | 0 | 0 | 0 | 4917.9615
2025-11-07 | 0 | 7.53 | 0.29 | 0 | 0 | 0 | 0 | 0 | 0 | 0 | 0 | 0 | 0 | 0 | 0 | 0 | 0 | 0 | 0 | 1 | 0 | 0 | 0 | 0 | 0 | 0 | 0 | 0 | 5300.2455
2025-11-07 | 0 | 8.09 | 0.12 | 0 | 0 | 0 | 0 | 0 | 0 | 0 | 0 | 0 | 0 | 0 | 0 | 0 | 0 | 0 | 0 | 0 | 1 | 0 | 0 | 0 | 0 | 0 | 0 | 0 | 5860.1522
2025-11-07 | 0 | 9 | 0.1 | 0 | 0 | 0 | 0 | 0 | 0 | 0 | 0 | 0 | 0 | 0 | 0 | 0 | 0 | 0 | 0 | 0 | 0 | 1 | 0 | 0 | 0 | 0 | 0 | 0 | 6176.366
2025-11-07 | 0 | 9.85 | 0 | 0 | 0 | 0 | 0 | 0 | 0 | 0 | 0 | 0 | 0 | 0 | 0 | 0 | 0 | 0 | 0 | 0 | 0 | 0 | 1 | 0 | 0 | 0 | 0 | 0 | 6244.8612
2025-11-07 | 0 | 10.25 | 0 | 0 | 0 | 0 | 0 | 0 | 0 | 0 | 0 | 0 | 0 | 0 | 0 | 0 | 0 | 0 | 0 | 0 | 0 | 0 | 0 | 1 | 0 | 0 | 0 | 0 | 6259.2327
2025-11-07 | 0 | 10.79 | 0 | 0 | 0 | 0 | 0 | 0 | 0 | 0 | 0 | 0 | 0 | 0 | 0 | 0 | 0 | 0 | 0 | 0 | 0 | 0 | 0 | 0 | 1 | 0 | 0 | 0 | 6083.7274
2025-11-07 | 0 | 11.49 | 0 | 0 | 0 | 0 | 0 | 0 | 0 | 0 | 0 | 0 | 0 | 0 | 0 | 0 | 0 | 0 | 0 | 0 | 0 | 0 | 0 | 0 | 0 | 1 | 0 | 0 | 5625.2922
2025-11-07 | 0 | 11.97 | 0 | 0 | 0 | 0 | 0 | 0 | 0 | 0 | 0 | 0 | 0 | 0 | 0 | 0 | 0 | 0 | 0 | 0 | 0 | 0 | 0 | 0 | 0 | 0 | 1 | 0 | 5053.8956
2025-11-07 | 0 | 12.47 | 0 | 0 | 0 | 0 | 0 | 0 | 0 | 0 | 0 | 0 | 0 | 0 | 0 | 0 | 0 | 0 | 0 | 0 | 0 | 0 | 0 | 0 | 0 | 0 | 0 | 1 | 4600.4378
2025-11-08 | 0 | 12.77 | 0 | 1 | 1 | 0 | 0 | 0 | 0 | 0 | 0 | 0 | 0 | 0 | 0 | 0 | 0 | 0 | 0 | 0 | 0 | 0 | 0 | 0 | 0 | 0 | 0 | 0 | 4559.1579
2025-11-08 | 0 | 13.6 | 0 | 1 | 0 | 1 | 0 | 0 | 0 | 0 | 0 | 0 | 0 | 0 | 0 | 0 | 0 | 0 | 0 | 0 | 0 | 0 | 0 | 0 | 0 | 0 | 0 | 0 | 4437.4923
2025-11-08 | 0 | 13.88 | 0 | 1 | 0 | 0 | 1 | 0 | 0 | 0 | 0 | 0 | 0 | 0 | 0 | 0 | 0 | 0 | 0 | 0 | 0 | 0 | 0 | 0 | 0 | 0 | 0 | 0 | 4350.5836
2025-11-08 | 0 | 14.41 | 0 | 1 | 0 | 0 | 0 | 1 | 0 | 0 | 0 | 0 | 0 | 0 | 0 | 0 | 0 | 0 | 0 | 0 | 0 | 0 | 0 | 0 | 0 | 0 | 0 | 0 | 4381.8071
2025-11-08 | 0 | 14.41 | 0 | 1 | 0 | 0 | 0 | 0 | 1 | 0 | 0 | 0 | 0 | 0 | 0 | 0 | 0 | 0 | 0 | 0 | 0 | 0 | 0 | 0 | 0 | 0 | 0 | 0 | 4527.8607
2025-11-08 | 0 | 14.72 | 0 | 1 | 0 | 0 | 0 | 0 | 0 | 1 | 0 | 0 | 0 | 0 | 0 | 0 | 0 | 0 | 0 | 0 | 0 | 0 | 0 | 0 | 0 | 0 | 0 | 0 | 4891.7234
2025-11-08 | 0 | 14.81 | 0 | 1 | 0 | 0 | 0 | 0 | 0 | 0 | 1 | 0 | 0 | 0 | 0 | 0 | 0 | 0 | 0 | 0 | 0 | 0 | 0 | 0 | 0 | 0 | 0 | 0 | 5307.4713
2025-11-08 | 0 | 15.1 | 0 | 1 | 0 | 0 | 0 | 0 | 0 | 0 | 0 | 1 | 0 | 0 | 0 | 0 | 0 | 0 | 0 | 0 | 0 | 0 | 0 | 0 | 0 | 0 | 0 | 0 | 5723.3997
2025-11-08 | 0 | 14.17 | 0 | 1 | 0 | 0 | 0 | 0 | 0 | 0 | 0 | 0 | 1 | 0 | 0 | 0 | 0 | 0 | 0 | 0 | 0 | 0 | 0 | 0 | 0 | 0 | 0 | 0 | 5833.3739
2025-11-08 | 0 | 12.64 | 0 | 1 | 0 | 0 | 0 | 0 | 0 | 0 | 0 | 0 | 0 | 1 | 0 | 0 | 0 | 0 | 0 | 0 | 0 | 0 | 0 | 0 | 0 | 0 | 0 | 0 | 5718.1857
2025-11-08 | 0 | 11.21 | 0 | 1 | 0 | 0 | 0 | 0 | 0 | 0 | 0 | 0 | 0 | 0 | 1 | 0 | 0 | 0 | 0 | 0 | 0 | 0 | 0 | 0 | 0 | 0 | 0 | 0 | 5568.2243
2025-11-08 | 0 | 9.87 | 0 | 1 | 0 | 0 | 0 | 0 | 0 | 0 | 0 | 0 | 0 | 0 | 0 | 1 | 0 | 0 | 0 | 0 | 0 | 0 | 0 | 0 | 0 | 0 | 0 | 0 | 5420.6601
2025-11-08 | 0 | 9.49 | 0.19 | 1 | 0 | 0 | 0 | 0 | 0 | 0 | 0 | 0 | 0 | 0 | 0 | 0 | 1 | 0 | 0 | 0 | 0 | 0 | 0 | 0 | 0 | 0 | 0 | 0 | 5346.997
2025-11-08 | 0 | 8.98 | 0.11 | 1 | 0 | 0 | 0 | 0 | 0 | 0 | 0 | 0 | 0 | 0 | 0 | 0 | 0 | 1 | 0 | 0 | 0 | 0 | 0 | 0 | 0 | 0 | 0 | 0 | 5199.1799
2025-11-08 | 0 | 8.7 | 0.18 | 1 | 0 | 0 | 0 | 0 | 0 | 0 | 0 | 0 | 0 | 0 | 0 | 0 | 0 | 0 | 1 | 0 | 0 | 0 | 0 | 0 | 0 | 0 | 0 | 0 | 5280.3683
2025-11-08 | 0 | 8.83 | 0.23 | 1 | 0 | 0 | 0 | 0 | 0 | 0 | 0 | 0 | 0 | 0 | 0 | 0 | 0 | 0 | 0 | 1 | 0 | 0 | 0 | 0 | 0 | 0 | 0 | 0 | 5699.6958
2025-11-08 | 0 | 9.32 | 0.21 | 1 | 0 | 0 | 0 | 0 | 0 | 0 | 0 | 0 | 0 | 0 | 0 | 0 | 0 | 0 | 0 | 0 | 1 | 0 | 0 | 0 | 0 | 0 | 0 | 0 | 6306.9728
2025-11-08 | 0 | 10.51 | 0 | 1 | 0 | 0 | 0 | 0 | 0 | 0 | 0 | 0 | 0 | 0 | 0 | 0 | 0 | 0 | 0 | 0 | 0 | 1 | 0 | 0 | 0 | 0 | 0 | 0 | 6584.2315
2025-11-08 | 0 | 11.37 | 0 | 1 | 0 | 0 | 0 | 0 | 0 | 0 | 0 | 0 | 0 | 0 | 0 | 0 | 0 | 0 | 0 | 0 | 0 | 0 | 1 | 0 | 0 | 0 | 0 | 0 | 6690.5404
2025-11-08 | 0 | 11.74 | 0 | 1 | 0 | 0 | 0 | 0 | 0 | 0 | 0 | 0 | 0 | 0 | 0 | 0 | 0 | 0 | 0 | 0 | 0 | 0 | 0 | 1 | 0 | 0 | 0 | 0 | 6701.6118
2025-11-08 | 0 | 12.26 | 0 | 1 | 0 | 0 | 0 | 0 | 0 | 0 | 0 | 0 | 0 | 0 | 0 | 0 | 0 | 0 | 0 | 0 | 0 | 0 | 0 | 0 | 1 | 0 | 0 | 0 | 6523.9064
2025-11-08 | 0 | 12.49 | 0 | 1 | 0 | 0 | 0 | 0 | 0 | 0 | 0 | 0 | 0 | 0 | 0 | 0 | 0 | 0 | 0 | 0 | 0 | 0 | 0 | 0 | 0 | 1 | 0 | 0 | 6013.7698
2025-11-08 | 0 | 12.89 | 0 | 1 | 0 | 0 | 0 | 0 | 0 | 0 | 0 | 0 | 0 | 0 | 0 | 0 | 0 | 0 | 0 | 0 | 0 | 0 | 0 | 0 | 0 | 0 | 1 | 0 | 5433.5729
2025-11-08 | 0 | 12.91 | 0 | 1 | 0 | 0 | 0 | 0 | 0 | 0 | 0 | 0 | 0 | 0 | 0 | 0 | 0 | 0 | 0 | 0 | 0 | 0 | 0 | 0 | 0 | 0 | 0 | 1 | 4927.3136
2025-11-09 | 0 | 13.32 | 0 | 1 | 1 | 0 | 0 | 0 | 0 | 0 | 0 | 0 | 0 | 0 | 0 | 0 | 0 | 0 | 0 | 0 | 0 | 0 | 0 | 0 | 0 | 0 | 0 | 0 | 4619.6596
2025-11-09 | 0 | 13.53 | 0 | 1 | 0 | 1 | 0 | 0 | 0 | 0 | 0 | 0 | 0 | 0 | 0 | 0 | 0 | 0 | 0 | 0 | 0 | 0 | 0 | 0 | 0 | 0 | 0 | 0 | 4429.792
2025-11-09 | 0 | 13.79 | 0 | 1 | 0 | 0 | 1 | 0 | 0 | 0 | 0 | 0 | 0 | 0 | 0 | 0 | 0 | 0 | 0 | 0 | 0 | 0 | 0 | 0 | 0 | 0 | 0 | 0 | 4340.6833
2025-11-09 | 0 | 13.85 | 0 | 1 | 0 | 0 | 0 | 1 | 0 | 0 | 0 | 0 | 0 | 0 | 0 | 0 | 0 | 0 | 0 | 0 | 0 | 0 | 0 | 0 | 0 | 0 | 0 | 0 | 4320.2053
2025-11-09 | 0 | 14.09 | 0 | 1 | 0 | 0 | 0 | 0 | 1 | 0 | 0 | 0 | 0 | 0 | 0 | 0 | 0 | 0 | 0 | 0 | 0 | 0 | 0 | 0 | 0 | 0 | 0 | 0 | 4492.6597
2025-11-09 | 0 | 14.32 | 0 | 1 | 0 | 0 | 0 | 0 | 0 | 1 | 0 | 0 | 0 | 0 | 0 | 0 | 0 | 0 | 0 | 0 | 0 | 0 | 0 | 0 | 0 | 0 | 0 | 0 | 4847.7222
2025-11-09 | 0 | 14.65 | 0 | 1 | 0 | 0 | 0 | 0 | 0 | 0 | 1 | 0 | 0 | 0 | 0 | 0 | 0 | 0 | 0 | 0 | 0 | 0 | 0 | 0 | 0 | 0 | 0 | 0 | 5289.8708
2025-11-09 | 0 | 14.55 | 0 | 1 | 0 | 0 | 0 | 0 | 0 | 0 | 0 | 1 | 0 | 0 | 0 | 0 | 0 | 0 | 0 | 0 | 0 | 0 | 0 | 0 | 0 | 0 | 0 | 0 | 5662.898
2025-11-09 | 0 | 13.76 | 0 | 1 | 0 | 0 | 0 | 0 | 0 | 0 | 0 | 0 | 1 | 0 | 0 | 0 | 0 | 0 | 0 | 0 | 0 | 0 | 0 | 0 | 0 | 0 | 0 | 0 | 5788.2726
2025-11-09 | 0 | 12.76 | 0 | 1 | 0 | 0 | 0 | 0 | 0 | 0 | 0 | 0 | 0 | 1 | 0 | 0 | 0 | 0 | 0 | 0 | 0 | 0 | 0 | 0 | 0 | 0 | 0 | 0 | 5731.3861
2025-11-09 | 0 | 11.81 | 0 | 1 | 0 | 0 | 0 | 0 | 0 | 0 | 0 | 0 | 0 | 0 | 1 | 0 | 0 | 0 | 0 | 0 | 0 | 0 | 0 | 0 | 0 | 0 | 0 | 0 | 5634.2261
2025-11-09 | 0 | 11.13 | 0 | 1 | 0 | 0 | 0 | 0 | 0 | 0 | 0 | 0 | 0 | 0 | 0 | 1 | 0 | 0 | 0 | 0 | 0 | 0 | 0 | 0 | 0 | 0 | 0 | 0 | 5559.2641
2025-11-09 | 0 | 10.94 | 0 | 1 | 0 | 0 | 0 | 0 | 0 | 0 | 0 | 0 | 0 | 0 | 0 | 0 | 1 | 0 | 0 | 0 | 0 | 0 | 0 | 0 | 0 | 0 | 0 | 0 | 5436.7456
2025-11-09 | 0 | 10.46 | 0.03 | 1 | 0 | 0 | 0 | 0 | 0 | 0 | 0 | 0 | 0 | 0 | 0 | 0 | 0 | 1 | 0 | 0 | 0 | 0 | 0 | 0 | 0 | 0 | 0 | 0 | 5332.6135
2025-11-09 | 0 | 10.12 | 0.09 | 1 | 0 | 0 | 0 | 0 | 0 | 0 | 0 | 0 | 0 | 0 | 0 | 0 | 0 | 0 | 1 | 0 | 0 | 0 | 0 | 0 | 0 | 0 | 0 | 0 | 5403.5304
2025-11-09 | 0 | 10.31 | 0.13 | 1 | 0 | 0 | 0 | 0 | 0 | 0 | 0 | 0 | 0 | 0 | 0 | 0 | 0 | 0 | 0 | 1 | 0 | 0 | 0 | 0 | 0 | 0 | 0 | 0 | 5825.7868
2025-11-09 | 0 | 10.75 | 0 | 1 | 0 | 0 | 0 | 0 | 0 | 0 | 0 | 0 | 0 | 0 | 0 | 0 | 0 | 0 | 0 | 0 | 1 | 0 | 0 | 0 | 0 | 0 | 0 | 0 | 6387.1786
2025-11-09 | 0 | 11.61 | 0 | 1 | 0 | 0 | 0 | 0 | 0 | 0 | 0 | 0 | 0 | 0 | 0 | 0 | 0 | 0 | 0 | 0 | 0 | 1 | 0 | 0 | 0 | 0 | 0 | 0 | 6705.2349
2025-11-09 | 0 | 12.41 | 0 | 1 | 0 | 0 | 0 | 0 | 0 | 0 | 0 | 0 | 0 | 0 | 0 | 0 | 0 | 0 | 0 | 0 | 0 | 0 | 1 | 0 | 0 | 0 | 0 | 0 | 6804.9437
2025-11-09 | 0 | 12.79 | 0 | 1 | 0 | 0 | 0 | 0 | 0 | 0 | 0 | 0 | 0 | 0 | 0 | 0 | 0 | 0 | 0 | 0 | 0 | 0 | 0 | 1 | 0 | 0 | 0 | 0 | 6817.1151
2025-11-09 | 0 | 13.19 | 0 | 1 | 0 | 0 | 0 | 0 | 0 | 0 | 0 | 0 | 0 | 0 | 0 | 0 | 0 | 0 | 0 | 0 | 0 | 0 | 0 | 0 | 1 | 0 | 0 | 0 | 6626.2093
2025-11-09 | 0 | 13.52 | 0 | 1 | 0 | 0 | 0 | 0 | 0 | 0 | 0 | 0 | 0 | 0 | 0 | 0 | 0 | 0 | 0 | 0 | 0 | 0 | 0 | 0 | 0 | 1 | 0 | 0 | 6127.073
2025-11-09 | 0 | 13.9 | 0 | 1 | 0 | 0 | 0 | 0 | 0 | 0 | 0 | 0 | 0 | 0 | 0 | 0 | 0 | 0 | 0 | 0 | 0 | 0 | 0 | 0 | 0 | 0 | 1 | 0 | 5544.6761
2025-11-09 | 0 | 14.32 | 0 | 1 | 0 | 0 | 0 | 0 | 0 | 0 | 0 | 0 | 0 | 0 | 0 | 0 | 0 | 0 | 0 | 0 | 0 | 0 | 0 | 0 | 0 | 0 | 0 | 1 | 5082.418
2025-11-10 | 0 | 14.24 | 0 | 0 | 1 | 0 | 0 | 0 | 0 | 0 | 0 | 0 | 0 | 0 | 0 | 0 | 0 | 0 | 0 | 0 | 0 | 0 | 0 | 0 | 0 | 0 | 0 | 0 | 4442.388
2025-11-10 | 0 | 15.15 | 0 | 0 | 0 | 1 | 0 | 0 | 0 | 0 | 0 | 0 | 0 | 0 | 0 | 0 | 0 | 0 | 0 | 0 | 0 | 0 | 0 | 0 | 0 | 0 | 0 | 0 | 4329.5227
2025-11-10 | 0 | 15.11 | 0 | 0 | 0 | 0 | 1 | 0 | 0 | 0 | 0 | 0 | 0 | 0 | 0 | 0 | 0 | 0 | 0 | 0 | 0 | 0 | 0 | 0 | 0 | 0 | 0 | 0 | 4207.413
2025-11-10 | 0 | 15.47 | 0 | 0 | 0 | 0 | 0 | 1 | 0 | 0 | 0 | 0 | 0 | 0 | 0 | 0 | 0 | 0 | 0 | 0 | 0 | 0 | 0 | 0 | 0 | 0 | 0 | 0 | 4219.9359
2025-11-10 | 0 | 15.77 | 0 | 0 | 0 | 0 | 0 | 0 | 1 | 0 | 0 | 0 | 0 | 0 | 0 | 0 | 0 | 0 | 0 | 0 | 0 | 0 | 0 | 0 | 0 | 0 | 0 | 0 | 4398.9905
2025-11-10 | 0 | 15.85 | 0 | 0 | 0 | 0 | 0 | 0 | 0 | 1 | 0 | 0 | 0 | 0 | 0 | 0 | 0 | 0 | 0 | 0 | 0 | 0 | 0 | 0 | 0 | 0 | 0 | 0 | 4737.5525
2025-11-10 | 0 | 15.74 | 0 | 0 | 0 | 0 | 0 | 0 | 0 | 0 | 1 | 0 | 0 | 0 | 0 | 0 | 0 | 0 | 0 | 0 | 0 | 0 | 0 | 0 | 0 | 0 | 0 | 0 | 5131.2998
2025-11-10 | 0 | 15.8 | 0 | 0 | 0 | 0 | 0 | 0 | 0 | 0 | 0 | 1 | 0 | 0 | 0 | 0 | 0 | 0 | 0 | 0 | 0 | 0 | 0 | 0 | 0 | 0 | 0 | 0 | 5521.9275
2025-11-10 | 0 | 15.34 | 0 | 0 | 0 | 0 | 0 | 0 | 0 | 0 | 0 | 0 | 1 | 0 | 0 | 0 | 0 | 0 | 0 | 0 | 0 | 0 | 0 | 0 | 0 | 0 | 0 | 0 | 5683.6031
2025-11-10 | 0 | 13.7 | 0 | 0 | 0 | 0 | 0 | 0 | 0 | 0 | 0 | 0 | 0 | 1 | 0 | 0 | 0 | 0 | 0 | 0 | 0 | 0 | 0 | 0 | 0 | 0 | 0 | 0 | 5556.3146
2025-11-10 | 0 | 11.93 | 0 | 0 | 0 | 0 | 0 | 0 | 0 | 0 | 0 | 0 | 0 | 0 | 1 | 0 | 0 | 0 | 0 | 0 | 0 | 0 | 0 | 0 | 0 | 0 | 0 | 0 | 5368.9521
2025-11-10 | 0 | 10.74 | 0.21 | 0 | 0 | 0 | 0 | 0 | 0 | 0 | 0 | 0 | 0 | 0 | 0 | 1 | 0 | 0 | 0 | 0 | 0 | 0 | 0 | 0 | 0 | 0 | 0 | 0 | 5314.9871
2025-11-10 | 0 | 10.26 | 0.53 | 0 | 0 | 0 | 0 | 0 | 0 | 0 | 0 | 0 | 0 | 0 | 0 | 0 | 1 | 0 | 0 | 0 | 0 | 0 | 0 | 0 | 0 | 0 | 0 | 0 | 5278.0515
2025-11-10 | 0 | 9.9 | 0.78 | 0 | 0 | 0 | 0 | 0 | 0 | 0 | 0 | 0 | 0 | 0 | 0 | 0 | 0 | 1 | 0 | 0 | 0 | 0 | 0 | 0 | 0 | 0 | 0 | 0 | 5267.8899
2025-11-10 | 0 | 9.67 | 0.92 | 0 | 0 | 0 | 0 | 0 | 0 | 0 | 0 | 0 | 0 | 0 | 0 | 0 | 0 | 0 | 1 | 0 | 0 | 0 | 0 | 0 | 0 | 0 | 0 | 0 | 5380.2781
2025-11-10 | 0 | 9.8 | 0.73 | 0 | 0 | 0 | 0 | 0 | 0 | 0 | 0 | 0 | 0 | 0 | 0 | 0 | 0 | 0 | 0 | 1 | 0 | 0 | 0 | 0 | 0 | 0 | 0 | 0 | 5711.4928
2025-11-10 | 0 | 10.26 | 0.6 | 0 | 0 | 0 | 0 | 0 | 0 | 0 | 0 | 0 | 0 | 0 | 0 | 0 | 0 | 0 | 0 | 0 | 1 | 0 | 0 | 0 | 0 | 0 | 0 | 0 | 6275.0847
2025-11-10 | 0 | 10.83 | 0.33 | 0 | 0 | 0 | 0 | 0 | 0 | 0 | 0 | 0 | 0 | 0 | 0 | 0 | 0 | 0 | 0 | 0 | 0 | 1 | 0 | 0 | 0 | 0 | 0 | 0 | 6462.1132
2025-11-10 | 0 | 11.24 | 0.21 | 0 | 0 | 0 | 0 | 0 | 0 | 0 | 0 | 0 | 0 | 0 | 0 | 0 | 0 | 0 | 0 | 0 | 0 | 0 | 1 | 0 | 0 | 0 | 0 | 0 | 6474.8643
2025-11-10 | 0 | 11.57 | 0.12 | 0 | 0 | 0 | 0 | 0 | 0 | 0 | 0 | 0 | 0 | 0 | 0 | 0 | 0 | 0 | 0 | 0 | 0 | 0 | 0 | 1 | 0 | 0 | 0 | 0 | 6448.4932
2025-11-10 | 0 | 11.7 | 0 | 0 | 0 | 0 | 0 | 0 | 0 | 0 | 0 | 0 | 0 | 0 | 0 | 0 | 0 | 0 | 0 | 0 | 0 | 0 | 0 | 0 | 1 | 0 | 0 | 0 | 6183.8302
2025-11-10 | 0 | 12.08 | 0 | 0 | 0 | 0 | 0 | 0 | 0 | 0 | 0 | 0 | 0 | 0 | 0 | 0 | 0 | 0 | 0 | 0 | 0 | 0 | 0 | 0 | 0 | 1 | 0 | 0 | 5690.194
2025-11-10 | 0 | 12.74 | 0 | 0 | 0 | 0 | 0 | 0 | 0 | 0 | 0 | 0 | 0 | 0 | 0 | 0 | 0 | 0 | 0 | 0 | 0 | 0 | 0 | 0 | 0 | 0 | 1 | 0 | 5138.598
2025-11-10 | 0 | 12.84 | 0 | 0 | 0 | 0 | 0 | 0 | 0 | 0 | 0 | 0 | 0 | 0 | 0 | 0 | 0 | 0 | 0 | 0 | 0 | 0 | 0 | 0 | 0 | 0 | 0 | 1 | 4641.139
2025-11-11 | 0 | 13.07 | 0 | 0 | 1 | 0 | 0 | 0 | 0 | 0 | 0 | 0 | 0 | 0 | 0 | 0 | 0 | 0 | 0 | 0 | 0 | 0 | 0 | 0 | 0 | 0 | 0 | 0 | 4313.6844
2025-11-11 | 0 | 13.16 | 0 | 0 | 0 | 1 | 0 | 0 | 0 | 0 | 0 | 0 | 0 | 0 | 0 | 0 | 0 | 0 | 0 | 0 | 0 | 0 | 0 | 0 | 0 | 0 | 0 | 0 | 4110.6164
2025-11-11 | 0 | 13.32 | 0 | 0 | 0 | 0 | 1 | 0 | 0 | 0 | 0 | 0 | 0 | 0 | 0 | 0 | 0 | 0 | 0 | 0 | 0 | 0 | 0 | 0 | 0 | 0 | 0 | 0 | 4010.5074
2025-11-11 | 0 | 13.58 | 0 | 0 | 0 | 0 | 0 | 1 | 0 | 0 | 0 | 0 | 0 | 0 | 0 | 0 | 0 | 0 | 0 | 0 | 0 | 0 | 0 | 0 | 0 | 0 | 0 | 0 | 4012.03
2025-11-11 | 0 | 13.68 | 0 | 0 | 0 | 0 | 0 | 0 | 1 | 0 | 0 | 0 | 0 | 0 | 0 | 0 | 0 | 0 | 0 | 0 | 0 | 0 | 0 | 0 | 0 | 0 | 0 | 0 | 4169.084
2025-11-11 | 0 | 13.73 | 0 | 0 | 0 | 0 | 0 | 0 | 0 | 1 | 0 | 0 | 0 | 0 | 0 | 0 | 0 | 0 | 0 | 0 | 0 | 0 | 0 | 0 | 0 | 0 | 0 | 0 | 4504.3459
2025-11-11 | 0 | 13.75 | 0 | 0 | 0 | 0 | 0 | 0 | 0 | 0 | 1 | 0 | 0 | 0 | 0 | 0 | 0 | 0 | 0 | 0 | 0 | 0 | 0 | 0 | 0 | 0 | 0 | 0 | 4912.3936
2025-11-11 | 0 | 14.19 | 0 | 0 | 0 | 0 | 0 | 0 | 0 | 0 | 0 | 1 | 0 | 0 | 0 | 0 | 0 | 0 | 0 | 0 | 0 | 0 | 0 | 0 | 0 | 0 | 0 | 0 | 5344.8224
2025-11-11 | 0 | 13.72 | 0 | 0 | 0 | 0 | 0 | 0 | 0 | 0 | 0 | 0 | 1 | 0 | 0 | 0 | 0 | 0 | 0 | 0 | 0 | 0 | 0 | 0 | 0 | 0 | 0 | 0 | 5505.398
2025-11-11 | 0 | 12.9 | 0 | 0 | 0 | 0 | 0 | 0 | 0 | 0 | 0 | 0 | 0 | 1 | 0 | 0 | 0 | 0 | 0 | 0 | 0 | 0 | 0 | 0 | 0 | 0 | 0 | 0 | 5468.3121
2025-11-11 | 0 | 12.47 | 0 | 0 | 0 | 0 | 0 | 0 | 0 | 0 | 0 | 0 | 0 | 0 | 1 | 0 | 0 | 0 | 0 | 0 | 0 | 0 | 0 | 0 | 0 | 0 | 0 | 0 | 5428.3538
2025-11-11 | 0 | 11.86 | 0 | 0 | 0 | 0 | 0 | 0 | 0 | 0 | 0 | 0 | 0 | 0 | 0 | 1 | 0 | 0 | 0 | 0 | 0 | 0 | 0 | 0 | 0 | 0 | 0 | 0 | 5361.0919
2025-11-11 | 0 | 11.87 | 0 | 0 | 0 | 0 | 0 | 0 | 0 | 0 | 0 | 0 | 0 | 0 | 0 | 0 | 1 | 0 | 0 | 0 | 0 | 0 | 0 | 0 | 0 | 0 | 0 | 0 | 5260.5741
2025-11-11 | 0 | 12.02 | 0 | 0 | 0 | 0 | 0 | 0 | 0 | 0 | 0 | 0 | 0 | 0 | 0 | 0 | 0 | 1 | 0 | 0 | 0 | 0 | 0 | 0 | 0 | 0 | 0 | 0 | 5214.7299
2025-11-11 | 0 | 12.02 | 0 | 0 | 0 | 0 | 0 | 0 | 0 | 0 | 0 | 0 | 0 | 0 | 0 | 0 | 0 | 0 | 1 | 0 | 0 | 0 | 0 | 0 | 0 | 0 | 0 | 0 | 5301.0196
2025-11-11 | 0 | 12.15 | 0 | 0 | 0 | 0 | 0 | 0 | 0 | 0 | 0 | 0 | 0 | 0 | 0 | 0 | 0 | 0 | 0 | 1 | 0 | 0 | 0 | 0 | 0 | 0 | 0 | 0 | 5701.9903
2025-11-11 | 0 | 12.96 | 0 | 0 | 0 | 0 | 0 | 0 | 0 | 0 | 0 | 0 | 0 | 0 | 0 | 0 | 0 | 0 | 0 | 0 | 1 | 0 | 0 | 0 | 0 | 0 | 0 | 0 | 6351.8111
2025-11-11 | 0 | 13.36 | 0 | 0 | 0 | 0 | 0 | 0 | 0 | 0 | 0 | 0 | 0 | 0 | 0 | 0 | 0 | 0 | 0 | 0 | 0 | 1 | 0 | 0 | 0 | 0 | 0 | 0 | 6619.266
2025-11-11 | 0 | 13.85 | 0 | 0 | 0 | 0 | 0 | 0 | 0 | 0 | 0 | 0 | 0 | 0 | 0 | 0 | 0 | 0 | 0 | 0 | 0 | 0 | 1 | 0 | 0 | 0 | 0 | 0 | 6684.8738
2025-11-11 | 0 | 13.9 | 0 | 0 | 0 | 0 | 0 | 0 | 0 | 0 | 0 | 0 | 0 | 0 | 0 | 0 | 0 | 0 | 0 | 0 | 0 | 0 | 0 | 1 | 0 | 0 | 0 | 0 | 6660.7441
2025-11-11 | 0 | 14.06 | 0 | 0 | 0 | 0 | 0 | 0 | 0 | 0 | 0 | 0 | 0 | 0 | 0 | 0 | 0 | 0 | 0 | 0 | 0 | 0 | 0 | 0 | 1 | 0 | 0 | 0 | 6443.4376
2025-11-11 | 0 | 14.28 | 0 | 0 | 0 | 0 | 0 | 0 | 0 | 0 | 0 | 0 | 0 | 0 | 0 | 0 | 0 | 0 | 0 | 0 | 0 | 0 | 0 | 0 | 0 | 1 | 0 | 0 | 5932.2009
2025-11-11 | 0 | 13.99 | 0 | 0 | 0 | 0 | 0 | 0 | 0 | 0 | 0 | 0 | 0 | 0 | 0 | 0 | 0 | 0 | 0 | 0 | 0 | 0 | 0 | 0 | 0 | 0 | 1 | 0 | 5276.1019
2025-11-11 | 0 | 14.27 | 0 | 0 | 0 | 0 | 0 | 0 | 0 | 0 | 0 | 0 | 0 | 0 | 0 | 0 | 0 | 0 | 0 | 0 | 0 | 0 | 0 | 0 | 0 | 0 | 0 | 1 | 4798.4434
2025-11-12 | 0 | 14.6 | 0 | 0 | 1 | 0 | 0 | 0 | 0 | 0 | 0 | 0 | 0 | 0 | 0 | 0 | 0 | 0 | 0 | 0 | 0 | 0 | 0 | 0 | 0 | 0 | 0 | 0 | 4481.9892
2025-11-12 | 0 | 14.81 | 0 | 0 | 0 | 1 | 0 | 0 | 0 | 0 | 0 | 0 | 0 | 0 | 0 | 0 | 0 | 0 | 0 | 0 | 0 | 0 | 0 | 0 | 0 | 0 | 0 | 0 | 4292.1216
2025-11-12 | 0 | 15.03 | 0 | 0 | 0 | 0 | 1 | 0 | 0 | 0 | 0 | 0 | 0 | 0 | 0 | 0 | 0 | 0 | 0 | 0 | 0 | 0 | 0 | 0 | 0 | 0 | 0 | 0 | 4198.6128
2025-11-12 | 0 | 15.33 | 0 | 0 | 0 | 0 | 0 | 1 | 0 | 0 | 0 | 0 | 0 | 0 | 0 | 0 | 0 | 0 | 0 | 0 | 0 | 0 | 0 | 0 | 0 | 0 | 0 | 0 | 4204.5355
2025-11-12 | 0 | 15.72 | 0 | 0 | 0 | 0 | 0 | 0 | 1 | 0 | 0 | 0 | 0 | 0 | 0 | 0 | 0 | 0 | 0 | 0 | 0 | 0 | 0 | 0 | 0 | 0 | 0 | 0 | 4393.4904
2025-11-12 | 0 | 16.08 | 0 | 0 | 0 | 0 | 0 | 0 | 0 | 1 | 0 | 0 | 0 | 0 | 0 | 0 | 0 | 0 | 0 | 0 | 0 | 0 | 0 | 0 | 0 | 0 | 0 | 0 | 4762.8532
2025-11-12 | 0 | 16.41 | 0 | 0 | 0 | 0 | 0 | 0 | 0 | 0 | 1 | 0 | 0 | 0 | 0 | 0 | 0 | 0 | 0 | 0 | 0 | 0 | 0 | 0 | 0 | 0 | 0 | 0 | 5205.0019
2025-11-12 | 0 | 16.58 | 0 | 0 | 0 | 0 | 0 | 0 | 0 | 0 | 0 | 1 | 0 | 0 | 0 | 0 | 0 | 0 | 0 | 0 | 0 | 0 | 0 | 0 | 0 | 0 | 0 | 0 | 5607.7299
2025-11-12 | 0 | 16.45 | 0 | 0 | 0 | 0 | 0 | 0 | 0 | 0 | 0 | 0 | 1 | 0 | 0 | 0 | 0 | 0 | 0 | 0 | 0 | 0 | 0 | 0 | 0 | 0 | 0 | 0 | 5805.7066
2025-11-12 | 0 | 15.6 | 0 | 0 | 0 | 0 | 0 | 0 | 0 | 0 | 0 | 0 | 0 | 1 | 0 | 0 | 0 | 0 | 0 | 0 | 0 | 0 | 0 | 0 | 0 | 0 | 0 | 0 | 5765.3205
2025-11-12 | 0 | 14.41 | 0 | 0 | 0 | 0 | 0 | 0 | 0 | 0 | 0 | 0 | 0 | 0 | 1 | 0 | 0 | 0 | 0 | 0 | 0 | 0 | 0 | 0 | 0 | 0 | 0 | 0 | 5641.7598
2025-11-12 | 0 | 13.4 | 0 | 0 | 0 | 0 | 0 | 0 | 0 | 0 | 0 | 0 | 0 | 0 | 0 | 1 | 0 | 0 | 0 | 0 | 0 | 0 | 0 | 0 | 0 | 0 | 0 | 0 | 5530.4967
2025-11-12 | 0 | 12.58 | 0 | 0 | 0 | 0 | 0 | 0 | 0 | 0 | 0 | 0 | 0 | 0 | 0 | 0 | 1 | 0 | 0 | 0 | 0 | 0 | 0 | 0 | 0 | 0 | 0 | 0 | 5338.6763
2025-11-12 | 0 | 12.07 | 0 | 0 | 0 | 0 | 0 | 0 | 0 | 0 | 0 | 0 | 0 | 0 | 0 | 0 | 0 | 1 | 0 | 0 | 0 | 0 | 0 | 0 | 0 | 0 | 0 | 0 | 5220.23
2025-11-12 | 0 | 12.01 | 0 | 0 | 0 | 0 | 0 | 0 | 0 | 0 | 0 | 0 | 0 | 0 | 0 | 0 | 0 | 0 | 1 | 0 | 0 | 0 | 0 | 0 | 0 | 0 | 0 | 0 | 5299.9196
2025-11-12 | 0 | 12.13 | 0 | 0 | 0 | 0 | 0 | 0 | 0 | 0 | 0 | 0 | 0 | 0 | 0 | 0 | 0 | 0 | 0 | 1 | 0 | 0 | 0 | 0 | 0 | 0 | 0 | 0 | 5699.7902
2025-11-12 | 0 | 12.75 | 0 | 0 | 0 | 0 | 0 | 0 | 0 | 0 | 0 | 0 | 0 | 0 | 0 | 0 | 0 | 0 | 0 | 0 | 1 | 0 | 0 | 0 | 0 | 0 | 0 | 0 | 6328.7104
2025-11-12 | 0 | 13.6 | 0 | 0 | 0 | 0 | 0 | 0 | 0 | 0 | 0 | 0 | 0 | 0 | 0 | 0 | 0 | 0 | 0 | 0 | 0 | 1 | 0 | 0 | 0 | 0 | 0 | 0 | 6645.6667
2025-11-12 | 0 | 14.21 | 0 | 0 | 0 | 0 | 0 | 0 | 0 | 0 | 0 | 0 | 0 | 0 | 0 | 0 | 0 | 0 | 0 | 0 | 0 | 0 | 1 | 0 | 0 | 0 | 0 | 0 | 6724.4749
2025-11-12 | 0 | 14.56 | 0 | 0 | 0 | 0 | 0 | 0 | 0 | 0 | 0 | 0 | 0 | 0 | 0 | 0 | 0 | 0 | 0 | 0 | 0 | 0 | 0 | 1 | 0 | 0 | 0 | 0 | 6733.3462
2025-11-12 | 0 | 14.95 | 0 | 0 | 0 | 0 | 0 | 0 | 0 | 0 | 0 | 0 | 0 | 0 | 0 | 0 | 0 | 0 | 0 | 0 | 0 | 0 | 0 | 0 | 1 | 0 | 0 | 0 | 6541.3404
2025-11-12 | 0 | 15.05 | 0 | 0 | 0 | 0 | 0 | 0 | 0 | 0 | 0 | 0 | 0 | 0 | 0 | 0 | 0 | 0 | 0 | 0 | 0 | 0 | 0 | 0 | 0 | 1 | 0 | 0 | 6016.9033
2025-11-12 | 0 | 15.33 | 0 | 0 | 0 | 0 | 0 | 0 | 0 | 0 | 0 | 0 | 0 | 0 | 0 | 0 | 0 | 0 | 0 | 0 | 0 | 0 | 0 | 0 | 0 | 0 | 1 | 0 | 5423.5061
2025-11-12 | 0 | 15.84 | 0 | 0 | 0 | 0 | 0 | 0 | 0 | 0 | 0 | 0 | 0 | 0 | 0 | 0 | 0 | 0 | 0 | 0 | 0 | 0 | 0 | 0 | 0 | 0 | 0 | 1 | 4971.1484
2025-11-13 | 0 | 15.96 | 0 | 0 | 1 | 0 | 0 | 0 | 0 | 0 | 0 | 0 | 0 | 0 | 0 | 0 | 0 | 0 | 0 | 0 | 0 | 0 | 0 | 0 | 0 | 0 | 0 | 0 | 4631.5934
2025-11-13 | 0 | 16.28 | 0 | 0 | 0 | 1 | 0 | 0 | 0 | 0 | 0 | 0 | 0 | 0 | 0 | 0 | 0 | 0 | 0 | 0 | 0 | 0 | 0 | 0 | 0 | 0 | 0 | 0 | 4453.8262
2025-11-13 | 0 | 16.38 | 0 | 0 | 0 | 0 | 1 | 0 | 0 | 0 | 0 | 0 | 0 | 0 | 0 | 0 | 0 | 0 | 0 | 0 | 0 | 0 | 0 | 0 | 0 | 0 | 0 | 0 | 4347.117
2025-11-13 | 0 | 16.73 | 0 | 0 | 0 | 0 | 0 | 1 | 0 | 0 | 0 | 0 | 0 | 0 | 0 | 0 | 0 | 0 | 0 | 0 | 0 | 0 | 0 | 0 | 0 | 0 | 0 | 0 | 4358.5399
2025-11-13 | 0 | 16.69 | 0 | 0 | 0 | 0 | 0 | 0 | 1 | 0 | 0 | 0 | 0 | 0 | 0 | 0 | 0 | 0 | 0 | 0 | 0 | 0 | 0 | 0 | 0 | 0 | 0 | 0 | 4500.1934
2025-11-13 | 0 | 16.99 | 0 | 0 | 0 | 0 | 0 | 0 | 0 | 1 | 0 | 0 | 0 | 0 | 0 | 0 | 0 | 0 | 0 | 0 | 0 | 0 | 0 | 0 | 0 | 0 | 0 | 0 | 4862.9561
2025-11-13 | 0 | 17.08 | 0 | 0 | 0 | 0 | 0 | 0 | 0 | 0 | 1 | 0 | 0 | 0 | 0 | 0 | 0 | 0 | 0 | 0 | 0 | 0 | 0 | 0 | 0 | 0 | 0 | 0 | 5278.704
2025-11-13 | 0 | 17.26 | 0 | 0 | 0 | 0 | 0 | 0 | 0 | 0 | 0 | 1 | 0 | 0 | 0 | 0 | 0 | 0 | 0 | 0 | 0 | 0 | 0 | 0 | 0 | 0 | 0 | 0 | 5682.5321
2025-11-13 | 0 | 17.05 | 0 | 0 | 0 | 0 | 0 | 0 | 0 | 0 | 0 | 0 | 1 | 0 | 0 | 0 | 0 | 0 | 0 | 0 | 0 | 0 | 0 | 0 | 0 | 0 | 0 | 0 | 5871.7085
2025-11-13 | 0 | 16.05 | 0 | 0 | 0 | 0 | 0 | 0 | 0 | 0 | 0 | 0 | 0 | 1 | 0 | 0 | 0 | 0 | 0 | 0 | 0 | 0 | 0 | 0 | 0 | 0 | 0 | 0 | 5814.8219
2025-11-13 | 0 | 14.99 | 0 | 0 | 0 | 0 | 0 | 0 | 0 | 0 | 0 | 0 | 0 | 0 | 1 | 0 | 0 | 0 | 0 | 0 | 0 | 0 | 0 | 0 | 0 | 0 | 0 | 0 | 5705.5617
2025-11-13 | 0 | 13.96 | 0 | 0 | 0 | 0 | 0 | 0 | 0 | 0 | 0 | 0 | 0 | 0 | 0 | 1 | 0 | 0 | 0 | 0 | 0 | 0 | 0 | 0 | 0 | 0 | 0 | 0 | 5592.0985
2025-11-13 | 0 | 13.36 | 0 | 0 | 0 | 0 | 0 | 0 | 0 | 0 | 0 | 0 | 0 | 0 | 0 | 0 | 1 | 0 | 0 | 0 | 0 | 0 | 0 | 0 | 0 | 0 | 0 | 0 | 5424.4787
2025-11-13 | 0 | 12.73 | 0 | 0 | 0 | 0 | 0 | 0 | 0 | 0 | 0 | 0 | 0 | 0 | 0 | 0 | 0 | 1 | 0 | 0 | 0 | 0 | 0 | 0 | 0 | 0 | 0 | 0 | 5292.8321
2025-11-13 | 0 | 12.35 | 0 | 0 | 0 | 0 | 0 | 0 | 0 | 0 | 0 | 0 | 0 | 0 | 0 | 0 | 0 | 0 | 1 | 0 | 0 | 0 | 0 | 0 | 0 | 0 | 0 | 0 | 5337.3206
2025-11-13 | 0 | 12.29 | 0 | 0 | 0 | 0 | 0 | 0 | 0 | 0 | 0 | 0 | 0 | 0 | 0 | 0 | 0 | 0 | 0 | 1 | 0 | 0 | 0 | 0 | 0 | 0 | 0 | 0 | 5717.3907
2025-11-13 | 0 | 12.94 | 0 | 0 | 0 | 0 | 0 | 0 | 0 | 0 | 0 | 0 | 0 | 0 | 0 | 0 | 0 | 0 | 0 | 0 | 1 | 0 | 0 | 0 | 0 | 0 | 0 | 0 | 6349.611
2025-11-13 | 0 | 13.66 | 0 | 0 | 0 | 0 | 0 | 0 | 0 | 0 | 0 | 0 | 0 | 0 | 0 | 0 | 0 | 0 | 0 | 0 | 0 | 1 | 0 | 0 | 0 | 0 | 0 | 0 | 6652.2669
2025-11-13 | 0 | 14.14 | 0 | 0 | 0 | 0 | 0 | 0 | 0 | 0 | 0 | 0 | 0 | 0 | 0 | 0 | 0 | 0 | 0 | 0 | 0 | 0 | 1 | 0 | 0 | 0 | 0 | 0 | 6716.7747
2025-11-13 | 0 | 14.4 | 0 | 0 | 0 | 0 | 0 | 0 | 0 | 0 | 0 | 0 | 0 | 0 | 0 | 0 | 0 | 0 | 0 | 0 | 0 | 0 | 0 | 1 | 0 | 0 | 0 | 0 | 6715.7457
2025-11-13 | 0 | 14.68 | 0 | 0 | 0 | 0 | 0 | 0 | 0 | 0 | 0 | 0 | 0 | 0 | 0 | 0 | 0 | 0 | 0 | 0 | 0 | 0 | 0 | 0 | 1 | 0 | 0 | 0 | 6511.6396
2025-11-13 | 0 | 14.93 | 0 | 0 | 0 | 0 | 0 | 0 | 0 | 0 | 0 | 0 | 0 | 0 | 0 | 0 | 0 | 0 | 0 | 0 | 0 | 0 | 0 | 0 | 0 | 1 | 0 | 0 | 6003.703
2025-11-13 | 0 | 15.08 | 0 | 0 | 0 | 0 | 0 | 0 | 0 | 0 | 0 | 0 | 0 | 0 | 0 | 0 | 0 | 0 | 0 | 0 | 0 | 0 | 0 | 0 | 0 | 0 | 1 | 0 | 5396.0053
2025-11-13 | 0 | 15.22 | 0 | 0 | 0 | 0 | 0 | 0 | 0 | 0 | 0 | 0 | 0 | 0 | 0 | 0 | 0 | 0 | 0 | 0 | 0 | 0 | 0 | 0 | 0 | 0 | 0 | 1 | 4902.9464
2025-11-14 | 0 | 15.37 | 0 | 0 | 1 | 0 | 0 | 0 | 0 | 0 | 0 | 0 | 0 | 0 | 0 | 0 | 0 | 0 | 0 | 0 | 0 | 0 | 0 | 0 | 0 | 0 | 0 | 0 | 4566.6916
2025-11-14 | 0 | 15.55 | 0 | 0 | 0 | 1 | 0 | 0 | 0 | 0 | 0 | 0 | 0 | 0 | 0 | 0 | 0 | 0 | 0 | 0 | 0 | 0 | 0 | 0 | 0 | 0 | 0 | 0 | 4373.5239
2025-11-14 | 0 | 15.8 | 0 | 0 | 0 | 0 | 1 | 0 | 0 | 0 | 0 | 0 | 0 | 0 | 0 | 0 | 0 | 0 | 0 | 0 | 0 | 0 | 0 | 0 | 0 | 0 | 0 | 0 | 4283.3152
2025-11-14 | 0 | 16.24 | 0 | 0 | 0 | 0 | 0 | 1 | 0 | 0 | 0 | 0 | 0 | 0 | 0 | 0 | 0 | 0 | 0 | 0 | 0 | 0 | 0 | 0 | 0 | 0 | 0 | 0 | 4304.6384
2025-11-14 | 0 | 16.19 | 0 | 0 | 0 | 0 | 0 | 0 | 1 | 0 | 0 | 0 | 0 | 0 | 0 | 0 | 0 | 0 | 0 | 0 | 0 | 0 | 0 | 0 | 0 | 0 | 0 | 0 | 4445.1919
2025-11-14 | 0 | 16.15 | 0 | 0 | 0 | 0 | 0 | 0 | 0 | 1 | 0 | 0 | 0 | 0 | 0 | 0 | 0 | 0 | 0 | 0 | 0 | 0 | 0 | 0 | 0 | 0 | 0 | 0 | 4770.5535
2025-11-14 | 0 | 16 | 0 | 0 | 0 | 0 | 0 | 0 | 0 | 0 | 1 | 0 | 0 | 0 | 0 | 0 | 0 | 0 | 0 | 0 | 0 | 0 | 0 | 0 | 0 | 0 | 0 | 0 | 5159.9006
2025-11-14 | 0 | 16.09 | 0 | 0 | 0 | 0 | 0 | 0 | 0 | 0 | 0 | 1 | 0 | 0 | 0 | 0 | 0 | 0 | 0 | 0 | 0 | 0 | 0 | 0 | 0 | 0 | 0 | 0 | 5553.8284
2025-11-14 | 0 | 15.8 | 0 | 0 | 0 | 0 | 0 | 0 | 0 | 0 | 0 | 0 | 1 | 0 | 0 | 0 | 0 | 0 | 0 | 0 | 0 | 0 | 0 | 0 | 0 | 0 | 0 | 0 | 5734.2045
2025-11-14 | 0 | 14.95 | 0 | 0 | 0 | 0 | 0 | 0 | 0 | 0 | 0 | 0 | 0 | 1 | 0 | 0 | 0 | 0 | 0 | 0 | 0 | 0 | 0 | 0 | 0 | 0 | 0 | 0 | 5693.8185
2025-11-14 | 0 | 14.05 | 0 | 0 | 0 | 0 | 0 | 0 | 0 | 0 | 0 | 0 | 0 | 0 | 1 | 0 | 0 | 0 | 0 | 0 | 0 | 0 | 0 | 0 | 0 | 0 | 0 | 0 | 5602.1587
2025-11-14 | 0 | 13.2 | 0 | 0 | 0 | 0 | 0 | 0 | 0 | 0 | 0 | 0 | 0 | 0 | 0 | 1 | 0 | 0 | 0 | 0 | 0 | 0 | 0 | 0 | 0 | 0 | 0 | 0 | 5508.4961
2025-11-14 | 0 | 12.56 | 0 | 0 | 0 | 0 | 0 | 0 | 0 | 0 | 0 | 0 | 0 | 0 | 0 | 0 | 1 | 0 | 0 | 0 | 0 | 0 | 0 | 0 | 0 | 0 | 0 | 0 | 5336.4762
2025-11-14 | 0 | 12.15 | 0 | 0 | 0 | 0 | 0 | 0 | 0 | 0 | 0 | 0 | 0 | 0 | 0 | 0 | 0 | 1 | 0 | 0 | 0 | 0 | 0 | 0 | 0 | 0 | 0 | 0 | 5229.0303
2025-11-14 | 0 | 12.14 | 0 | 0 | 0 | 0 | 0 | 0 | 0 | 0 | 0 | 0 | 0 | 0 | 0 | 0 | 0 | 0 | 1 | 0 | 0 | 0 | 0 | 0 | 0 | 0 | 0 | 0 | 5314.22
2025-11-14 | 0 | 12.27 | 0 | 0 | 0 | 0 | 0 | 0 | 0 | 0 | 0 | 0 | 0 | 0 | 0 | 0 | 0 | 0 | 0 | 1 | 0 | 0 | 0 | 0 | 0 | 0 | 0 | 0 | 5715.1907
2025-11-14 | 0 | 12.69 | 0 | 0 | 0 | 0 | 0 | 0 | 0 | 0 | 0 | 0 | 0 | 0 | 0 | 0 | 0 | 0 | 0 | 0 | 1 | 0 | 0 | 0 | 0 | 0 | 0 | 0 | 6322.1102
2025-11-14 | 0 | 13.57 | 0 | 0 | 0 | 0 | 0 | 0 | 0 | 0 | 0 | 0 | 0 | 0 | 0 | 0 | 0 | 0 | 0 | 0 | 0 | 1 | 0 | 0 | 0 | 0 | 0 | 0 | 6642.3666
2025-11-14 | 0 | 14.2 | 0 | 0 | 0 | 0 | 0 | 0 | 0 | 0 | 0 | 0 | 0 | 0 | 0 | 0 | 0 | 0 | 0 | 0 | 0 | 0 | 1 | 0 | 0 | 0 | 0 | 0 | 6723.3749
2025-11-14 | 0 | 14.56 | 0 | 0 | 0 | 0 | 0 | 0 | 0 | 0 | 0 | 0 | 0 | 0 | 0 | 0 | 0 | 0 | 0 | 0 | 0 | 0 | 0 | 1 | 0 | 0 | 0 | 0 | 6733.3462
2025-11-14 | 0 | 14.94 | 0 | 0 | 0 | 0 | 0 | 0 | 0 | 0 | 0 | 0 | 0 | 0 | 0 | 0 | 0 | 0 | 0 | 0 | 0 | 0 | 0 | 0 | 1 | 0 | 0 | 0 | 6540.2404
2025-11-14 | 0 | 15.31 | 0 | 0 | 0 | 0 | 0 | 0 | 0 | 0 | 0 | 0 | 0 | 0 | 0 | 0 | 0 | 0 | 0 | 0 | 0 | 0 | 0 | 0 | 0 | 1 | 0 | 0 | 6045.5042
2025-11-14 | 0 | 15.53 | 0 | 0 | 0 | 0 | 0 | 0 | 0 | 0 | 0 | 0 | 0 | 0 | 0 | 0 | 0 | 0 | 0 | 0 | 0 | 0 | 0 | 0 | 0 | 0 | 1 | 0 | 5445.5067
2025-11-14 | 0 | 15.86 | 0 | 0 | 0 | 0 | 0 | 0 | 0 | 0 | 0 | 0 | 0 | 0 | 0 | 0 | 0 | 0 | 0 | 0 | 0 | 0 | 0 | 0 | 0 | 0 | 0 | 1 | 4973.3484
2025-11-15 | 0 | 15.86 | 0 | 1 | 1 | 0 | 0 | 0 | 0 | 0 | 0 | 0 | 0 | 0 | 0 | 0 | 0 | 0 | 0 | 0 | 0 | 0 | 0 | 0 | 0 | 0 | 0 | 0 | 4899.0675
2025-11-15 | 0 | 15.98 | 0 | 1 | 0 | 1 | 0 | 0 | 0 | 0 | 0 | 0 | 0 | 0 | 0 | 0 | 0 | 0 | 0 | 0 | 0 | 0 | 0 | 0 | 0 | 0 | 0 | 0 | 4699.2997
2025-11-15 | 0 | 15.98 | 0 | 1 | 0 | 0 | 1 | 0 | 0 | 0 | 0 | 0 | 0 | 0 | 0 | 0 | 0 | 0 | 0 | 0 | 0 | 0 | 0 | 0 | 0 | 0 | 0 | 0 | 4581.5902
2025-11-15 | 0 | 15.86 | 0 | 1 | 0 | 0 | 0 | 1 | 0 | 0 | 0 | 0 | 0 | 0 | 0 | 0 | 0 | 0 | 0 | 0 | 0 | 0 | 0 | 0 | 0 | 0 | 0 | 0 | 4541.3116
2025-11-15 | 0 | 15.91 | 0 | 1 | 0 | 0 | 0 | 0 | 1 | 0 | 0 | 0 | 0 | 0 | 0 | 0 | 0 | 0 | 0 | 0 | 0 | 0 | 0 | 0 | 0 | 0 | 0 | 0 | 4692.8654
2025-11-15 | 0 | 15.99 | 0 | 1 | 0 | 0 | 0 | 0 | 0 | 1 | 0 | 0 | 0 | 0 | 0 | 0 | 0 | 0 | 0 | 0 | 0 | 0 | 0 | 0 | 0 | 0 | 0 | 0 | 5031.4274
2025-11-15 | 0 | 15.95 | 0 | 1 | 0 | 0 | 0 | 0 | 0 | 0 | 1 | 0 | 0 | 0 | 0 | 0 | 0 | 0 | 0 | 0 | 0 | 0 | 0 | 0 | 0 | 0 | 0 | 0 | 5432.8749
2025-11-15 | 0 | 15.35 | 0 | 1 | 0 | 0 | 0 | 0 | 0 | 0 | 0 | 1 | 0 | 0 | 0 | 0 | 0 | 0 | 0 | 0 | 0 | 0 | 0 | 0 | 0 | 0 | 0 | 0 | 5750.9005
2025-11-15 | 0 | 15.03 | 0 | 1 | 0 | 0 | 0 | 0 | 0 | 0 | 0 | 0 | 1 | 0 | 0 | 0 | 0 | 0 | 0 | 0 | 0 | 0 | 0 | 0 | 0 | 0 | 0 | 0 | 5927.9766
2025-11-15 | 0 | 14.31 | 0 | 1 | 0 | 0 | 0 | 0 | 0 | 0 | 0 | 0 | 0 | 1 | 0 | 0 | 0 | 0 | 0 | 0 | 0 | 0 | 0 | 0 | 0 | 0 | 0 | 0 | 5901.8909
2025-11-15 | 0 | 13.53 | 0 | 1 | 0 | 0 | 0 | 0 | 0 | 0 | 0 | 0 | 0 | 0 | 1 | 0 | 0 | 0 | 0 | 0 | 0 | 0 | 0 | 0 | 0 | 0 | 0 | 0 | 5823.4315
2025-11-15 | 0 | 12.81 | 0 | 1 | 0 | 0 | 0 | 0 | 0 | 0 | 0 | 0 | 0 | 0 | 0 | 1 | 0 | 0 | 0 | 0 | 0 | 0 | 0 | 0 | 0 | 0 | 0 | 0 | 5744.0693
2025-11-15 | 0 | 12.37 | 0 | 1 | 0 | 0 | 0 | 0 | 0 | 0 | 0 | 0 | 0 | 0 | 0 | 0 | 1 | 0 | 0 | 0 | 0 | 0 | 0 | 0 | 0 | 0 | 0 | 0 | 5594.0501
2025-11-15 | 0 | 11.99 | 0 | 1 | 0 | 0 | 0 | 0 | 0 | 0 | 0 | 0 | 0 | 0 | 0 | 0 | 0 | 1 | 0 | 0 | 0 | 0 | 0 | 0 | 0 | 0 | 0 | 0 | 5489.9042
2025-11-15 | 0 | 11.56 | 0 | 1 | 0 | 0 | 0 | 0 | 0 | 0 | 0 | 0 | 0 | 0 | 0 | 0 | 0 | 0 | 1 | 0 | 0 | 0 | 0 | 0 | 0 | 0 | 0 | 0 | 5528.8926
2025-11-15 | 0 | 11.56 | 0 | 1 | 0 | 0 | 0 | 0 | 0 | 0 | 0 | 0 | 0 | 0 | 0 | 0 | 0 | 0 | 0 | 1 | 0 | 0 | 0 | 0 | 0 | 0 | 0 | 0 | 5915.5629
2025-11-15 | 0 | 12.18 | 0 | 1 | 0 | 0 | 0 | 0 | 0 | 0 | 0 | 0 | 0 | 0 | 0 | 0 | 0 | 0 | 0 | 0 | 1 | 0 | 0 | 0 | 0 | 0 | 0 | 0 | 6544.4831
2025-11-15 | 0 | 12.59 | 0 | 1 | 0 | 0 | 0 | 0 | 0 | 0 | 0 | 0 | 0 | 0 | 0 | 0 | 0 | 0 | 0 | 0 | 0 | 1 | 0 | 0 | 0 | 0 | 0 | 0 | 6813.038
2025-11-15 | 0 | 13.06 | 0 | 1 | 0 | 0 | 0 | 0 | 0 | 0 | 0 | 0 | 0 | 0 | 0 | 0 | 0 | 0 | 0 | 0 | 0 | 0 | 1 | 0 | 0 | 0 | 0 | 0 | 6876.4457
2025-11-15 | 0 | 13.37 | 0 | 1 | 0 | 0 | 0 | 0 | 0 | 0 | 0 | 0 | 0 | 0 | 0 | 0 | 0 | 0 | 0 | 0 | 0 | 0 | 0 | 1 | 0 | 0 | 0 | 0 | 6880.9169
2025-11-15 | 0 | 13.69 | 0 | 1 | 0 | 0 | 0 | 0 | 0 | 0 | 0 | 0 | 0 | 0 | 0 | 0 | 0 | 0 | 0 | 0 | 0 | 0 | 0 | 0 | 1 | 0 | 0 | 0 | 6681.2109
2025-11-15 | 0 | 13.56 | 0 | 1 | 0 | 0 | 0 | 0 | 0 | 0 | 0 | 0 | 0 | 0 | 0 | 0 | 0 | 0 | 0 | 0 | 0 | 0 | 0 | 0 | 0 | 1 | 0 | 0 | 6131.4731
2025-11-15 | 0 | 14.05 | 0 | 1 | 0 | 0 | 0 | 0 | 0 | 0 | 0 | 0 | 0 | 0 | 0 | 0 | 0 | 0 | 0 | 0 | 0 | 0 | 0 | 0 | 0 | 0 | 1 | 0 | 5561.1765
2025-11-15 | 0 | 14.5 | 0 | 1 | 0 | 0 | 0 | 0 | 0 | 0 | 0 | 0 | 0 | 0 | 0 | 0 | 0 | 0 | 0 | 0 | 0 | 0 | 0 | 0 | 0 | 0 | 0 | 1 | 5102.2186
2025-11-16 | 0 | 14.45 | 0 | 1 | 1 | 0 | 0 | 0 | 0 | 0 | 0 | 0 | 0 | 0 | 0 | 0 | 0 | 0 | 0 | 0 | 0 | 0 | 0 | 0 | 0 | 0 | 0 | 0 | 4743.9631
2025-11-16 | 0 | 15.09 | 0 | 1 | 0 | 1 | 0 | 0 | 0 | 0 | 0 | 0 | 0 | 0 | 0 | 0 | 0 | 0 | 0 | 0 | 0 | 0 | 0 | 0 | 0 | 0 | 0 | 0 | 4601.3969
2025-11-16 | 0 | 15.5 | 0 | 1 | 0 | 0 | 1 | 0 | 0 | 0 | 0 | 0 | 0 | 0 | 0 | 0 | 0 | 0 | 0 | 0 | 0 | 0 | 0 | 0 | 0 | 0 | 0 | 0 | 4528.7887
2025-11-16 | 0 | 15.61 | 0 | 1 | 0 | 0 | 0 | 1 | 0 | 0 | 0 | 0 | 0 | 0 | 0 | 0 | 0 | 0 | 0 | 0 | 0 | 0 | 0 | 0 | 0 | 0 | 0 | 0 | 4513.8108
2025-11-16 | 0 | 16.07 | 0 | 1 | 0 | 0 | 0 | 0 | 1 | 0 | 0 | 0 | 0 | 0 | 0 | 0 | 0 | 0 | 0 | 0 | 0 | 0 | 0 | 0 | 0 | 0 | 0 | 0 | 4710.4659
2025-11-16 | 0 | 16.32 | 0 | 1 | 0 | 0 | 0 | 0 | 0 | 1 | 0 | 0 | 0 | 0 | 0 | 0 | 0 | 0 | 0 | 0 | 0 | 0 | 0 | 0 | 0 | 0 | 0 | 0 | 5067.7284
2025-11-16 | 0 | 16.39 | 0 | 1 | 0 | 0 | 0 | 0 | 0 | 0 | 1 | 0 | 0 | 0 | 0 | 0 | 0 | 0 | 0 | 0 | 0 | 0 | 0 | 0 | 0 | 0 | 0 | 0 | 5481.2763
2025-11-16 | 0 | 16.42 | 0 | 1 | 0 | 0 | 0 | 0 | 0 | 0 | 0 | 1 | 0 | 0 | 0 | 0 | 0 | 0 | 0 | 0 | 0 | 0 | 0 | 0 | 0 | 0 | 0 | 0 | 5868.6039
2025-11-16 | 0 | 16.17 | 0 | 1 | 0 | 0 | 0 | 0 | 0 | 0 | 0 | 0 | 1 | 0 | 0 | 0 | 0 | 0 | 0 | 0 | 0 | 0 | 0 | 0 | 0 | 0 | 0 | 0 | 6053.3801
2025-11-16 | 0 | 15.34 | 0 | 1 | 0 | 0 | 0 | 0 | 0 | 0 | 0 | 0 | 0 | 1 | 0 | 0 | 0 | 0 | 0 | 0 | 0 | 0 | 0 | 0 | 0 | 0 | 0 | 0 | 6015.1941
2025-11-16 | 0 | 14.59 | 0 | 1 | 0 | 0 | 0 | 0 | 0 | 0 | 0 | 0 | 0 | 0 | 1 | 0 | 0 | 0 | 0 | 0 | 0 | 0 | 0 | 0 | 0 | 0 | 0 | 0 | 5940.0348
2025-11-16 | 0 | 13.87 | 0 | 1 | 0 | 0 | 0 | 0 | 0 | 0 | 0 | 0 | 0 | 0 | 0 | 1 | 0 | 0 | 0 | 0 | 0 | 0 | 0 | 0 | 0 | 0 | 0 | 0 | 5860.6727
2025-11-16 | 0 | 13.27 | 0 | 1 | 0 | 0 | 0 | 0 | 0 | 0 | 0 | 0 | 0 | 0 | 0 | 0 | 1 | 0 | 0 | 0 | 0 | 0 | 0 | 0 | 0 | 0 | 0 | 0 | 5693.0529
2025-11-16 | 0 | 13.17 | 0 | 1 | 0 | 0 | 0 | 0 | 0 | 0 | 0 | 0 | 0 | 0 | 0 | 0 | 0 | 1 | 0 | 0 | 0 | 0 | 0 | 0 | 0 | 0 | 0 | 0 | 5619.7079
2025-11-16 | 0 | 13.14 | 0 | 1 | 0 | 0 | 0 | 0 | 0 | 0 | 0 | 0 | 0 | 0 | 0 | 0 | 0 | 0 | 1 | 0 | 0 | 0 | 0 | 0 | 0 | 0 | 0 | 0 | 5702.6976
2025-11-16 | 0 | 13.29 | 0 | 1 | 0 | 0 | 0 | 0 | 0 | 0 | 0 | 0 | 0 | 0 | 0 | 0 | 0 | 0 | 0 | 1 | 0 | 0 | 0 | 0 | 0 | 0 | 0 | 0 | 6105.8683
2025-11-16 | 0 | 13.59 | 0 | 1 | 0 | 0 | 0 | 0 | 0 | 0 | 0 | 0 | 0 | 0 | 0 | 0 | 0 | 0 | 0 | 0 | 1 | 0 | 0 | 0 | 0 | 0 | 0 | 0 | 6699.5875
2025-11-16 | 0 | 14.13 | 0 | 1 | 0 | 0 | 0 | 0 | 0 | 0 | 0 | 0 | 0 | 0 | 0 | 0 | 0 | 0 | 0 | 0 | 0 | 1 | 0 | 0 | 0 | 0 | 0 | 0 | 6982.4428
2025-11-16 | 0 | 14.66 | 0 | 1 | 0 | 0 | 0 | 0 | 0 | 0 | 0 | 0 | 0 | 0 | 0 | 0 | 0 | 0 | 0 | 0 | 0 | 0 | 1 | 0 | 0 | 0 | 0 | 0 | 7052.4507
2025-11-16 | 0 | 15.07 | 0 | 1 | 0 | 0 | 0 | 0 | 0 | 0 | 0 | 0 | 0 | 0 | 0 | 0 | 0 | 0 | 0 | 0 | 0 | 0 | 0 | 1 | 0 | 0 | 0 | 0 | 7067.9222
2025-11-16 | 0 | 15.31 | 0 | 1 | 0 | 0 | 0 | 0 | 0 | 0 | 0 | 0 | 0 | 0 | 0 | 0 | 0 | 0 | 0 | 0 | 0 | 0 | 0 | 0 | 1 | 0 | 0 | 0 | 6859.416
2025-11-16 | 0 | 15.59 | 0 | 1 | 0 | 0 | 0 | 0 | 0 | 0 | 0 | 0 | 0 | 0 | 0 | 0 | 0 | 0 | 0 | 0 | 0 | 0 | 0 | 0 | 0 | 1 | 0 | 0 | 6354.7795
2025-11-16 | 0 | 16.27 | 0 | 1 | 0 | 0 | 0 | 0 | 0 | 0 | 0 | 0 | 0 | 0 | 0 | 0 | 0 | 0 | 0 | 0 | 0 | 0 | 0 | 0 | 0 | 0 | 1 | 0 | 5805.3835
2025-11-16 | 0 | 16.01 | 0 | 1 | 0 | 0 | 0 | 0 | 0 | 0 | 0 | 0 | 0 | 0 | 0 | 0 | 0 | 0 | 0 | 0 | 0 | 0 | 0 | 0 | 0 | 0 | 0 | 1 | 5268.3233
2025-11-17 | 0 | 16.39 | 0 | 0 | 1 | 0 | 0 | 0 | 0 | 0 | 0 | 0 | 0 | 0 | 0 | 0 | 0 | 0 | 0 | 0 | 0 | 0 | 0 | 0 | 0 | 0 | 0 | 0 | 4678.8948
2025-11-17 | 0 | 16.6 | 0 | 0 | 0 | 1 | 0 | 0 | 0 | 0 | 0 | 0 | 0 | 0 | 0 | 0 | 0 | 0 | 0 | 0 | 0 | 0 | 0 | 0 | 0 | 0 | 0 | 0 | 4489.0272
2025-11-17 | 0 | 16.38 | 0 | 0 | 0 | 0 | 1 | 0 | 0 | 0 | 0 | 0 | 0 | 0 | 0 | 0 | 0 | 0 | 0 | 0 | 0 | 0 | 0 | 0 | 0 | 0 | 0 | 0 | 4347.117
2025-11-17 | 0 | 16.81 | 0 | 0 | 0 | 0 | 0 | 1 | 0 | 0 | 0 | 0 | 0 | 0 | 0 | 0 | 0 | 0 | 0 | 0 | 0 | 0 | 0 | 0 | 0 | 0 | 0 | 0 | 4367.3401
2025-11-17 | 0 | 16.49 | 0 | 0 | 0 | 0 | 0 | 0 | 1 | 0 | 0 | 0 | 0 | 0 | 0 | 0 | 0 | 0 | 0 | 0 | 0 | 0 | 0 | 0 | 0 | 0 | 0 | 0 | 4478.1928
2025-11-17 | 0 | 16.36 | 0 | 0 | 0 | 0 | 0 | 0 | 0 | 1 | 0 | 0 | 0 | 0 | 0 | 0 | 0 | 0 | 0 | 0 | 0 | 0 | 0 | 0 | 0 | 0 | 0 | 0 | 4793.6541
2025-11-17 | 0 | 16.25 | 0 | 0 | 0 | 0 | 0 | 0 | 0 | 0 | 1 | 0 | 0 | 0 | 0 | 0 | 0 | 0 | 0 | 0 | 0 | 0 | 0 | 0 | 0 | 0 | 0 | 0 | 5187.4014
2025-11-17 | 0 | 15.92 | 0 | 0 | 0 | 0 | 0 | 0 | 0 | 0 | 0 | 1 | 0 | 0 | 0 | 0 | 0 | 0 | 0 | 0 | 0 | 0 | 0 | 0 | 0 | 0 | 0 | 0 | 5535.1279
2025-11-17 | 0 | 15.87 | 0 | 0 | 0 | 0 | 0 | 0 | 0 | 0 | 0 | 0 | 1 | 0 | 0 | 0 | 0 | 0 | 0 | 0 | 0 | 0 | 0 | 0 | 0 | 0 | 0 | 0 | 5741.9048
2025-11-17 | 0 | 15.01 | 0 | 0 | 0 | 0 | 0 | 0 | 0 | 0 | 0 | 0 | 0 | 1 | 0 | 0 | 0 | 0 | 0 | 0 | 0 | 0 | 0 | 0 | 0 | 0 | 0 | 0 | 5700.4187
2025-11-17 | 0 | 14.22 | 0 | 0 | 0 | 0 | 0 | 0 | 0 | 0 | 0 | 0 | 0 | 0 | 1 | 0 | 0 | 0 | 0 | 0 | 0 | 0 | 0 | 0 | 0 | 0 | 0 | 0 | 5620.8592
2025-11-17 | 0 | 13.24 | 0 | 0 | 0 | 0 | 0 | 0 | 0 | 0 | 0 | 0 | 0 | 0 | 0 | 1 | 0 | 0 | 0 | 0 | 0 | 0 | 0 | 0 | 0 | 0 | 0 | 0 | 5512.8962
2025-11-17 | 0 | 12.77 | 0 | 0 | 0 | 0 | 0 | 0 | 0 | 0 | 0 | 0 | 0 | 0 | 0 | 0 | 1 | 0 | 0 | 0 | 0 | 0 | 0 | 0 | 0 | 0 | 0 | 0 | 5359.5769
2025-11-17 | 0 | 13.19 | 0 | 0 | 0 | 0 | 0 | 0 | 0 | 0 | 0 | 0 | 0 | 0 | 0 | 0 | 0 | 1 | 0 | 0 | 0 | 0 | 0 | 0 | 0 | 0 | 0 | 0 | 5343.4336
2025-11-17 | 0 | 13.12 | 0 | 0 | 0 | 0 | 0 | 0 | 0 | 0 | 0 | 0 | 0 | 0 | 0 | 0 | 0 | 0 | 1 | 0 | 0 | 0 | 0 | 0 | 0 | 0 | 0 | 0 | 5422.0231
2025-11-17 | 0 | 13.26 | 0 | 0 | 0 | 0 | 0 | 0 | 0 | 0 | 0 | 0 | 0 | 0 | 0 | 0 | 0 | 0 | 0 | 1 | 0 | 0 | 0 | 0 | 0 | 0 | 0 | 0 | 5824.0938
2025-11-17 | 0 | 13.74 | 0 | 0 | 0 | 0 | 0 | 0 | 0 | 0 | 0 | 0 | 0 | 0 | 0 | 0 | 0 | 0 | 0 | 0 | 1 | 0 | 0 | 0 | 0 | 0 | 0 | 0 | 6437.6135
2025-11-17 | 0 | 14.14 | 0 | 0 | 0 | 0 | 0 | 0 | 0 | 0 | 0 | 0 | 0 | 0 | 0 | 0 | 0 | 0 | 0 | 0 | 0 | 1 | 0 | 0 | 0 | 0 | 0 | 0 | 6705.0684
2025-11-17 | 0 | 14.31 | 0 | 0 | 0 | 0 | 0 | 0 | 0 | 0 | 0 | 0 | 0 | 0 | 0 | 0 | 0 | 0 | 0 | 0 | 0 | 0 | 1 | 0 | 0 | 0 | 0 | 0 | 6735.4752
2025-11-17 | 0 | 14.49 | 0 | 0 | 0 | 0 | 0 | 0 | 0 | 0 | 0 | 0 | 0 | 0 | 0 | 0 | 0 | 0 | 0 | 0 | 0 | 0 | 0 | 1 | 0 | 0 | 0 | 0 | 6725.646
2025-11-17 | 0 | 14.55 | 0 | 0 | 0 | 0 | 0 | 0 | 0 | 0 | 0 | 0 | 0 | 0 | 0 | 0 | 0 | 0 | 0 | 0 | 0 | 0 | 0 | 0 | 1 | 0 | 0 | 0 | 6497.3392
2025-11-17 | 0 | 14.53 | 0 | 0 | 0 | 0 | 0 | 0 | 0 | 0 | 0 | 0 | 0 | 0 | 0 | 0 | 0 | 0 | 0 | 0 | 0 | 0 | 0 | 0 | 0 | 1 | 0 | 0 | 5959.7017
2025-11-17 | 0 | 15.01 | 0 | 0 | 0 | 0 | 0 | 0 | 0 | 0 | 0 | 0 | 0 | 0 | 0 | 0 | 0 | 0 | 0 | 0 | 0 | 0 | 0 | 0 | 0 | 0 | 1 | 0 | 5388.3051
2025-11-17 | 0 | 14.97 | 0 | 0 | 0 | 0 | 0 | 0 | 0 | 0 | 0 | 0 | 0 | 0 | 0 | 0 | 0 | 0 | 0 | 0 | 0 | 0 | 0 | 0 | 0 | 0 | 0 | 1 | 4875.4456
2025-11-18 | 0 | 15.31 | 0 | 0 | 1 | 0 | 0 | 0 | 0 | 0 | 0 | 0 | 0 | 0 | 0 | 0 | 0 | 0 | 0 | 0 | 0 | 0 | 0 | 0 | 0 | 0 | 0 | 0 | 4560.0914
2025-11-18 | 0 | 15.19 | 0 | 0 | 0 | 1 | 0 | 0 | 0 | 0 | 0 | 0 | 0 | 0 | 0 | 0 | 0 | 0 | 0 | 0 | 0 | 0 | 0 | 0 | 0 | 0 | 0 | 0 | 4333.9228
2025-11-18 | 0 | 15.67 | 0 | 0 | 0 | 0 | 1 | 0 | 0 | 0 | 0 | 0 | 0 | 0 | 0 | 0 | 0 | 0 | 0 | 0 | 0 | 0 | 0 | 0 | 0 | 0 | 0 | 0 | 4269.0148
2025-11-18 | 0 | 15.89 | 0 | 0 | 0 | 0 | 0 | 1 | 0 | 0 | 0 | 0 | 0 | 0 | 0 | 0 | 0 | 0 | 0 | 0 | 0 | 0 | 0 | 0 | 0 | 0 | 0 | 0 | 4266.1373
2025-11-18 | 0 | 16.24 | 0 | 0 | 0 | 0 | 0 | 0 | 1 | 0 | 0 | 0 | 0 | 0 | 0 | 0 | 0 | 0 | 0 | 0 | 0 | 0 | 0 | 0 | 0 | 0 | 0 | 0 | 4450.692
2025-11-18 | 0 | 16.44 | 0 | 0 | 0 | 0 | 0 | 0 | 0 | 1 | 0 | 0 | 0 | 0 | 0 | 0 | 0 | 0 | 0 | 0 | 0 | 0 | 0 | 0 | 0 | 0 | 0 | 0 | 4802.4544
2025-11-18 | 0 | 16.44 | 0 | 0 | 0 | 0 | 0 | 0 | 0 | 0 | 1 | 0 | 0 | 0 | 0 | 0 | 0 | 0 | 0 | 0 | 0 | 0 | 0 | 0 | 0 | 0 | 0 | 0 | 5208.302
2025-11-18 | 0 | 16.35 | 0 | 0 | 0 | 0 | 0 | 0 | 0 | 0 | 0 | 1 | 0 | 0 | 0 | 0 | 0 | 0 | 0 | 0 | 0 | 0 | 0 | 0 | 0 | 0 | 0 | 0 | 5582.4292
2025-11-18 | 0 | 16.13 | 0 | 0 | 0 | 0 | 0 | 0 | 0 | 0 | 0 | 0 | 1 | 0 | 0 | 0 | 0 | 0 | 0 | 0 | 0 | 0 | 0 | 0 | 0 | 0 | 0 | 0 | 5770.5056
2025-11-18 | 0 | 14.87 | 0 | 0 | 0 | 0 | 0 | 0 | 0 | 0 | 0 | 0 | 0 | 1 | 0 | 0 | 0 | 0 | 0 | 0 | 0 | 0 | 0 | 0 | 0 | 0 | 0 | 0 | 5685.0182
2025-11-18 | 0 | 14.05 | 0 | 0 | 0 | 0 | 0 | 0 | 0 | 0 | 0 | 0 | 0 | 0 | 1 | 0 | 0 | 0 | 0 | 0 | 0 | 0 | 0 | 0 | 0 | 0 | 0 | 0 | 5602.1587
2025-11-18 | 0 | 13.16 | 0 | 0 | 0 | 0 | 0 | 0 | 0 | 0 | 0 | 0 | 0 | 0 | 0 | 1 | 0 | 0 | 0 | 0 | 0 | 0 | 0 | 0 | 0 | 0 | 0 | 0 | 5504.096
2025-11-18 | 0 | 12.59 | 0 | 0 | 0 | 0 | 0 | 0 | 0 | 0 | 0 | 0 | 0 | 0 | 0 | 0 | 1 | 0 | 0 | 0 | 0 | 0 | 0 | 0 | 0 | 0 | 0 | 0 | 5339.7763
2025-11-18 | 0 | 12.15 | 0 | 0 | 0 | 0 | 0 | 0 | 0 | 0 | 0 | 0 | 0 | 0 | 0 | 0 | 0 | 1 | 0 | 0 | 0 | 0 | 0 | 0 | 0 | 0 | 0 | 0 | 5229.0303
2025-11-18 | 0 | 11.92 | 0 | 0 | 0 | 0 | 0 | 0 | 0 | 0 | 0 | 0 | 0 | 0 | 0 | 0 | 0 | 0 | 1 | 0 | 0 | 0 | 0 | 0 | 0 | 0 | 0 | 0 | 5290.0193
2025-11-18 | 0 | 12.16 | 0 | 0 | 0 | 0 | 0 | 0 | 0 | 0 | 0 | 0 | 0 | 0 | 0 | 0 | 0 | 0 | 0 | 1 | 0 | 0 | 0 | 0 | 0 | 0 | 0 | 0 | 5703.0903
2025-11-18 | 0 | 12.55 | 0 | 0 | 0 | 0 | 0 | 0 | 0 | 0 | 0 | 0 | 0 | 0 | 0 | 0 | 0 | 0 | 0 | 0 | 1 | 0 | 0 | 0 | 0 | 0 | 0 | 0 | 6306.7098
2025-11-18 | 0 | 13.31 | 0 | 0 | 0 | 0 | 0 | 0 | 0 | 0 | 0 | 0 | 0 | 0 | 0 | 0 | 0 | 0 | 0 | 0 | 0 | 1 | 0 | 0 | 0 | 0 | 0 | 0 | 6613.7658
2025-11-18 | 0 | 13.51 | 0 | 0 | 0 | 0 | 0 | 0 | 0 | 0 | 0 | 0 | 0 | 0 | 0 | 0 | 0 | 0 | 0 | 0 | 0 | 0 | 1 | 0 | 0 | 0 | 0 | 0 | 6647.4727
2025-11-18 | 0 | 13.83 | 0 | 0 | 0 | 0 | 0 | 0 | 0 | 0 | 0 | 0 | 0 | 0 | 0 | 0 | 0 | 0 | 0 | 0 | 0 | 0 | 0 | 1 | 0 | 0 | 0 | 0 | 6653.0439
2025-11-18 | 0 | 14.24 | 0 | 0 | 0 | 0 | 0 | 0 | 0 | 0 | 0 | 0 | 0 | 0 | 0 | 0 | 0 | 0 | 0 | 0 | 0 | 0 | 0 | 0 | 1 | 0 | 0 | 0 | 6463.2382
2025-11-18 | 0 | 14.53 | 0 | 0 | 0 | 0 | 0 | 0 | 0 | 0 | 0 | 0 | 0 | 0 | 0 | 0 | 0 | 0 | 0 | 0 | 0 | 0 | 0 | 0 | 0 | 1 | 0 | 0 | 5959.7017
2025-11-18 | 0 | 15.14 | 0 | 0 | 0 | 0 | 0 | 0 | 0 | 0 | 0 | 0 | 0 | 0 | 0 | 0 | 0 | 0 | 0 | 0 | 0 | 0 | 0 | 0 | 0 | 0 | 1 | 0 | 5402.6055
2025-11-18 | 0 | 15.37 | 0 | 0 | 0 | 0 | 0 | 0 | 0 | 0 | 0 | 0 | 0 | 0 | 0 | 0 | 0 | 0 | 0 | 0 | 0 | 0 | 0 | 0 | 0 | 0 | 0 | 1 | 4919.4469
2025-11-19 | 0 | 15.7 | 0 | 0 | 1 | 0 | 0 | 0 | 0 | 0 | 0 | 0 | 0 | 0 | 0 | 0 | 0 | 0 | 0 | 0 | 0 | 0 | 0 | 0 | 0 | 0 | 0 | 0 | 4602.9926
2025-11-19 | 0 | 16.23 | 0 | 0 | 0 | 1 | 0 | 0 | 0 | 0 | 0 | 0 | 0 | 0 | 0 | 0 | 0 | 0 | 0 | 0 | 0 | 0 | 0 | 0 | 0 | 0 | 0 | 0 | 4448.3261
2025-11-19 | 0 | 16.19 | 0 | 0 | 0 | 0 | 1 | 0 | 0 | 0 | 0 | 0 | 0 | 0 | 0 | 0 | 0 | 0 | 0 | 0 | 0 | 0 | 0 | 0 | 0 | 0 | 0 | 0 | 4326.2164
2025-11-19 | 0 | 16.53 | 0 | 0 | 0 | 0 | 0 | 1 | 0 | 0 | 0 | 0 | 0 | 0 | 0 | 0 | 0 | 0 | 0 | 0 | 0 | 0 | 0 | 0 | 0 | 0 | 0 | 0 | 4336.5393
2025-11-19 | 0 | 16.8 | 0 | 0 | 0 | 0 | 0 | 0 | 1 | 0 | 0 | 0 | 0 | 0 | 0 | 0 | 0 | 0 | 0 | 0 | 0 | 0 | 0 | 0 | 0 | 0 | 0 | 0 | 4512.2938
2025-11-19 | 0 | 16.24 | 0 | 0 | 0 | 0 | 0 | 0 | 0 | 1 | 0 | 0 | 0 | 0 | 0 | 0 | 0 | 0 | 0 | 0 | 0 | 0 | 0 | 0 | 0 | 0 | 0 | 0 | 4780.4537
2025-11-19 | 0 | 16.34 | 0 | 0 | 0 | 0 | 0 | 0 | 0 | 0 | 1 | 0 | 0 | 0 | 0 | 0 | 0 | 0 | 0 | 0 | 0 | 0 | 0 | 0 | 0 | 0 | 0 | 0 | 5197.3017
2025-11-19 | 0 | 16.21 | 0 | 0 | 0 | 0 | 0 | 0 | 0 | 0 | 0 | 1 | 0 | 0 | 0 | 0 | 0 | 0 | 0 | 0 | 0 | 0 | 0 | 0 | 0 | 0 | 0 | 0 | 5567.0288
2025-11-19 | 0 | 15.88 | 0 | 0 | 0 | 0 | 0 | 0 | 0 | 0 | 0 | 0 | 1 | 0 | 0 | 0 | 0 | 0 | 0 | 0 | 0 | 0 | 0 | 0 | 0 | 0 | 0 | 0 | 5743.0048
2025-11-19 | 0 | 14.73 | 0 | 0 | 0 | 0 | 0 | 0 | 0 | 0 | 0 | 0 | 0 | 1 | 0 | 0 | 0 | 0 | 0 | 0 | 0 | 0 | 0 | 0 | 0 | 0 | 0 | 0 | 5669.6178
2025-11-19 | 0 | 13.78 | 0 | 0 | 0 | 0 | 0 | 0 | 0 | 0 | 0 | 0 | 0 | 0 | 1 | 0 | 0 | 0 | 0 | 0 | 0 | 0 | 0 | 0 | 0 | 0 | 0 | 0 | 5572.4579
2025-11-19 | 0 | 13.26 | 0 | 0 | 0 | 0 | 0 | 0 | 0 | 0 | 0 | 0 | 0 | 0 | 0 | 1 | 0 | 0 | 0 | 0 | 0 | 0 | 0 | 0 | 0 | 0 | 0 | 0 | 5515.0963
2025-11-19 | 0 | 13.1 | 0 | 0 | 0 | 0 | 0 | 0 | 0 | 0 | 0 | 0 | 0 | 0 | 0 | 0 | 1 | 0 | 0 | 0 | 0 | 0 | 0 | 0 | 0 | 0 | 0 | 0 | 5395.8779
2025-11-19 | 0 | 13.03 | 0 | 0 | 0 | 0 | 0 | 0 | 0 | 0 | 0 | 0 | 0 | 0 | 0 | 0 | 0 | 1 | 0 | 0 | 0 | 0 | 0 | 0 | 0 | 0 | 0 | 0 | 5325.8331
2025-11-19 | 0 | 13.19 | 0 | 0 | 0 | 0 | 0 | 0 | 0 | 0 | 0 | 0 | 0 | 0 | 0 | 0 | 0 | 0 | 1 | 0 | 0 | 0 | 0 | 0 | 0 | 0 | 0 | 0 | 5429.7233
2025-11-19 | 0 | 13.04 | 0 | 0 | 0 | 0 | 0 | 0 | 0 | 0 | 0 | 0 | 0 | 0 | 0 | 0 | 0 | 0 | 0 | 1 | 0 | 0 | 0 | 0 | 0 | 0 | 0 | 0 | 5799.8931
2025-11-19 | 0 | 13.62 | 0 | 0 | 0 | 0 | 0 | 0 | 0 | 0 | 0 | 0 | 0 | 0 | 0 | 0 | 0 | 0 | 0 | 0 | 1 | 0 | 0 | 0 | 0 | 0 | 0 | 0 | 6424.4132
2025-11-19 | 0 | 14.07 | 0 | 0 | 0 | 0 | 0 | 0 | 0 | 0 | 0 | 0 | 0 | 0 | 0 | 0 | 0 | 0 | 0 | 0 | 0 | 1 | 0 | 0 | 0 | 0 | 0 | 0 | 6697.3682
2025-11-19 | 0 | 14.4 | 0 | 0 | 0 | 0 | 0 | 0 | 0 | 0 | 0 | 0 | 0 | 0 | 0 | 0 | 0 | 0 | 0 | 0 | 0 | 0 | 1 | 0 | 0 | 0 | 0 | 0 | 6745.3755
2025-11-19 | 0 | 14.53 | 0 | 0 | 0 | 0 | 0 | 0 | 0 | 0 | 0 | 0 | 0 | 0 | 0 | 0 | 0 | 0 | 0 | 0 | 0 | 0 | 0 | 1 | 0 | 0 | 0 | 0 | 6730.0461
2025-11-19 | 0 | 14.53 | 0 | 0 | 0 | 0 | 0 | 0 | 0 | 0 | 0 | 0 | 0 | 0 | 0 | 0 | 0 | 0 | 0 | 0 | 0 | 0 | 0 | 0 | 1 | 0 | 0 | 0 | 6495.1391
2025-11-19 | 0 | 14.88 | 0 | 0 | 0 | 0 | 0 | 0 | 0 | 0 | 0 | 0 | 0 | 0 | 0 | 0 | 0 | 0 | 0 | 0 | 0 | 0 | 0 | 0 | 0 | 1 | 0 | 0 | 5998.2028
2025-11-19 | 0 | 15.35 | 0 | 0 | 0 | 0 | 0 | 0 | 0 | 0 | 0 | 0 | 0 | 0 | 0 | 0 | 0 | 0 | 0 | 0 | 0 | 0 | 0 | 0 | 0 | 0 | 1 | 0 | 5425.7062
2025-11-19 | 0 | 15.61 | 0 | 0 | 0 | 0 | 0 | 0 | 0 | 0 | 0 | 0 | 0 | 0 | 0 | 0 | 0 | 0 | 0 | 0 | 0 | 0 | 0 | 0 | 0 | 0 | 0 | 1 | 4945.8476
2025-11-20 | 0 | 15.88 | 0 | 0 | 1 | 0 | 0 | 0 | 0 | 0 | 0 | 0 | 0 | 0 | 0 | 0 | 0 | 0 | 0 | 0 | 0 | 0 | 0 | 0 | 0 | 0 | 0 | 0 | 4622.7932
2025-11-20 | 0 | 16.33 | 0 | 0 | 0 | 1 | 0 | 0 | 0 | 0 | 0 | 0 | 0 | 0 | 0 | 0 | 0 | 0 | 0 | 0 | 0 | 0 | 0 | 0 | 0 | 0 | 0 | 0 | 4459.3264
2025-11-20 | 0 | 16.32 | 0 | 0 | 0 | 0 | 1 | 0 | 0 | 0 | 0 | 0 | 0 | 0 | 0 | 0 | 0 | 0 | 0 | 0 | 0 | 0 | 0 | 0 | 0 | 0 | 0 | 0 | 4340.5168
2025-11-20 | 0 | 16.23 | 0 | 0 | 0 | 0 | 0 | 1 | 0 | 0 | 0 | 0 | 0 | 0 | 0 | 0 | 0 | 0 | 0 | 0 | 0 | 0 | 0 | 0 | 0 | 0 | 0 | 0 | 4303.5383
2025-11-20 | 0 | 16.23 | 0 | 0 | 0 | 0 | 0 | 0 | 1 | 0 | 0 | 0 | 0 | 0 | 0 | 0 | 0 | 0 | 0 | 0 | 0 | 0 | 0 | 0 | 0 | 0 | 0 | 0 | 4449.592
2025-11-20 | 0 | 16.42 | 0 | 0 | 0 | 0 | 0 | 0 | 0 | 1 | 0 | 0 | 0 | 0 | 0 | 0 | 0 | 0 | 0 | 0 | 0 | 0 | 0 | 0 | 0 | 0 | 0 | 0 | 4800.2543
2025-11-20 | 0 | 16.7 | 0 | 0 | 0 | 0 | 0 | 0 | 0 | 0 | 1 | 0 | 0 | 0 | 0 | 0 | 0 | 0 | 0 | 0 | 0 | 0 | 0 | 0 | 0 | 0 | 0 | 0 | 5236.9028
2025-11-20 | 0 | 16.72 | 0 | 0 | 0 | 0 | 0 | 0 | 0 | 0 | 0 | 1 | 0 | 0 | 0 | 0 | 0 | 0 | 0 | 0 | 0 | 0 | 0 | 0 | 0 | 0 | 0 | 0 | 5623.1304
2025-11-20 | 0 | 16.61 | 0 | 0 | 0 | 0 | 0 | 0 | 0 | 0 | 0 | 0 | 1 | 0 | 0 | 0 | 0 | 0 | 0 | 0 | 0 | 0 | 0 | 0 | 0 | 0 | 0 | 0 | 5823.3071
2025-11-20 | 0 | 15.8 | 0 | 0 | 0 | 0 | 0 | 0 | 0 | 0 | 0 | 0 | 0 | 1 | 0 | 0 | 0 | 0 | 0 | 0 | 0 | 0 | 0 | 0 | 0 | 0 | 0 | 0 | 5787.3211
2025-11-20 | 0 | 14.97 | 0 | 0 | 0 | 0 | 0 | 0 | 0 | 0 | 0 | 0 | 0 | 0 | 1 | 0 | 0 | 0 | 0 | 0 | 0 | 0 | 0 | 0 | 0 | 0 | 0 | 0 | 5703.3616
2025-11-20 | 0 | 14.54 | 0 | 0 | 0 | 0 | 0 | 0 | 0 | 0 | 0 | 0 | 0 | 0 | 0 | 1 | 0 | 0 | 0 | 0 | 0 | 0 | 0 | 0 | 0 | 0 | 0 | 0 | 5655.9003
2025-11-20 | 0 | 14.07 | 0 | 0 | 0 | 0 | 0 | 0 | 0 | 0 | 0 | 0 | 0 | 0 | 0 | 0 | 1 | 0 | 0 | 0 | 0 | 0 | 0 | 0 | 0 | 0 | 0 | 0 | 5502.581
2025-11-20 | 0 | 13.63 | 0 | 0 | 0 | 0 | 0 | 0 | 0 | 0 | 0 | 0 | 0 | 0 | 0 | 0 | 0 | 1 | 0 | 0 | 0 | 0 | 0 | 0 | 0 | 0 | 0 | 0 | 5391.8349
2025-11-20 | 0 | 13.54 | 0 | 0 | 0 | 0 | 0 | 0 | 0 | 0 | 0 | 0 | 0 | 0 | 0 | 0 | 0 | 0 | 1 | 0 | 0 | 0 | 0 | 0 | 0 | 0 | 0 | 0 | 5468.2244
2025-11-20 | 0 | 13.68 | 0 | 0 | 0 | 0 | 0 | 0 | 0 | 0 | 0 | 0 | 0 | 0 | 0 | 0 | 0 | 0 | 0 | 1 | 0 | 0 | 0 | 0 | 0 | 0 | 0 | 0 | 5870.2951
2025-11-20 | 0 | 13.9 | 0 | 0 | 0 | 0 | 0 | 0 | 0 | 0 | 0 | 0 | 0 | 0 | 0 | 0 | 0 | 0 | 0 | 0 | 1 | 0 | 0 | 0 | 0 | 0 | 0 | 0 | 6455.214
2025-11-20 | 0 | 14.57 | 0 | 0 | 0 | 0 | 0 | 0 | 0 | 0 | 0 | 0 | 0 | 0 | 0 | 0 | 0 | 0 | 0 | 0 | 0 | 1 | 0 | 0 | 0 | 0 | 0 | 0 | 6752.3698
2025-11-20 | 0 | 15.15 | 0 | 0 | 0 | 0 | 0 | 0 | 0 | 0 | 0 | 0 | 0 | 0 | 0 | 0 | 0 | 0 | 0 | 0 | 0 | 0 | 1 | 0 | 0 | 0 | 0 | 0 | 6827.8778
2025-11-20 | 0 | 15.24 | 0 | 0 | 0 | 0 | 0 | 0 | 0 | 0 | 0 | 0 | 0 | 0 | 0 | 0 | 0 | 0 | 0 | 0 | 0 | 0 | 0 | 1 | 0 | 0 | 0 | 0 | 6808.1483
2025-11-20 | 0 | 15.6 | 0 | 0 | 0 | 0 | 0 | 0 | 0 | 0 | 0 | 0 | 0 | 0 | 0 | 0 | 0 | 0 | 0 | 0 | 0 | 0 | 0 | 0 | 1 | 0 | 0 | 0 | 6612.8425
2025-11-20 | 0 | 15.85 | 0 | 0 | 0 | 0 | 0 | 0 | 0 | 0 | 0 | 0 | 0 | 0 | 0 | 0 | 0 | 0 | 0 | 0 | 0 | 0 | 0 | 0 | 0 | 1 | 0 | 0 | 6104.9059
2025-11-20 | 0 | 16.15 | 0 | 0 | 0 | 0 | 0 | 0 | 0 | 0 | 0 | 0 | 0 | 0 | 0 | 0 | 0 | 0 | 0 | 0 | 0 | 0 | 0 | 0 | 0 | 0 | 1 | 0 | 5513.7087
2025-11-20 | 0 | 16.53 | 0 | 0 | 0 | 0 | 0 | 0 | 0 | 0 | 0 | 0 | 0 | 0 | 0 | 0 | 0 | 0 | 0 | 0 | 0 | 0 | 0 | 0 | 0 | 0 | 0 | 1 | 5047.0505
2025-11-21 | 0 | 16.49 | 0 | 0 | 1 | 0 | 0 | 0 | 0 | 0 | 0 | 0 | 0 | 0 | 0 | 0 | 0 | 0 | 0 | 0 | 0 | 0 | 0 | 0 | 0 | 0 | 0 | 0 | 4689.8951
2025-11-21 | 0 | 16.41 | 0 | 0 | 0 | 1 | 0 | 0 | 0 | 0 | 0 | 0 | 0 | 0 | 0 | 0 | 0 | 0 | 0 | 0 | 0 | 0 | 0 | 0 | 0 | 0 | 0 | 0 | 4468.1266
2025-11-21 | 0 | 16.53 | 0 | 0 | 0 | 0 | 1 | 0 | 0 | 0 | 0 | 0 | 0 | 0 | 0 | 0 | 0 | 0 | 0 | 0 | 0 | 0 | 0 | 0 | 0 | 0 | 0 | 0 | 4363.6175
2025-11-21 | 0 | 16.73 | 0 | 0 | 0 | 0 | 0 | 1 | 0 | 0 | 0 | 0 | 0 | 0 | 0 | 0 | 0 | 0 | 0 | 0 | 0 | 0 | 0 | 0 | 0 | 0 | 0 | 0 | 4358.5399
2025-11-21 | 0 | 16.75 | 0 | 0 | 0 | 0 | 0 | 0 | 1 | 0 | 0 | 0 | 0 | 0 | 0 | 0 | 0 | 0 | 0 | 0 | 0 | 0 | 0 | 0 | 0 | 0 | 0 | 0 | 4506.7936
2025-11-21 | 0 | 16.67 | 0 | 0 | 0 | 0 | 0 | 0 | 0 | 1 | 0 | 0 | 0 | 0 | 0 | 0 | 0 | 0 | 0 | 0 | 0 | 0 | 0 | 0 | 0 | 0 | 0 | 0 | 4827.7551
2025-11-21 | 0 | 16.27 | 0 | 0 | 0 | 0 | 0 | 0 | 0 | 0 | 1 | 0 | 0 | 0 | 0 | 0 | 0 | 0 | 0 | 0 | 0 | 0 | 0 | 0 | 0 | 0 | 0 | 0 | 5189.6015
2025-11-21 | 0 | 15.88 | 0 | 0 | 0 | 0 | 0 | 0 | 0 | 0 | 0 | 1 | 0 | 0 | 0 | 0 | 0 | 0 | 0 | 0 | 0 | 0 | 0 | 0 | 0 | 0 | 0 | 0 | 5530.7277
2025-11-21 | 0 | 15.75 | 0 | 0 | 0 | 0 | 0 | 0 | 0 | 0 | 0 | 0 | 1 | 0 | 0 | 0 | 0 | 0 | 0 | 0 | 0 | 0 | 0 | 0 | 0 | 0 | 0 | 0 | 5728.7044
2025-11-21 | 0 | 15.08 | 0 | 0 | 0 | 0 | 0 | 0 | 0 | 0 | 0 | 0 | 0 | 1 | 0 | 0 | 0 | 0 | 0 | 0 | 0 | 0 | 0 | 0 | 0 | 0 | 0 | 0 | 5708.1189
2025-11-21 | 0 | 14.3 | 0 | 0 | 0 | 0 | 0 | 0 | 0 | 0 | 0 | 0 | 0 | 0 | 1 | 0 | 0 | 0 | 0 | 0 | 0 | 0 | 0 | 0 | 0 | 0 | 0 | 0 | 5629.6595
2025-11-21 | 0 | 13.82 | 0 | 0 | 0 | 0 | 0 | 0 | 0 | 0 | 0 | 0 | 0 | 0 | 0 | 1 | 0 | 0 | 0 | 0 | 0 | 0 | 0 | 0 | 0 | 0 | 0 | 0 | 5576.6981
2025-11-21 | 0 | 13.47 | 0 | 0 | 0 | 0 | 0 | 0 | 0 | 0 | 0 | 0 | 0 | 0 | 0 | 0 | 1 | 0 | 0 | 0 | 0 | 0 | 0 | 0 | 0 | 0 | 0 | 0 | 5436.5791
2025-11-21 | 0 | 13.15 | 0 | 0 | 0 | 0 | 0 | 0 | 0 | 0 | 0 | 0 | 0 | 0 | 0 | 0 | 0 | 1 | 0 | 0 | 0 | 0 | 0 | 0 | 0 | 0 | 0 | 0 | 5339.0334
2025-11-21 | 0 | 12.95 | 0 | 0 | 0 | 0 | 0 | 0 | 0 | 0 | 0 | 0 | 0 | 0 | 0 | 0 | 0 | 0 | 1 | 0 | 0 | 0 | 0 | 0 | 0 | 0 | 0 | 0 | 5403.3225
2025-11-21 | 0 | 13.29 | 0 | 0 | 0 | 0 | 0 | 0 | 0 | 0 | 0 | 0 | 0 | 0 | 0 | 0 | 0 | 0 | 0 | 1 | 0 | 0 | 0 | 0 | 0 | 0 | 0 | 0 | 5827.3939
2025-11-21 | 0 | 13.87 | 0 | 0 | 0 | 0 | 0 | 0 | 0 | 0 | 0 | 0 | 0 | 0 | 0 | 0 | 0 | 0 | 0 | 0 | 1 | 0 | 0 | 0 | 0 | 0 | 0 | 0 | 6451.9139
2025-11-21 | 0 | 14.5 | 0 | 0 | 0 | 0 | 0 | 0 | 0 | 0 | 0 | 0 | 0 | 0 | 0 | 0 | 0 | 0 | 0 | 0 | 0 | 1 | 0 | 0 | 0 | 0 | 0 | 0 | 6744.6695
2025-11-21 | 0 | 14.88 | 0 | 0 | 0 | 0 | 0 | 0 | 0 | 0 | 0 | 0 | 0 | 0 | 0 | 0 | 0 | 0 | 0 | 0 | 0 | 0 | 1 | 0 | 0 | 0 | 0 | 0 | 6798.177
2025-11-21 | 0 | 14.9 | 0 | 0 | 0 | 0 | 0 | 0 | 0 | 0 | 0 | 0 | 0 | 0 | 0 | 0 | 0 | 0 | 0 | 0 | 0 | 0 | 0 | 1 | 0 | 0 | 0 | 0 | 6770.7472
2025-11-21 | 0 | 15.1 | 0 | 0 | 0 | 0 | 0 | 0 | 0 | 0 | 0 | 0 | 0 | 0 | 0 | 0 | 0 | 0 | 0 | 0 | 0 | 0 | 0 | 0 | 1 | 0 | 0 | 0 | 6557.8409
2025-11-21 | 0 | 15.32 | 0 | 0 | 0 | 0 | 0 | 0 | 0 | 0 | 0 | 0 | 0 | 0 | 0 | 0 | 0 | 0 | 0 | 0 | 0 | 0 | 0 | 0 | 0 | 1 | 0 | 0 | 6046.6042
2025-11-21 | 0 | 15.39 | 0 | 0 | 0 | 0 | 0 | 0 | 0 | 0 | 0 | 0 | 0 | 0 | 0 | 0 | 0 | 0 | 0 | 0 | 0 | 0 | 0 | 0 | 0 | 0 | 1 | 0 | 5430.1063
2025-11-21 | 0 | 15.57 | 0 | 0 | 0 | 0 | 0 | 0 | 0 | 0 | 0 | 0 | 0 | 0 | 0 | 0 | 0 | 0 | 0 | 0 | 0 | 0 | 0 | 0 | 0 | 0 | 0 | 1 | 4941.4475
2025-11-22 | 0 | 15.9 | 0 | 1 | 1 | 0 | 0 | 0 | 0 | 0 | 0 | 0 | 0 | 0 | 0 | 0 | 0 | 0 | 0 | 0 | 0 | 0 | 0 | 0 | 0 | 0 | 0 | 0 | 4903.4677
2025-11-22 | 0 | 15.97 | 0 | 1 | 0 | 1 | 0 | 0 | 0 | 0 | 0 | 0 | 0 | 0 | 0 | 0 | 0 | 0 | 0 | 0 | 0 | 0 | 0 | 0 | 0 | 0 | 0 | 0 | 4698.1997
2025-11-22 | 0 | 16.37 | 0 | 1 | 0 | 0 | 1 | 0 | 0 | 0 | 0 | 0 | 0 | 0 | 0 | 0 | 0 | 0 | 0 | 0 | 0 | 0 | 0 | 0 | 0 | 0 | 0 | 0 | 4624.4914
2025-11-22 | 0 | 16.8 | 0 | 1 | 0 | 0 | 0 | 1 | 0 | 0 | 0 | 0 | 0 | 0 | 0 | 0 | 0 | 0 | 0 | 0 | 0 | 0 | 0 | 0 | 0 | 0 | 0 | 0 | 4644.7145
2025-11-22 | 0 | 17.35 | 0 | 1 | 0 | 0 | 0 | 0 | 1 | 0 | 0 | 0 | 0 | 0 | 0 | 0 | 0 | 0 | 0 | 0 | 0 | 0 | 0 | 0 | 0 | 0 | 0 | 0 | 4851.2699
2025-11-22 | 0 | 17.74 | 0 | 1 | 0 | 0 | 0 | 0 | 0 | 1 | 0 | 0 | 0 | 0 | 0 | 0 | 0 | 0 | 0 | 0 | 0 | 0 | 0 | 0 | 0 | 0 | 0 | 0 | 5223.9329
2025-11-22 | 0 | 17.81 | 0 | 1 | 0 | 0 | 0 | 0 | 0 | 0 | 1 | 0 | 0 | 0 | 0 | 0 | 0 | 0 | 0 | 0 | 0 | 0 | 0 | 0 | 0 | 0 | 0 | 0 | 5637.4807
2025-11-22 | 0 | 17.9 | 0 | 1 | 0 | 0 | 0 | 0 | 0 | 0 | 0 | 1 | 0 | 0 | 0 | 0 | 0 | 0 | 0 | 0 | 0 | 0 | 0 | 0 | 0 | 0 | 0 | 0 | 6031.4085
2025-11-22 | 0 | 17.83 | 0 | 1 | 0 | 0 | 0 | 0 | 0 | 0 | 0 | 0 | 1 | 0 | 0 | 0 | 0 | 0 | 0 | 0 | 0 | 0 | 0 | 0 | 0 | 0 | 0 | 0 | 6235.9853
2025-11-22 | 0 | 17.26 | 0 | 1 | 0 | 0 | 0 | 0 | 0 | 0 | 0 | 0 | 0 | 1 | 0 | 0 | 0 | 0 | 0 | 0 | 0 | 0 | 0 | 0 | 0 | 0 | 0 | 0 | 6226.4002
2025-11-22 | 0 | 16.92 | 0 | 1 | 0 | 0 | 0 | 0 | 0 | 0 | 0 | 0 | 0 | 0 | 1 | 0 | 0 | 0 | 0 | 0 | 0 | 0 | 0 | 0 | 0 | 0 | 0 | 0 | 6196.3421
2025-11-22 | 0 | 16.47 | 0 | 1 | 0 | 0 | 0 | 0 | 0 | 0 | 0 | 0 | 0 | 0 | 0 | 1 | 0 | 0 | 0 | 0 | 0 | 0 | 0 | 0 | 0 | 0 | 0 | 0 | 6146.6808
2025-11-22 | 0 | 16.25 | 0 | 1 | 0 | 0 | 0 | 0 | 0 | 0 | 0 | 0 | 0 | 0 | 0 | 0 | 1 | 0 | 0 | 0 | 0 | 0 | 0 | 0 | 0 | 0 | 0 | 0 | 6020.8622
2025-11-22 | 0 | 16.07 | 0 | 1 | 0 | 0 | 0 | 0 | 0 | 0 | 0 | 0 | 0 | 0 | 0 | 0 | 0 | 1 | 0 | 0 | 0 | 0 | 0 | 0 | 0 | 0 | 0 | 0 | 5938.717
2025-11-22 | 0 | 15.97 | 0 | 1 | 0 | 0 | 0 | 0 | 0 | 0 | 0 | 0 | 0 | 0 | 0 | 0 | 0 | 0 | 1 | 0 | 0 | 0 | 0 | 0 | 0 | 0 | 0 | 0 | 6014.0064
2025-11-22 | 0 | 16.11 | 0 | 1 | 0 | 0 | 0 | 0 | 0 | 0 | 0 | 0 | 0 | 0 | 0 | 0 | 0 | 0 | 0 | 1 | 0 | 0 | 0 | 0 | 0 | 0 | 0 | 0 | 6416.0771
2025-11-22 | 0 | 16.59 | 0 | 1 | 0 | 0 | 0 | 0 | 0 | 0 | 0 | 0 | 0 | 0 | 0 | 0 | 0 | 0 | 0 | 0 | 1 | 0 | 0 | 0 | 0 | 0 | 0 | 0 | 7029.5969
2025-11-22 | 0 | 17.13 | 0 | 1 | 0 | 0 | 0 | 0 | 0 | 0 | 0 | 0 | 0 | 0 | 0 | 0 | 0 | 0 | 0 | 0 | 0 | 1 | 0 | 0 | 0 | 0 | 0 | 0 | 7312.4522
2025-11-22 | 0 | 17.67 | 0 | 1 | 0 | 0 | 0 | 0 | 0 | 0 | 0 | 0 | 0 | 0 | 0 | 0 | 0 | 0 | 0 | 0 | 0 | 0 | 1 | 0 | 0 | 0 | 0 | 0 | 7383.5602
2025-11-22 | 0 | 17.63 | 0 | 1 | 0 | 0 | 0 | 0 | 0 | 0 | 0 | 0 | 0 | 0 | 0 | 0 | 0 | 0 | 0 | 0 | 0 | 0 | 0 | 1 | 0 | 0 | 0 | 0 | 7349.5302
2025-11-22 | 0 | 17.64 | 0 | 1 | 0 | 0 | 0 | 0 | 0 | 0 | 0 | 0 | 0 | 0 | 0 | 0 | 0 | 0 | 0 | 0 | 0 | 0 | 0 | 0 | 1 | 0 | 0 | 0 | 7115.7233
2025-11-22 | 0 | 17.89 | 0 | 1 | 0 | 0 | 0 | 0 | 0 | 0 | 0 | 0 | 0 | 0 | 0 | 0 | 0 | 0 | 0 | 0 | 0 | 0 | 0 | 0 | 0 | 1 | 0 | 0 | 6607.7867
2025-11-22 | 0 | 18.13 | 0 | 1 | 0 | 0 | 0 | 0 | 0 | 0 | 0 | 0 | 0 | 0 | 0 | 0 | 0 | 0 | 0 | 0 | 0 | 0 | 0 | 0 | 0 | 0 | 1 | 0 | 6009.9893
2025-11-22 | 0 | 18.41 | 0 | 1 | 0 | 0 | 0 | 0 | 0 | 0 | 0 | 0 | 0 | 0 | 0 | 0 | 0 | 0 | 0 | 0 | 0 | 0 | 0 | 0 | 0 | 0 | 0 | 1 | 5532.3308
2025-11-23 | 0 | 18.47 | 0 | 1 | 1 | 0 | 0 | 0 | 0 | 0 | 0 | 0 | 0 | 0 | 0 | 0 | 0 | 0 | 0 | 0 | 0 | 0 | 0 | 0 | 0 | 0 | 0 | 0 | 5186.1757
2025-11-23 | 0 | 18.46 | 0 | 1 | 0 | 1 | 0 | 0 | 0 | 0 | 0 | 0 | 0 | 0 | 0 | 0 | 0 | 0 | 0 | 0 | 0 | 0 | 0 | 0 | 0 | 0 | 0 | 0 | 4972.1075
2025-11-23 | 0 | 18.55 | 0 | 1 | 0 | 0 | 1 | 0 | 0 | 0 | 0 | 0 | 0 | 0 | 0 | 0 | 0 | 0 | 0 | 0 | 0 | 0 | 0 | 0 | 0 | 0 | 0 | 0 | 4864.2982
2025-11-23 | 0 | 18.56 | 0 | 1 | 0 | 0 | 0 | 1 | 0 | 0 | 0 | 0 | 0 | 0 | 0 | 0 | 0 | 0 | 0 | 0 | 0 | 0 | 0 | 0 | 0 | 0 | 0 | 0 | 4838.3201
2025-11-23 | 0 | 18.81 | 0 | 1 | 0 | 0 | 0 | 0 | 1 | 0 | 0 | 0 | 0 | 0 | 0 | 0 | 0 | 0 | 0 | 0 | 0 | 0 | 0 | 0 | 0 | 0 | 0 | 0 | 5011.8745
2025-11-23 | 0 | 18.82 | 0 | 1 | 0 | 0 | 0 | 0 | 0 | 1 | 0 | 0 | 0 | 0 | 0 | 0 | 0 | 0 | 0 | 0 | 0 | 0 | 0 | 0 | 0 | 0 | 0 | 0 | 5342.7363
2025-11-23 | 0 | 18.53 | 0 | 1 | 0 | 0 | 0 | 0 | 0 | 0 | 1 | 0 | 0 | 0 | 0 | 0 | 0 | 0 | 0 | 0 | 0 | 0 | 0 | 0 | 0 | 0 | 0 | 0 | 5716.683
2025-11-23 | 0 | 18.46 | 0 | 1 | 0 | 0 | 0 | 0 | 0 | 0 | 0 | 1 | 0 | 0 | 0 | 0 | 0 | 0 | 0 | 0 | 0 | 0 | 0 | 0 | 0 | 0 | 0 | 0 | 6093.0103
2025-11-23 | 0 | 17.85 | 0 | 1 | 0 | 0 | 0 | 0 | 0 | 0 | 0 | 0 | 1 | 0 | 0 | 0 | 0 | 0 | 0 | 0 | 0 | 0 | 0 | 0 | 0 | 0 | 0 | 0 | 6238.1854
2025-11-23 | 0 | 16.8 | 0 | 1 | 0 | 0 | 0 | 0 | 0 | 0 | 0 | 0 | 0 | 1 | 0 | 0 | 0 | 0 | 0 | 0 | 0 | 0 | 0 | 0 | 0 | 0 | 0 | 0 | 6175.7987
2025-11-23 | 0 | 15.59 | 0 | 1 | 0 | 0 | 0 | 0 | 0 | 0 | 0 | 0 | 0 | 0 | 1 | 0 | 0 | 0 | 0 | 0 | 0 | 0 | 0 | 0 | 0 | 0 | 0 | 0 | 6050.038
2025-11-23 | 0 | 14.47 | 0 | 1 | 0 | 0 | 0 | 0 | 0 | 0 | 0 | 0 | 0 | 0 | 0 | 1 | 0 | 0 | 0 | 0 | 0 | 0 | 0 | 0 | 0 | 0 | 0 | 0 | 5926.6745
2025-11-23 | 0 | 13.73 | 0 | 1 | 0 | 0 | 0 | 0 | 0 | 0 | 0 | 0 | 0 | 0 | 0 | 0 | 1 | 0 | 0 | 0 | 0 | 0 | 0 | 0 | 0 | 0 | 0 | 0 | 5743.6543
2025-11-23 | 0 | 13.43 | 0 | 1 | 0 | 0 | 0 | 0 | 0 | 0 | 0 | 0 | 0 | 0 | 0 | 0 | 0 | 1 | 0 | 0 | 0 | 0 | 0 | 0 | 0 | 0 | 0 | 0 | 5648.3088
2025-11-23 | 0 | 13.32 | 0 | 1 | 0 | 0 | 0 | 0 | 0 | 0 | 0 | 0 | 0 | 0 | 0 | 0 | 0 | 0 | 1 | 0 | 0 | 0 | 0 | 0 | 0 | 0 | 0 | 0 | 5722.4981
2025-11-23 | 0 | 13.64 | 0 | 1 | 0 | 0 | 0 | 0 | 0 | 0 | 0 | 0 | 0 | 0 | 0 | 0 | 0 | 0 | 0 | 1 | 0 | 0 | 0 | 0 | 0 | 0 | 0 | 0 | 6144.3694
2025-11-23 | 0 | 13.85 | 0 | 1 | 0 | 0 | 0 | 0 | 0 | 0 | 0 | 0 | 0 | 0 | 0 | 0 | 0 | 0 | 0 | 0 | 1 | 0 | 0 | 0 | 0 | 0 | 0 | 0 | 6728.1883
2025-11-23 | 0 | 14.81 | 0 | 1 | 0 | 0 | 0 | 0 | 0 | 0 | 0 | 0 | 0 | 0 | 0 | 0 | 0 | 0 | 0 | 0 | 0 | 1 | 0 | 0 | 0 | 0 | 0 | 0 | 7057.245
2025-11-23 | 0 | 15.18 | 0 | 1 | 0 | 0 | 0 | 0 | 0 | 0 | 0 | 0 | 0 | 0 | 0 | 0 | 0 | 0 | 0 | 0 | 0 | 0 | 1 | 0 | 0 | 0 | 0 | 0 | 7109.6524
2025-11-23 | 0 | 15.28 | 0 | 1 | 0 | 0 | 0 | 0 | 0 | 0 | 0 | 0 | 0 | 0 | 0 | 0 | 0 | 0 | 0 | 0 | 0 | 0 | 0 | 1 | 0 | 0 | 0 | 0 | 7091.0229
2025-11-23 | 0 | 15.48 | 0 | 1 | 0 | 0 | 0 | 0 | 0 | 0 | 0 | 0 | 0 | 0 | 0 | 0 | 0 | 0 | 0 | 0 | 0 | 0 | 0 | 0 | 1 | 0 | 0 | 0 | 6878.1165
2025-11-23 | 0 | 15.81 | 0 | 1 | 0 | 0 | 0 | 0 | 0 | 0 | 0 | 0 | 0 | 0 | 0 | 0 | 0 | 0 | 0 | 0 | 0 | 0 | 0 | 0 | 0 | 1 | 0 | 0 | 6378.9802
2025-11-23 | 0 | 15.9 | 0 | 1 | 0 | 0 | 0 | 0 | 0 | 0 | 0 | 0 | 0 | 0 | 0 | 0 | 0 | 0 | 0 | 0 | 0 | 0 | 0 | 0 | 0 | 0 | 1 | 0 | 5764.6823
2025-11-23 | 0 | 16.18 | 0 | 1 | 0 | 0 | 0 | 0 | 0 | 0 | 0 | 0 | 0 | 0 | 0 | 0 | 0 | 0 | 0 | 0 | 0 | 0 | 0 | 0 | 0 | 0 | 0 | 1 | 5287.0239
2025-11-24 | 0 | 16.43 | 0 | 0 | 1 | 0 | 0 | 0 | 0 | 0 | 0 | 0 | 0 | 0 | 0 | 0 | 0 | 0 | 0 | 0 | 0 | 0 | 0 | 0 | 0 | 0 | 0 | 0 | 4683.2949
2025-11-24 | 0 | 16.78 | 0 | 0 | 0 | 1 | 0 | 0 | 0 | 0 | 0 | 0 | 0 | 0 | 0 | 0 | 0 | 0 | 0 | 0 | 0 | 0 | 0 | 0 | 0 | 0 | 0 | 0 | 4508.8278
2025-11-24 | 0 | 17.1 | 0 | 0 | 0 | 0 | 1 | 0 | 0 | 0 | 0 | 0 | 0 | 0 | 0 | 0 | 0 | 0 | 0 | 0 | 0 | 0 | 0 | 0 | 0 | 0 | 0 | 0 | 4426.3192
2025-11-24 | 0 | 17.41 | 0 | 0 | 0 | 0 | 0 | 1 | 0 | 0 | 0 | 0 | 0 | 0 | 0 | 0 | 0 | 0 | 0 | 0 | 0 | 0 | 0 | 0 | 0 | 0 | 0 | 0 | 4433.342
2025-11-24 | 0 | 17.4 | 0 | 0 | 0 | 0 | 0 | 0 | 1 | 0 | 0 | 0 | 0 | 0 | 0 | 0 | 0 | 0 | 0 | 0 | 0 | 0 | 0 | 0 | 0 | 0 | 0 | 0 | 4578.2957
2025-11-24 | 0 | 17.5 | 0 | 0 | 0 | 0 | 0 | 0 | 0 | 1 | 0 | 0 | 0 | 0 | 0 | 0 | 0 | 0 | 0 | 0 | 0 | 0 | 0 | 0 | 0 | 0 | 0 | 0 | 4919.0577
2025-11-24 | 0 | 17.54 | 0 | 0 | 0 | 0 | 0 | 0 | 0 | 0 | 1 | 0 | 0 | 0 | 0 | 0 | 0 | 0 | 0 | 0 | 0 | 0 | 0 | 0 | 0 | 0 | 0 | 0 | 5329.3054
2025-11-24 | 0 | 17.81 | 0 | 0 | 0 | 0 | 0 | 0 | 0 | 0 | 0 | 1 | 0 | 0 | 0 | 0 | 0 | 0 | 0 | 0 | 0 | 0 | 0 | 0 | 0 | 0 | 0 | 0 | 5743.0338
2025-11-24 | 0 | 17.39 | 0 | 0 | 0 | 0 | 0 | 0 | 0 | 0 | 0 | 0 | 1 | 0 | 0 | 0 | 0 | 0 | 0 | 0 | 0 | 0 | 0 | 0 | 0 | 0 | 0 | 0 | 5909.1095
2025-11-24 | 0 | 16.43 | 0 | 0 | 0 | 0 | 0 | 0 | 0 | 0 | 0 | 0 | 0 | 1 | 0 | 0 | 0 | 0 | 0 | 0 | 0 | 0 | 0 | 0 | 0 | 0 | 0 | 0 | 5856.6231
2025-11-24 | 0 | 15.34 | 0 | 0 | 0 | 0 | 0 | 0 | 0 | 0 | 0 | 0 | 0 | 0 | 1 | 0 | 0 | 0 | 0 | 0 | 0 | 0 | 0 | 0 | 0 | 0 | 0 | 0 | 5744.0628
2025-11-24 | 0 | 14.52 | 0 | 0 | 0 | 0 | 0 | 0 | 0 | 0 | 0 | 0 | 0 | 0 | 0 | 1 | 0 | 0 | 0 | 0 | 0 | 0 | 0 | 0 | 0 | 0 | 0 | 0 | 5653.7002
2025-11-24 | 0 | 13.73 | 0 | 0 | 0 | 0 | 0 | 0 | 0 | 0 | 0 | 0 | 0 | 0 | 0 | 0 | 1 | 0 | 0 | 0 | 0 | 0 | 0 | 0 | 0 | 0 | 0 | 0 | 5465.1799
2025-11-24 | 0 | 13.38 | 0 | 0 | 0 | 0 | 0 | 0 | 0 | 0 | 0 | 0 | 0 | 0 | 0 | 0 | 0 | 1 | 0 | 0 | 0 | 0 | 0 | 0 | 0 | 0 | 0 | 0 | 5364.3342
2025-11-24 | 0 | 12.68 | 0 | 0 | 0 | 0 | 0 | 0 | 0 | 0 | 0 | 0 | 0 | 0 | 0 | 0 | 0 | 0 | 1 | 0 | 0 | 0 | 0 | 0 | 0 | 0 | 0 | 0 | 5373.6217
2025-11-24 | 0 | 12.65 | 0 | 0 | 0 | 0 | 0 | 0 | 0 | 0 | 0 | 0 | 0 | 0 | 0 | 0 | 0 | 0 | 0 | 1 | 0 | 0 | 0 | 0 | 0 | 0 | 0 | 0 | 5756.9919
2025-11-24 | 0 | 13.09 | 0 | 0 | 0 | 0 | 0 | 0 | 0 | 0 | 0 | 0 | 0 | 0 | 0 | 0 | 0 | 0 | 0 | 0 | 1 | 0 | 0 | 0 | 0 | 0 | 0 | 0 | 6366.1115
2025-11-24 | 0 | 13.95 | 0 | 0 | 0 | 0 | 0 | 0 | 0 | 0 | 0 | 0 | 0 | 0 | 0 | 0 | 0 | 0 | 0 | 0 | 0 | 1 | 0 | 0 | 0 | 0 | 0 | 0 | 6684.1678
2025-11-24 | 0 | 14.17 | 0 | 0 | 0 | 0 | 0 | 0 | 0 | 0 | 0 | 0 | 0 | 0 | 0 | 0 | 0 | 0 | 0 | 0 | 0 | 0 | 1 | 0 | 0 | 0 | 0 | 0 | 6720.0748
2025-11-24 | 0 | 14.36 | 0 | 0 | 0 | 0 | 0 | 0 | 0 | 0 | 0 | 0 | 0 | 0 | 0 | 0 | 0 | 0 | 0 | 0 | 0 | 0 | 0 | 1 | 0 | 0 | 0 | 0 | 6711.3456
2025-11-24 | 0 | 14.25 | 0 | 0 | 0 | 0 | 0 | 0 | 0 | 0 | 0 | 0 | 0 | 0 | 0 | 0 | 0 | 0 | 0 | 0 | 0 | 0 | 0 | 0 | 1 | 0 | 0 | 0 | 6464.3382
2025-11-24 | 0 | 14.28 | 0 | 0 | 0 | 0 | 0 | 0 | 0 | 0 | 0 | 0 | 0 | 0 | 0 | 0 | 0 | 0 | 0 | 0 | 0 | 0 | 0 | 0 | 0 | 1 | 0 | 0 | 5932.2009
2025-11-24 | 0 | 14.29 | 0 | 0 | 0 | 0 | 0 | 0 | 0 | 0 | 0 | 0 | 0 | 0 | 0 | 0 | 0 | 0 | 0 | 0 | 0 | 0 | 0 | 0 | 0 | 0 | 1 | 0 | 5309.1028
2025-11-24 | 0 | 14.42 | 0 | 0 | 0 | 0 | 0 | 0 | 0 | 0 | 0 | 0 | 0 | 0 | 0 | 0 | 0 | 0 | 0 | 0 | 0 | 0 | 0 | 0 | 0 | 0 | 0 | 1 | 4814.9439
2025-11-25 | 0 | 14.29 | 0 | 0 | 1 | 0 | 0 | 0 | 0 | 0 | 0 | 0 | 0 | 0 | 0 | 0 | 0 | 0 | 0 | 0 | 0 | 0 | 0 | 0 | 0 | 0 | 0 | 0 | 4447.8882
2025-11-25 | 0 | 14.36 | 0 | 0 | 0 | 1 | 0 | 0 | 0 | 0 | 0 | 0 | 0 | 0 | 0 | 0 | 0 | 0 | 0 | 0 | 0 | 0 | 0 | 0 | 0 | 0 | 0 | 0 | 4242.6202
2025-11-25 | 0 | 14.38 | 0 | 0 | 0 | 0 | 1 | 0 | 0 | 0 | 0 | 0 | 0 | 0 | 0 | 0 | 0 | 0 | 0 | 0 | 0 | 0 | 0 | 0 | 0 | 0 | 0 | 0 | 4127.1107
2025-11-25 | 0 | 14.19 | 0 | 0 | 0 | 0 | 0 | 1 | 0 | 0 | 0 | 0 | 0 | 0 | 0 | 0 | 0 | 0 | 0 | 0 | 0 | 0 | 0 | 0 | 0 | 0 | 0 | 0 | 4079.1319
2025-11-25 | 0 | 14.18 | 0 | 0 | 0 | 0 | 0 | 0 | 1 | 0 | 0 | 0 | 0 | 0 | 0 | 0 | 0 | 0 | 0 | 0 | 0 | 0 | 0 | 0 | 0 | 0 | 0 | 0 | 4224.0856
2025-11-25 | 0 | 14.32 | 0 | 0 | 0 | 0 | 0 | 0 | 0 | 1 | 0 | 0 | 0 | 0 | 0 | 0 | 0 | 0 | 0 | 0 | 0 | 0 | 0 | 0 | 0 | 0 | 0 | 0 | 4569.2477
2025-11-25 | 0 | 14.02 | 0 | 0 | 0 | 0 | 0 | 0 | 0 | 0 | 1 | 0 | 0 | 0 | 0 | 0 | 0 | 0 | 0 | 0 | 0 | 0 | 0 | 0 | 0 | 0 | 0 | 0 | 4942.0944
2025-11-25 | 0 | 14.04 | 0 | 0 | 0 | 0 | 0 | 0 | 0 | 0 | 0 | 1 | 0 | 0 | 0 | 0 | 0 | 0 | 0 | 0 | 0 | 0 | 0 | 0 | 0 | 0 | 0 | 0 | 5328.322
2025-11-25 | 0 | 14 | 0 | 0 | 0 | 0 | 0 | 0 | 0 | 0 | 0 | 0 | 1 | 0 | 0 | 0 | 0 | 0 | 0 | 0 | 0 | 0 | 0 | 0 | 0 | 0 | 0 | 0 | 5536.1989
2025-11-25 | 0 | 13.25 | 0 | 0 | 0 | 0 | 0 | 0 | 0 | 0 | 0 | 0 | 0 | 1 | 0 | 0 | 0 | 0 | 0 | 0 | 0 | 0 | 0 | 0 | 0 | 0 | 0 | 0 | 5506.8132
2025-11-25 | 0 | 12.65 | 0 | 0 | 0 | 0 | 0 | 0 | 0 | 0 | 0 | 0 | 0 | 0 | 1 | 0 | 0 | 0 | 0 | 0 | 0 | 0 | 0 | 0 | 0 | 0 | 0 | 0 | 5448.1543
2025-11-25 | 0 | 11.82 | 0 | 0 | 0 | 0 | 0 | 0 | 0 | 0 | 0 | 0 | 0 | 0 | 0 | 1 | 0 | 0 | 0 | 0 | 0 | 0 | 0 | 0 | 0 | 0 | 0 | 0 | 5356.6918
2025-11-25 | 0 | 11.45 | 0 | 0 | 0 | 0 | 0 | 0 | 0 | 0 | 0 | 0 | 0 | 0 | 0 | 0 | 1 | 0 | 0 | 0 | 0 | 0 | 0 | 0 | 0 | 0 | 0 | 0 | 5214.3727
2025-11-25 | 0 | 11.54 | 0 | 0 | 0 | 0 | 0 | 0 | 0 | 0 | 0 | 0 | 0 | 0 | 0 | 0 | 0 | 1 | 0 | 0 | 0 | 0 | 0 | 0 | 0 | 0 | 0 | 0 | 5161.9284
2025-11-25 | 0 | 11.67 | 0 | 0 | 0 | 0 | 0 | 0 | 0 | 0 | 0 | 0 | 0 | 0 | 0 | 0 | 0 | 0 | 1 | 0 | 0 | 0 | 0 | 0 | 0 | 0 | 0 | 0 | 5262.5185
2025-11-25 | 0 | 12.09 | 0 | 0 | 0 | 0 | 0 | 0 | 0 | 0 | 0 | 0 | 0 | 0 | 0 | 0 | 0 | 0 | 0 | 1 | 0 | 0 | 0 | 0 | 0 | 0 | 0 | 0 | 5695.3901
2025-11-25 | 0 | 12.29 | 0 | 0 | 0 | 0 | 0 | 0 | 0 | 0 | 0 | 0 | 0 | 0 | 0 | 0 | 0 | 0 | 0 | 0 | 1 | 0 | 0 | 0 | 0 | 0 | 0 | 0 | 6278.109
2025-11-25 | 0 | 12.67 | 0 | 0 | 0 | 0 | 0 | 0 | 0 | 0 | 0 | 0 | 0 | 0 | 0 | 0 | 0 | 0 | 0 | 0 | 0 | 1 | 0 | 0 | 0 | 0 | 0 | 0 | 6543.3638
2025-11-25 | 0 | 12.81 | 0 | 0 | 0 | 0 | 0 | 0 | 0 | 0 | 0 | 0 | 0 | 0 | 0 | 0 | 0 | 0 | 0 | 0 | 0 | 0 | 1 | 0 | 0 | 0 | 0 | 0 | 6570.4705
2025-11-25 | 0 | 12.77 | 0 | 0 | 0 | 0 | 0 | 0 | 0 | 0 | 0 | 0 | 0 | 0 | 0 | 0 | 0 | 0 | 0 | 0 | 0 | 0 | 0 | 1 | 0 | 0 | 0 | 0 | 6536.4406
2025-11-25 | 0 | 12.94 | 0 | 0 | 0 | 0 | 0 | 0 | 0 | 0 | 0 | 0 | 0 | 0 | 0 | 0 | 0 | 0 | 0 | 0 | 0 | 0 | 0 | 0 | 1 | 0 | 0 | 0 | 6320.2341
2025-11-25 | 0 | 13.11 | 0 | 0 | 0 | 0 | 0 | 0 | 0 | 0 | 0 | 0 | 0 | 0 | 0 | 0 | 0 | 0 | 0 | 0 | 0 | 0 | 0 | 0 | 0 | 1 | 0 | 0 | 5803.4973
2025-11-25 | 0 | 13.12 | 0 | 0 | 0 | 0 | 0 | 0 | 0 | 0 | 0 | 0 | 0 | 0 | 0 | 0 | 0 | 0 | 0 | 0 | 0 | 0 | 0 | 0 | 0 | 0 | 1 | 0 | 5180.3992
2025-11-25 | 0 | 13.3 | 0 | 0 | 0 | 0 | 0 | 0 | 0 | 0 | 0 | 0 | 0 | 0 | 0 | 0 | 0 | 0 | 0 | 0 | 0 | 0 | 0 | 0 | 0 | 0 | 0 | 1 | 4691.7404
2025-11-26 | 0 | 13.77 | 0 | 0 | 1 | 0 | 0 | 0 | 0 | 0 | 0 | 0 | 0 | 0 | 0 | 0 | 0 | 0 | 0 | 0 | 0 | 0 | 0 | 0 | 0 | 0 | 0 | 0 | 4390.6866
2025-11-26 | 0 | 14.04 | 0 | 0 | 0 | 1 | 0 | 0 | 0 | 0 | 0 | 0 | 0 | 0 | 0 | 0 | 0 | 0 | 0 | 0 | 0 | 0 | 0 | 0 | 0 | 0 | 0 | 0 | 4207.4192
2025-11-26 | 0 | 14.12 | 0 | 0 | 0 | 0 | 1 | 0 | 0 | 0 | 0 | 0 | 0 | 0 | 0 | 0 | 0 | 0 | 0 | 0 | 0 | 0 | 0 | 0 | 0 | 0 | 0 | 0 | 4098.5099
2025-11-26 | 0 | 14.53 | 0 | 0 | 0 | 0 | 0 | 1 | 0 | 0 | 0 | 0 | 0 | 0 | 0 | 0 | 0 | 0 | 0 | 0 | 0 | 0 | 0 | 0 | 0 | 0 | 0 | 0 | 4116.533
2025-11-26 | 0 | 14.52 | 0 | 0 | 0 | 0 | 0 | 0 | 1 | 0 | 0 | 0 | 0 | 0 | 0 | 0 | 0 | 0 | 0 | 0 | 0 | 0 | 0 | 0 | 0 | 0 | 0 | 0 | 4261.4866
2025-11-26 | 0 | 14.52 | 0 | 0 | 0 | 0 | 0 | 0 | 0 | 1 | 0 | 0 | 0 | 0 | 0 | 0 | 0 | 0 | 0 | 0 | 0 | 0 | 0 | 0 | 0 | 0 | 0 | 0 | 4591.2483
2025-11-26 | 0 | 14.72 | 0 | 0 | 0 | 0 | 0 | 0 | 0 | 0 | 1 | 0 | 0 | 0 | 0 | 0 | 0 | 0 | 0 | 0 | 0 | 0 | 0 | 0 | 0 | 0 | 0 | 0 | 5019.0966
2025-11-26 | 0 | 14.83 | 0 | 0 | 0 | 0 | 0 | 0 | 0 | 0 | 0 | 1 | 0 | 0 | 0 | 0 | 0 | 0 | 0 | 0 | 0 | 0 | 0 | 0 | 0 | 0 | 0 | 0 | 5415.2244
2025-11-26 | 0 | 14.66 | 0 | 0 | 0 | 0 | 0 | 0 | 0 | 0 | 0 | 0 | 1 | 0 | 0 | 0 | 0 | 0 | 0 | 0 | 0 | 0 | 0 | 0 | 0 | 0 | 0 | 0 | 5608.801
2025-11-26 | 0 | 13.83 | 0 | 0 | 0 | 0 | 0 | 0 | 0 | 0 | 0 | 0 | 0 | 1 | 0 | 0 | 0 | 0 | 0 | 0 | 0 | 0 | 0 | 0 | 0 | 0 | 0 | 0 | 5570.615
2025-11-26 | 0 | 12.96 | 0 | 0 | 0 | 0 | 0 | 0 | 0 | 0 | 0 | 0 | 0 | 0 | 1 | 0 | 0 | 0 | 0 | 0 | 0 | 0 | 0 | 0 | 0 | 0 | 0 | 0 | 5482.2553
2025-11-26 | 0 | 12.27 | 0 | 0 | 0 | 0 | 0 | 0 | 0 | 0 | 0 | 0 | 0 | 0 | 0 | 1 | 0 | 0 | 0 | 0 | 0 | 0 | 0 | 0 | 0 | 0 | 0 | 0 | 5406.1932
2025-11-26 | 0 | 11.72 | 0 | 0 | 0 | 0 | 0 | 0 | 0 | 0 | 0 | 0 | 0 | 0 | 0 | 0 | 1 | 0 | 0 | 0 | 0 | 0 | 0 | 0 | 0 | 0 | 0 | 0 | 5244.0736
2025-11-26 | 0 | 11.51 | 0 | 0 | 0 | 0 | 0 | 0 | 0 | 0 | 0 | 0 | 0 | 0 | 0 | 0 | 0 | 1 | 0 | 0 | 0 | 0 | 0 | 0 | 0 | 0 | 0 | 0 | 5158.6283
2025-11-26 | 0 | 11.46 | 0 | 0 | 0 | 0 | 0 | 0 | 0 | 0 | 0 | 0 | 0 | 0 | 0 | 0 | 0 | 0 | 1 | 0 | 0 | 0 | 0 | 0 | 0 | 0 | 0 | 0 | 5239.4179
2025-11-26 | 0 | 11.88 | 0 | 0 | 0 | 0 | 0 | 0 | 0 | 0 | 0 | 0 | 0 | 0 | 0 | 0 | 0 | 0 | 0 | 1 | 0 | 0 | 0 | 0 | 0 | 0 | 0 | 0 | 5672.2895
2025-11-26 | 0 | 12.45 | 0 | 0 | 0 | 0 | 0 | 0 | 0 | 0 | 0 | 0 | 0 | 0 | 0 | 0 | 0 | 0 | 0 | 0 | 1 | 0 | 0 | 0 | 0 | 0 | 0 | 0 | 6295.7095
2025-11-26 | 0 | 13.34 | 0 | 0 | 0 | 0 | 0 | 0 | 0 | 0 | 0 | 0 | 0 | 0 | 0 | 0 | 0 | 0 | 0 | 0 | 0 | 1 | 0 | 0 | 0 | 0 | 0 | 0 | 6617.0659
2025-11-26 | 0 | 13.75 | 0 | 0 | 0 | 0 | 0 | 0 | 0 | 0 | 0 | 0 | 0 | 0 | 0 | 0 | 0 | 0 | 0 | 0 | 0 | 0 | 1 | 0 | 0 | 0 | 0 | 0 | 6673.8734
2025-11-26 | 0 | 14.29 | 0 | 0 | 0 | 0 | 0 | 0 | 0 | 0 | 0 | 0 | 0 | 0 | 0 | 0 | 0 | 0 | 0 | 0 | 0 | 0 | 0 | 1 | 0 | 0 | 0 | 0 | 6703.6453
2025-11-26 | 0 | 14.43 | 0 | 0 | 0 | 0 | 0 | 0 | 0 | 0 | 0 | 0 | 0 | 0 | 0 | 0 | 0 | 0 | 0 | 0 | 0 | 0 | 0 | 0 | 1 | 0 | 0 | 0 | 6484.1388
2025-11-26 | 0 | 14.54 | 0 | 0 | 0 | 0 | 0 | 0 | 0 | 0 | 0 | 0 | 0 | 0 | 0 | 0 | 0 | 0 | 0 | 0 | 0 | 0 | 0 | 0 | 0 | 1 | 0 | 0 | 5960.8017
2025-11-26 | 0 | 14.69 | 0 | 0 | 0 | 0 | 0 | 0 | 0 | 0 | 0 | 0 | 0 | 0 | 0 | 0 | 0 | 0 | 0 | 0 | 0 | 0 | 0 | 0 | 0 | 0 | 1 | 0 | 5353.1041
2025-11-26 | 0 | 14.63 | 0 | 0 | 0 | 0 | 0 | 0 | 0 | 0 | 0 | 0 | 0 | 0 | 0 | 0 | 0 | 0 | 0 | 0 | 0 | 0 | 0 | 0 | 0 | 0 | 0 | 1 | 4838.0446
2025-11-27 | 0 | 14.78 | 0 | 0 | 1 | 0 | 0 | 0 | 0 | 0 | 0 | 0 | 0 | 0 | 0 | 0 | 0 | 0 | 0 | 0 | 0 | 0 | 0 | 0 | 0 | 0 | 0 | 0 | 4501.7897
2025-11-27 | 0 | 14.87 | 0 | 0 | 0 | 1 | 0 | 0 | 0 | 0 | 0 | 0 | 0 | 0 | 0 | 0 | 0 | 0 | 0 | 0 | 0 | 0 | 0 | 0 | 0 | 0 | 0 | 0 | 4298.7218
2025-11-27 | 0 | 14.87 | 0 | 0 | 0 | 0 | 1 | 0 | 0 | 0 | 0 | 0 | 0 | 0 | 0 | 0 | 0 | 0 | 0 | 0 | 0 | 0 | 0 | 0 | 0 | 0 | 0 | 0 | 4181.0123
2025-11-27 | 0 | 15.02 | 0 | 0 | 0 | 0 | 0 | 1 | 0 | 0 | 0 | 0 | 0 | 0 | 0 | 0 | 0 | 0 | 0 | 0 | 0 | 0 | 0 | 0 | 0 | 0 | 0 | 0 | 4170.4345
2025-11-27 | 0 | 15.27 | 0 | 0 | 0 | 0 | 0 | 0 | 1 | 0 | 0 | 0 | 0 | 0 | 0 | 0 | 0 | 0 | 0 | 0 | 0 | 0 | 0 | 0 | 0 | 0 | 0 | 0 | 4343.989
2025-11-27 | 0 | 15.53 | 0 | 0 | 0 | 0 | 0 | 0 | 0 | 1 | 0 | 0 | 0 | 0 | 0 | 0 | 0 | 0 | 0 | 0 | 0 | 0 | 0 | 0 | 0 | 0 | 0 | 0 | 4702.3515
2025-11-27 | 0 | 15.98 | 0 | 0 | 0 | 0 | 0 | 0 | 0 | 0 | 1 | 0 | 0 | 0 | 0 | 0 | 0 | 0 | 0 | 0 | 0 | 0 | 0 | 0 | 0 | 0 | 0 | 0 | 5157.7005
2025-11-27 | 0 | 16.06 | 0 | 0 | 0 | 0 | 0 | 0 | 0 | 0 | 0 | 1 | 0 | 0 | 0 | 0 | 0 | 0 | 0 | 0 | 0 | 0 | 0 | 0 | 0 | 0 | 0 | 0 | 5550.5283
2025-11-27 | 0 | 16.24 | 0 | 0 | 0 | 0 | 0 | 0 | 0 | 0 | 0 | 0 | 1 | 0 | 0 | 0 | 0 | 0 | 0 | 0 | 0 | 0 | 0 | 0 | 0 | 0 | 0 | 0 | 5782.6059
2025-11-27 | 0 | 15.61 | 0 | 0 | 0 | 0 | 0 | 0 | 0 | 0 | 0 | 0 | 0 | 1 | 0 | 0 | 0 | 0 | 0 | 0 | 0 | 0 | 0 | 0 | 0 | 0 | 0 | 0 | 5766.4205
2025-11-27 | 0 | 15.03 | 0 | 0 | 0 | 0 | 0 | 0 | 0 | 0 | 0 | 0 | 0 | 0 | 1 | 0 | 0 | 0 | 0 | 0 | 0 | 0 | 0 | 0 | 0 | 0 | 0 | 0 | 5709.9618
2025-11-27 | 0 | 14.41 | 0 | 0 | 0 | 0 | 0 | 0 | 0 | 0 | 0 | 0 | 0 | 0 | 0 | 1 | 0 | 0 | 0 | 0 | 0 | 0 | 0 | 0 | 0 | 0 | 0 | 0 | 5641.5999
2025-11-27 | 0 | 14.23 | 0 | 0 | 0 | 0 | 0 | 0 | 0 | 0 | 0 | 0 | 0 | 0 | 0 | 0 | 1 | 0 | 0 | 0 | 0 | 0 | 0 | 0 | 0 | 0 | 0 | 0 | 5520.1815
2025-11-27 | 0 | 14.28 | 0 | 0 | 0 | 0 | 0 | 0 | 0 | 0 | 0 | 0 | 0 | 0 | 0 | 0 | 0 | 1 | 0 | 0 | 0 | 0 | 0 | 0 | 0 | 0 | 0 | 0 | 5463.337
2025-11-27 | 0 | 14.14 | 0 | 0 | 0 | 0 | 0 | 0 | 0 | 0 | 0 | 0 | 0 | 0 | 0 | 0 | 0 | 0 | 1 | 0 | 0 | 0 | 0 | 0 | 0 | 0 | 0 | 0 | 5534.2263
2025-11-27 | 0 | 14.27 | 0 | 0 | 0 | 0 | 0 | 0 | 0 | 0 | 0 | 0 | 0 | 0 | 0 | 0 | 0 | 0 | 0 | 1 | 0 | 0 | 0 | 0 | 0 | 0 | 0 | 0 | 5935.1969
2025-11-27 | 0 | 14.58 | 0 | 0 | 0 | 0 | 0 | 0 | 0 | 0 | 0 | 0 | 0 | 0 | 0 | 0 | 0 | 0 | 0 | 0 | 1 | 0 | 0 | 0 | 0 | 0 | 0 | 0 | 6530.0162
2025-11-27 | 0 | 15.36 | 0 | 0 | 0 | 0 | 0 | 0 | 0 | 0 | 0 | 0 | 0 | 0 | 0 | 0 | 0 | 0 | 0 | 0 | 0 | 1 | 0 | 0 | 0 | 0 | 0 | 0 | 6839.2722
2025-11-27 | 0 | 15.64 | 0 | 0 | 0 | 0 | 0 | 0 | 0 | 0 | 0 | 0 | 0 | 0 | 0 | 0 | 0 | 0 | 0 | 0 | 0 | 0 | 1 | 0 | 0 | 0 | 0 | 0 | 6881.7794
2025-11-27 | 0 | 15.93 | 0 | 0 | 0 | 0 | 0 | 0 | 0 | 0 | 0 | 0 | 0 | 0 | 0 | 0 | 0 | 0 | 0 | 0 | 0 | 0 | 0 | 1 | 0 | 0 | 0 | 0 | 6884.0505
2025-11-27 | 0 | 16.12 | 0 | 0 | 0 | 0 | 0 | 0 | 0 | 0 | 0 | 0 | 0 | 0 | 0 | 0 | 0 | 0 | 0 | 0 | 0 | 0 | 0 | 0 | 1 | 0 | 0 | 0 | 6670.0441
2025-11-27 | 0 | 16.46 | 0 | 0 | 0 | 0 | 0 | 0 | 0 | 0 | 0 | 0 | 0 | 0 | 0 | 0 | 0 | 0 | 0 | 0 | 0 | 0 | 0 | 0 | 0 | 1 | 0 | 0 | 6172.0078
2025-11-27 | 0 | 16.65 | 0 | 0 | 0 | 0 | 0 | 0 | 0 | 0 | 0 | 0 | 0 | 0 | 0 | 0 | 0 | 0 | 0 | 0 | 0 | 0 | 0 | 0 | 0 | 0 | 1 | 0 | 5568.7102
2025-11-27 | 0 | 16.66 | 0 | 0 | 0 | 0 | 0 | 0 | 0 | 0 | 0 | 0 | 0 | 0 | 0 | 0 | 0 | 0 | 0 | 0 | 0 | 0 | 0 | 0 | 0 | 0 | 0 | 1 | 5061.3509
2025-11-28 | 0 | 16.85 | 0 | 0 | 1 | 0 | 0 | 0 | 0 | 0 | 0 | 0 | 0 | 0 | 0 | 0 | 0 | 0 | 0 | 0 | 0 | 0 | 0 | 0 | 0 | 0 | 0 | 0 | 4729.4962
2025-11-28 | 0 | 16.89 | 0 | 0 | 0 | 1 | 0 | 0 | 0 | 0 | 0 | 0 | 0 | 0 | 0 | 0 | 0 | 0 | 0 | 0 | 0 | 0 | 0 | 0 | 0 | 0 | 0 | 0 | 4520.9281
2025-11-28 | 0 | 16.82 | 0 | 0 | 0 | 0 | 1 | 0 | 0 | 0 | 0 | 0 | 0 | 0 | 0 | 0 | 0 | 0 | 0 | 0 | 0 | 0 | 0 | 0 | 0 | 0 | 0 | 0 | 4395.5184
2025-11-28 | 0 | 16.84 | 0 | 0 | 0 | 0 | 0 | 1 | 0 | 0 | 0 | 0 | 0 | 0 | 0 | 0 | 0 | 0 | 0 | 0 | 0 | 0 | 0 | 0 | 0 | 0 | 0 | 0 | 4370.6402
2025-11-28 | 0 | 17.32 | 0 | 0 | 0 | 0 | 0 | 0 | 1 | 0 | 0 | 0 | 0 | 0 | 0 | 0 | 0 | 0 | 0 | 0 | 0 | 0 | 0 | 0 | 0 | 0 | 0 | 0 | 4569.4954
2025-11-28 | 0 | 17.53 | 0 | 0 | 0 | 0 | 0 | 0 | 0 | 1 | 0 | 0 | 0 | 0 | 0 | 0 | 0 | 0 | 0 | 0 | 0 | 0 | 0 | 0 | 0 | 0 | 0 | 0 | 4922.3578
2025-11-28 | 0 | 17.55 | 0 | 0 | 0 | 0 | 0 | 0 | 0 | 0 | 1 | 0 | 0 | 0 | 0 | 0 | 0 | 0 | 0 | 0 | 0 | 0 | 0 | 0 | 0 | 0 | 0 | 0 | 5330.4055
2025-11-28 | 0 | 17.7 | 0 | 0 | 0 | 0 | 0 | 0 | 0 | 0 | 0 | 1 | 0 | 0 | 0 | 0 | 0 | 0 | 0 | 0 | 0 | 0 | 0 | 0 | 0 | 0 | 0 | 0 | 5730.9334
2025-11-28 | 0 | 17.71 | 0 | 0 | 0 | 0 | 0 | 0 | 0 | 0 | 0 | 0 | 1 | 0 | 0 | 0 | 0 | 0 | 0 | 0 | 0 | 0 | 0 | 0 | 0 | 0 | 0 | 0 | 5944.3105
2025-11-28 | 0 | 16.75 | 0 | 0 | 0 | 0 | 0 | 0 | 0 | 0 | 0 | 0 | 0 | 1 | 0 | 0 | 0 | 0 | 0 | 0 | 0 | 0 | 0 | 0 | 0 | 0 | 0 | 0 | 5891.8241
2025-11-28 | 0 | 16.01 | 0 | 0 | 0 | 0 | 0 | 0 | 0 | 0 | 0 | 0 | 0 | 0 | 1 | 0 | 0 | 0 | 0 | 0 | 0 | 0 | 0 | 0 | 0 | 0 | 0 | 0 | 5817.7649
2025-11-28 | 0 | 15 | 0 | 0 | 0 | 0 | 0 | 0 | 0 | 0 | 0 | 0 | 0 | 0 | 0 | 1 | 0 | 0 | 0 | 0 | 0 | 0 | 0 | 0 | 0 | 0 | 0 | 0 | 5706.5018
2025-11-28 | 0 | 14.37 | 0 | 0 | 0 | 0 | 0 | 0 | 0 | 0 | 0 | 0 | 0 | 0 | 0 | 0 | 1 | 0 | 0 | 0 | 0 | 0 | 0 | 0 | 0 | 0 | 0 | 0 | 5535.5819
2025-11-28 | 0 | 14.07 | 0 | 0 | 0 | 0 | 0 | 0 | 0 | 0 | 0 | 0 | 0 | 0 | 0 | 0 | 0 | 1 | 0 | 0 | 0 | 0 | 0 | 0 | 0 | 0 | 0 | 0 | 5440.2363
2025-11-28 | 0 | 14.03 | 0 | 0 | 0 | 0 | 0 | 0 | 0 | 0 | 0 | 0 | 0 | 0 | 0 | 0 | 0 | 0 | 1 | 0 | 0 | 0 | 0 | 0 | 0 | 0 | 0 | 0 | 5522.1259
2025-11-28 | 0 | 14.2 | 0 | 0 | 0 | 0 | 0 | 0 | 0 | 0 | 0 | 0 | 0 | 0 | 0 | 0 | 0 | 0 | 0 | 1 | 0 | 0 | 0 | 0 | 0 | 0 | 0 | 0 | 5927.4967
2025-11-28 | 0 | 14.63 | 0 | 0 | 0 | 0 | 0 | 0 | 0 | 0 | 0 | 0 | 0 | 0 | 0 | 0 | 0 | 0 | 0 | 0 | 1 | 0 | 0 | 0 | 0 | 0 | 0 | 0 | 6535.5163
2025-11-28 | 0 | 15.23 | 0 | 0 | 0 | 0 | 0 | 0 | 0 | 0 | 0 | 0 | 0 | 0 | 0 | 0 | 0 | 0 | 0 | 0 | 0 | 1 | 0 | 0 | 0 | 0 | 0 | 0 | 6824.9718
2025-11-28 | 0 | 15.45 | 0 | 0 | 0 | 0 | 0 | 0 | 0 | 0 | 0 | 0 | 0 | 0 | 0 | 0 | 0 | 0 | 0 | 0 | 0 | 0 | 1 | 0 | 0 | 0 | 0 | 0 | 6860.8788
2025-11-28 | 0 | 15.83 | 0 | 0 | 0 | 0 | 0 | 0 | 0 | 0 | 0 | 0 | 0 | 0 | 0 | 0 | 0 | 0 | 0 | 0 | 0 | 0 | 0 | 1 | 0 | 0 | 0 | 0 | 6873.0502
2025-11-28 | 0 | 15.96 | 0 | 0 | 0 | 0 | 0 | 0 | 0 | 0 | 0 | 0 | 0 | 0 | 0 | 0 | 0 | 0 | 0 | 0 | 0 | 0 | 0 | 0 | 1 | 0 | 0 | 0 | 6652.4436
2025-11-28 | 0 | 16.11 | 0 | 0 | 0 | 0 | 0 | 0 | 0 | 0 | 0 | 0 | 0 | 0 | 0 | 0 | 0 | 0 | 0 | 0 | 0 | 0 | 0 | 0 | 0 | 1 | 0 | 0 | 6133.5067
2025-11-28 | 0 | 16.29 | 0 | 0 | 0 | 0 | 0 | 0 | 0 | 0 | 0 | 0 | 0 | 0 | 0 | 0 | 0 | 0 | 0 | 0 | 0 | 0 | 0 | 0 | 0 | 0 | 1 | 0 | 5529.1091
2025-11-28 | 0 | 16.72 | 0 | 0 | 0 | 0 | 0 | 0 | 0 | 0 | 0 | 0 | 0 | 0 | 0 | 0 | 0 | 0 | 0 | 0 | 0 | 0 | 0 | 0 | 0 | 0 | 0 | 1 | 5067.9511
2025-11-29 | 0 | 17.02 | 0 | 1 | 1 | 0 | 0 | 0 | 0 | 0 | 0 | 0 | 0 | 0 | 0 | 0 | 0 | 0 | 0 | 0 | 0 | 0 | 0 | 0 | 0 | 0 | 0 | 0 | 5026.6712
2025-11-29 | 0 | 17.07 | 0 | 1 | 0 | 1 | 0 | 0 | 0 | 0 | 0 | 0 | 0 | 0 | 0 | 0 | 0 | 0 | 0 | 0 | 0 | 0 | 0 | 0 | 0 | 0 | 0 | 0 | 4819.2031
2025-11-29 | 0 | 17.44 | 0 | 1 | 0 | 0 | 1 | 0 | 0 | 0 | 0 | 0 | 0 | 0 | 0 | 0 | 0 | 0 | 0 | 0 | 0 | 0 | 0 | 0 | 0 | 0 | 0 | 0 | 4742.1948
2025-11-29 | 0 | 17.8 | 0 | 1 | 0 | 0 | 0 | 1 | 0 | 0 | 0 | 0 | 0 | 0 | 0 | 0 | 0 | 0 | 0 | 0 | 0 | 0 | 0 | 0 | 0 | 0 | 0 | 0 | 4754.7177
2025-11-29 | 0 | 18.03 | 0 | 1 | 0 | 0 | 0 | 0 | 1 | 0 | 0 | 0 | 0 | 0 | 0 | 0 | 0 | 0 | 0 | 0 | 0 | 0 | 0 | 0 | 0 | 0 | 0 | 0 | 4926.0721
2025-11-29 | 0 | 18.48 | 0 | 1 | 0 | 0 | 0 | 0 | 0 | 1 | 0 | 0 | 0 | 0 | 0 | 0 | 0 | 0 | 0 | 0 | 0 | 0 | 0 | 0 | 0 | 0 | 0 | 0 | 5305.3352
2025-11-29 | 0 | 18.42 | 0 | 1 | 0 | 0 | 0 | 0 | 0 | 0 | 1 | 0 | 0 | 0 | 0 | 0 | 0 | 0 | 0 | 0 | 0 | 0 | 0 | 0 | 0 | 0 | 0 | 0 | 5704.5826
2025-11-29 | 0 | 18.27 | 0 | 1 | 0 | 0 | 0 | 0 | 0 | 0 | 0 | 1 | 0 | 0 | 0 | 0 | 0 | 0 | 0 | 0 | 0 | 0 | 0 | 0 | 0 | 0 | 0 | 0 | 6072.1097
2025-11-29 | 0 | 18.01 | 0 | 1 | 0 | 0 | 0 | 0 | 0 | 0 | 0 | 0 | 1 | 0 | 0 | 0 | 0 | 0 | 0 | 0 | 0 | 0 | 0 | 0 | 0 | 0 | 0 | 0 | 6255.7859
2025-11-29 | 0 | 17.11 | 0 | 1 | 0 | 0 | 0 | 0 | 0 | 0 | 0 | 0 | 0 | 1 | 0 | 0 | 0 | 0 | 0 | 0 | 0 | 0 | 0 | 0 | 0 | 0 | 0 | 0 | 6209.8997
2025-11-29 | 0 | 16.44 | 0 | 1 | 0 | 0 | 0 | 0 | 0 | 0 | 0 | 0 | 0 | 0 | 1 | 0 | 0 | 0 | 0 | 0 | 0 | 0 | 0 | 0 | 0 | 0 | 0 | 0 | 6143.5406
2025-11-29 | 0 | 15.75 | 0 | 1 | 0 | 0 | 0 | 0 | 0 | 0 | 0 | 0 | 0 | 0 | 0 | 1 | 0 | 0 | 0 | 0 | 0 | 0 | 0 | 0 | 0 | 0 | 0 | 0 | 6067.4785
2025-11-29 | 0 | 14.88 | 0 | 1 | 0 | 0 | 0 | 0 | 0 | 0 | 0 | 0 | 0 | 0 | 0 | 0 | 1 | 0 | 0 | 0 | 0 | 0 | 0 | 0 | 0 | 0 | 0 | 0 | 5870.1579
2025-11-29 | 0 | 14.51 | 0 | 1 | 0 | 0 | 0 | 0 | 0 | 0 | 0 | 0 | 0 | 0 | 0 | 0 | 0 | 1 | 0 | 0 | 0 | 0 | 0 | 0 | 0 | 0 | 0 | 0 | 5767.1121
2025-11-29 | 0 | 14.33 | 0 | 1 | 0 | 0 | 0 | 0 | 0 | 0 | 0 | 0 | 0 | 0 | 0 | 0 | 0 | 0 | 1 | 0 | 0 | 0 | 0 | 0 | 0 | 0 | 0 | 0 | 5833.6013
2025-11-29 | 0 | 14.41 | 0 | 1 | 0 | 0 | 0 | 0 | 0 | 0 | 0 | 0 | 0 | 0 | 0 | 0 | 0 | 0 | 0 | 1 | 0 | 0 | 0 | 0 | 0 | 0 | 0 | 0 | 6229.0718
2025-11-29 | 0 | 14.78 | 0 | 1 | 0 | 0 | 0 | 0 | 0 | 0 | 0 | 0 | 0 | 0 | 0 | 0 | 0 | 0 | 0 | 0 | 1 | 0 | 0 | 0 | 0 | 0 | 0 | 0 | 6830.4912
2025-11-29 | 0 | 15.25 | 0 | 1 | 0 | 0 | 0 | 0 | 0 | 0 | 0 | 0 | 0 | 0 | 0 | 0 | 0 | 0 | 0 | 0 | 0 | 1 | 0 | 0 | 0 | 0 | 0 | 0 | 7105.6463
2025-11-29 | 0 | 15.63 | 0 | 1 | 0 | 0 | 0 | 0 | 0 | 0 | 0 | 0 | 0 | 0 | 0 | 0 | 0 | 0 | 0 | 0 | 0 | 0 | 1 | 0 | 0 | 0 | 0 | 0 | 7159.1538
2025-11-29 | 0 | 15.83 | 0 | 1 | 0 | 0 | 0 | 0 | 0 | 0 | 0 | 0 | 0 | 0 | 0 | 0 | 0 | 0 | 0 | 0 | 0 | 0 | 0 | 1 | 0 | 0 | 0 | 0 | 7151.5246
2025-11-29 | 0 | 15.98 | 0 | 1 | 0 | 0 | 0 | 0 | 0 | 0 | 0 | 0 | 0 | 0 | 0 | 0 | 0 | 0 | 0 | 0 | 0 | 0 | 0 | 0 | 1 | 0 | 0 | 0 | 6933.1181
2025-11-29 | 0 | 16.12 | 0 | 1 | 0 | 0 | 0 | 0 | 0 | 0 | 0 | 0 | 0 | 0 | 0 | 0 | 0 | 0 | 0 | 0 | 0 | 0 | 0 | 0 | 0 | 1 | 0 | 0 | 6413.0811
2025-11-29 | 0 | 16.58 | 0 | 1 | 0 | 0 | 0 | 0 | 0 | 0 | 0 | 0 | 0 | 0 | 0 | 0 | 0 | 0 | 0 | 0 | 0 | 0 | 0 | 0 | 0 | 0 | 1 | 0 | 5839.4845
2025-11-29 | 0 | 17.05 | 0 | 1 | 0 | 0 | 0 | 0 | 0 | 0 | 0 | 0 | 0 | 0 | 0 | 0 | 0 | 0 | 0 | 0 | 0 | 0 | 0 | 0 | 0 | 0 | 0 | 1 | 5382.7266
2025-11-30 | 0 | 16.88 | 0 | 1 | 1 | 0 | 0 | 0 | 0 | 0 | 0 | 0 | 0 | 0 | 0 | 0 | 0 | 0 | 0 | 0 | 0 | 0 | 0 | 0 | 0 | 0 | 0 | 0 | 5011.2707
2025-11-30 | 0 | 17 | 0 | 1 | 0 | 1 | 0 | 0 | 0 | 0 | 0 | 0 | 0 | 0 | 0 | 0 | 0 | 0 | 0 | 0 | 0 | 0 | 0 | 0 | 0 | 0 | 0 | 0 | 4811.5029
2025-11-30 | 0 | 17.07 | 0 | 1 | 0 | 0 | 1 | 0 | 0 | 0 | 0 | 0 | 0 | 0 | 0 | 0 | 0 | 0 | 0 | 0 | 0 | 0 | 0 | 0 | 0 | 0 | 0 | 0 | 4701.4936
2025-11-30 | 0 | 17.34 | 0 | 1 | 0 | 0 | 0 | 1 | 0 | 0 | 0 | 0 | 0 | 0 | 0 | 0 | 0 | 0 | 0 | 0 | 0 | 0 | 0 | 0 | 0 | 0 | 0 | 0 | 4704.1162
2025-11-30 | 0 | 17.66 | 0 | 1 | 0 | 0 | 0 | 0 | 1 | 0 | 0 | 0 | 0 | 0 | 0 | 0 | 0 | 0 | 0 | 0 | 0 | 0 | 0 | 0 | 0 | 0 | 0 | 0 | 4885.3709
2025-11-30 | 0 | 17.69 | 0 | 1 | 0 | 0 | 0 | 0 | 0 | 1 | 0 | 0 | 0 | 0 | 0 | 0 | 0 | 0 | 0 | 0 | 0 | 0 | 0 | 0 | 0 | 0 | 0 | 0 | 5218.4327
2025-11-30 | 0 | 17.21 | 0 | 1 | 0 | 0 | 0 | 0 | 0 | 0 | 1 | 0 | 0 | 0 | 0 | 0 | 0 | 0 | 0 | 0 | 0 | 0 | 0 | 0 | 0 | 0 | 0 | 0 | 5571.4788
2025-11-30 | 0 | 17.16 | 0 | 1 | 0 | 0 | 0 | 0 | 0 | 0 | 0 | 1 | 0 | 0 | 0 | 0 | 0 | 0 | 0 | 0 | 0 | 0 | 0 | 0 | 0 | 0 | 0 | 0 | 5950.0062
2025-11-30 | 0 | 16.7 | 0 | 1 | 0 | 0 | 0 | 0 | 0 | 0 | 0 | 0 | 1 | 0 | 0 | 0 | 0 | 0 | 0 | 0 | 0 | 0 | 0 | 0 | 0 | 0 | 0 | 0 | 6111.6818
2025-11-30 | 0 | 15.83 | 0 | 1 | 0 | 0 | 0 | 0 | 0 | 0 | 0 | 0 | 0 | 1 | 0 | 0 | 0 | 0 | 0 | 0 | 0 | 0 | 0 | 0 | 0 | 0 | 0 | 0 | 6069.0957
2025-11-30 | 0 | 15.2 | 0 | 1 | 0 | 0 | 0 | 0 | 0 | 0 | 0 | 0 | 0 | 0 | 1 | 0 | 0 | 0 | 0 | 0 | 0 | 0 | 0 | 0 | 0 | 0 | 0 | 0 | 6007.1368
2025-11-30 | 0 | 14.99 | 0 | 1 | 0 | 0 | 0 | 0 | 0 | 0 | 0 | 0 | 0 | 0 | 0 | 1 | 0 | 0 | 0 | 0 | 0 | 0 | 0 | 0 | 0 | 0 | 0 | 0 | 5983.8762
2025-11-30 | 0 | 14.73 | 0 | 1 | 0 | 0 | 0 | 0 | 0 | 0 | 0 | 0 | 0 | 0 | 0 | 0 | 1 | 0 | 0 | 0 | 0 | 0 | 0 | 0 | 0 | 0 | 0 | 0 | 5853.6575
2025-11-30 | 0 | 14.42 | 0 | 1 | 0 | 0 | 0 | 0 | 0 | 0 | 0 | 0 | 0 | 0 | 0 | 0 | 0 | 1 | 0 | 0 | 0 | 0 | 0 | 0 | 0 | 0 | 0 | 0 | 5757.2119
2025-11-30 | 0 | 14.42 | 0 | 1 | 0 | 0 | 0 | 0 | 0 | 0 | 0 | 0 | 0 | 0 | 0 | 0 | 0 | 0 | 1 | 0 | 0 | 0 | 0 | 0 | 0 | 0 | 0 | 0 | 5843.5016
2025-11-30 | 0 | 14.76 | 0 | 1 | 0 | 0 | 0 | 0 | 0 | 0 | 0 | 0 | 0 | 0 | 0 | 0 | 0 | 0 | 0 | 1 | 0 | 0 | 0 | 0 | 0 | 0 | 0 | 0 | 6267.5729
2025-11-30 | 0 | 14.98 | 0 | 1 | 0 | 0 | 0 | 0 | 0 | 0 | 0 | 0 | 0 | 0 | 0 | 0 | 0 | 0 | 0 | 0 | 1 | 0 | 0 | 0 | 0 | 0 | 0 | 0 | 6852.4919
2025-11-30 | 0 | 15.32 | 0 | 1 | 0 | 0 | 0 | 0 | 0 | 0 | 0 | 0 | 0 | 0 | 0 | 0 | 0 | 0 | 0 | 0 | 0 | 1 | 0 | 0 | 0 | 0 | 0 | 0 | 7113.3465
2025-11-30 | 0 | 15.49 | 0 | 1 | 0 | 0 | 0 | 0 | 0 | 0 | 0 | 0 | 0 | 0 | 0 | 0 | 0 | 0 | 0 | 0 | 0 | 0 | 1 | 0 | 0 | 0 | 0 | 0 | 7143.7533
2025-11-30 | 0 | 15.58 | 0 | 1 | 0 | 0 | 0 | 0 | 0 | 0 | 0 | 0 | 0 | 0 | 0 | 0 | 0 | 0 | 0 | 0 | 0 | 0 | 0 | 1 | 0 | 0 | 0 | 0 | 7124.0238
2025-11-30 | 0 | 15.68 | 0 | 1 | 0 | 0 | 0 | 0 | 0 | 0 | 0 | 0 | 0 | 0 | 0 | 0 | 0 | 0 | 0 | 0 | 0 | 0 | 0 | 0 | 1 | 0 | 0 | 0 | 6900.1172
2025-11-30 | 0 | 15.71 | 0 | 1 | 0 | 0 | 0 | 0 | 0 | 0 | 0 | 0 | 0 | 0 | 0 | 0 | 0 | 0 | 0 | 0 | 0 | 0 | 0 | 0 | 0 | 1 | 0 | 0 | 6367.9799
2025-11-30 | 0 | 16.05 | 0 | 1 | 0 | 0 | 0 | 0 | 0 | 0 | 0 | 0 | 0 | 0 | 0 | 0 | 0 | 0 | 0 | 0 | 0 | 0 | 0 | 0 | 0 | 0 | 1 | 0 | 5781.1828
2025-11-30 | 0 | 16.29 | 0 | 1 | 0 | 0 | 0 | 0 | 0 | 0 | 0 | 0 | 0 | 0 | 0 | 0 | 0 | 0 | 0 | 0 | 0 | 0 | 0 | 0 | 0 | 0 | 0 | 1 | 5299.1242
2025-12-01 | 0 | 16.49 | 0 | 0 | 1 | 0 | 0 | 0 | 0 | 0 | 0 | 0 | 0 | 0 | 0 | 0 | 0 | 0 | 0 | 0 | 0 | 0 | 0 | 0 | 0 | 0 | 0 | 0 | 4689.8951
2025-12-01 | 0 | 16.79 | 0 | 0 | 0 | 1 | 0 | 0 | 0 | 0 | 0 | 0 | 0 | 0 | 0 | 0 | 0 | 0 | 0 | 0 | 0 | 0 | 0 | 0 | 0 | 0 | 0 | 0 | 4509.9278
2025-12-01 | 0 | 17.32 | 0 | 0 | 0 | 0 | 1 | 0 | 0 | 0 | 0 | 0 | 0 | 0 | 0 | 0 | 0 | 0 | 0 | 0 | 0 | 0 | 0 | 0 | 0 | 0 | 0 | 0 | 4450.5199
2025-12-01 | 0 | 17.62 | 0 | 0 | 0 | 0 | 0 | 1 | 0 | 0 | 0 | 0 | 0 | 0 | 0 | 0 | 0 | 0 | 0 | 0 | 0 | 0 | 0 | 0 | 0 | 0 | 0 | 0 | 4456.4427
2025-12-01 | 0 | 18.04 | 0 | 0 | 0 | 0 | 0 | 0 | 1 | 0 | 0 | 0 | 0 | 0 | 0 | 0 | 0 | 0 | 0 | 0 | 0 | 0 | 0 | 0 | 0 | 0 | 0 | 0 | 4648.6977
2025-12-01 | 0 | 17.91 | 0 | 0 | 0 | 0 | 0 | 0 | 0 | 1 | 0 | 0 | 0 | 0 | 0 | 0 | 0 | 0 | 0 | 0 | 0 | 0 | 0 | 0 | 0 | 0 | 0 | 0 | 4964.159
2025-12-01 | 0 | 18.24 | 0 | 0 | 0 | 0 | 0 | 0 | 0 | 0 | 1 | 0 | 0 | 0 | 0 | 0 | 0 | 0 | 0 | 0 | 0 | 0 | 0 | 0 | 0 | 0 | 0 | 0 | 5406.3076
2025-12-01 | 0 | 18.14 | 0 | 0 | 0 | 0 | 0 | 0 | 0 | 0 | 0 | 1 | 0 | 0 | 0 | 0 | 0 | 0 | 0 | 0 | 0 | 0 | 0 | 0 | 0 | 0 | 0 | 0 | 5779.3348
2025-12-01 | 0 | 18.45 | 0 | 0 | 0 | 0 | 0 | 0 | 0 | 0 | 0 | 0 | 1 | 0 | 0 | 0 | 0 | 0 | 0 | 0 | 0 | 0 | 0 | 0 | 0 | 0 | 0 | 0 | 6025.7128
2025-12-01 | 0 | 17.99 | 0 | 0 | 0 | 0 | 0 | 0 | 0 | 0 | 0 | 0 | 0 | 1 | 0 | 0 | 0 | 0 | 0 | 0 | 0 | 0 | 0 | 0 | 0 | 0 | 0 | 0 | 6028.228
2025-12-01 | 0 | 17.54 | 0 | 0 | 0 | 0 | 0 | 0 | 0 | 0 | 0 | 0 | 0 | 0 | 1 | 0 | 0 | 0 | 0 | 0 | 0 | 0 | 0 | 0 | 0 | 0 | 0 | 0 | 5986.0696
2025-12-01 | 0 | 16.83 | 0 | 0 | 0 | 0 | 0 | 0 | 0 | 0 | 0 | 0 | 0 | 0 | 0 | 1 | 0 | 0 | 0 | 0 | 0 | 0 | 0 | 0 | 0 | 0 | 0 | 0 | 5907.8075
2025-12-01 | 0 | 16.52 | 0 | 0 | 0 | 0 | 0 | 0 | 0 | 0 | 0 | 0 | 0 | 0 | 0 | 0 | 1 | 0 | 0 | 0 | 0 | 0 | 0 | 0 | 0 | 0 | 0 | 0 | 5772.0886
2025-12-01 | 0 | 16.57 | 0 | 0 | 0 | 0 | 0 | 0 | 0 | 0 | 0 | 0 | 0 | 0 | 0 | 0 | 0 | 1 | 0 | 0 | 0 | 0 | 0 | 0 | 0 | 0 | 0 | 0 | 5715.2441
2025-12-01 | 0 | 16.34 | 0 | 0 | 0 | 0 | 0 | 0 | 0 | 0 | 0 | 0 | 0 | 0 | 0 | 0 | 0 | 0 | 1 | 0 | 0 | 0 | 0 | 0 | 0 | 0 | 0 | 0 | 5776.2331
2025-12-01 | 0 | 16.49 | 0 | 0 | 0 | 0 | 0 | 0 | 0 | 0 | 0 | 0 | 0 | 0 | 0 | 0 | 0 | 0 | 0 | 1 | 0 | 0 | 0 | 0 | 0 | 0 | 0 | 0 | 6179.4039
2025-12-01 | 0 | 16.68 | 0 | 0 | 0 | 0 | 0 | 0 | 0 | 0 | 0 | 0 | 0 | 0 | 0 | 0 | 0 | 0 | 0 | 0 | 1 | 0 | 0 | 0 | 0 | 0 | 0 | 0 | 6761.0227
2025-12-01 | 0 | 16.98 | 0 | 0 | 0 | 0 | 0 | 0 | 0 | 0 | 0 | 0 | 0 | 0 | 0 | 0 | 0 | 0 | 0 | 0 | 0 | 1 | 0 | 0 | 0 | 0 | 0 | 0 | 7017.4773
2025-12-01 | 0 | 17.26 | 0 | 0 | 0 | 0 | 0 | 0 | 0 | 0 | 0 | 0 | 0 | 0 | 0 | 0 | 0 | 0 | 0 | 0 | 0 | 0 | 1 | 0 | 0 | 0 | 0 | 0 | 7059.9844
2025-12-01 | 0 | 17.28 | 0 | 0 | 0 | 0 | 0 | 0 | 0 | 0 | 0 | 0 | 0 | 0 | 0 | 0 | 0 | 0 | 0 | 0 | 0 | 0 | 0 | 1 | 0 | 0 | 0 | 0 | 7032.5547
2025-12-01 | 0 | 17.44 | 0 | 0 | 0 | 0 | 0 | 0 | 0 | 0 | 0 | 0 | 0 | 0 | 0 | 0 | 0 | 0 | 0 | 0 | 0 | 0 | 0 | 0 | 1 | 0 | 0 | 0 | 6815.2482
2025-12-01 | 0 | 17.74 | 0 | 0 | 0 | 0 | 0 | 0 | 0 | 0 | 0 | 0 | 0 | 0 | 0 | 0 | 0 | 0 | 0 | 0 | 0 | 0 | 0 | 0 | 0 | 1 | 0 | 0 | 6312.8118
2025-12-01 | 0 | 17.78 | 0 | 0 | 0 | 0 | 0 | 0 | 0 | 0 | 0 | 0 | 0 | 0 | 0 | 0 | 0 | 0 | 0 | 0 | 0 | 0 | 0 | 0 | 0 | 0 | 1 | 0 | 5693.0138
2025-12-01 | 0 | 17.67 | 0 | 0 | 0 | 0 | 0 | 0 | 0 | 0 | 0 | 0 | 0 | 0 | 0 | 0 | 0 | 0 | 0 | 0 | 0 | 0 | 0 | 0 | 0 | 0 | 0 | 1 | 5172.4541
2025-12-02 | 0 | 17.67 | 0 | 0 | 1 | 0 | 0 | 0 | 0 | 0 | 0 | 0 | 0 | 0 | 0 | 0 | 0 | 0 | 0 | 0 | 0 | 0 | 0 | 0 | 0 | 0 | 0 | 0 | 4819.6988
2025-12-02 | 0 | 17.79 | 0 | 0 | 0 | 1 | 0 | 0 | 0 | 0 | 0 | 0 | 0 | 0 | 0 | 0 | 0 | 0 | 0 | 0 | 0 | 0 | 0 | 0 | 0 | 0 | 0 | 0 | 4619.931
2025-12-02 | 0 | 17.89 | 0 | 0 | 0 | 0 | 1 | 0 | 0 | 0 | 0 | 0 | 0 | 0 | 0 | 0 | 0 | 0 | 0 | 0 | 0 | 0 | 0 | 0 | 0 | 0 | 0 | 0 | 4513.2217
2025-12-02 | 0 | 17.87 | 0 | 0 | 0 | 0 | 0 | 1 | 0 | 0 | 0 | 0 | 0 | 0 | 0 | 0 | 0 | 0 | 0 | 0 | 0 | 0 | 0 | 0 | 0 | 0 | 0 | 0 | 4483.9435
2025-12-02 | 0 | 17.85 | 0 | 0 | 0 | 0 | 0 | 0 | 1 | 0 | 0 | 0 | 0 | 0 | 0 | 0 | 0 | 0 | 0 | 0 | 0 | 0 | 0 | 0 | 0 | 0 | 0 | 0 | 4627.7971
2025-12-02 | 0 | 17.6 | 0 | 0 | 0 | 0 | 0 | 0 | 0 | 1 | 0 | 0 | 0 | 0 | 0 | 0 | 0 | 0 | 0 | 0 | 0 | 0 | 0 | 0 | 0 | 0 | 0 | 0 | 4930.058
2025-12-02 | 0 | 17.44 | 0 | 0 | 0 | 0 | 0 | 0 | 0 | 0 | 1 | 0 | 0 | 0 | 0 | 0 | 0 | 0 | 0 | 0 | 0 | 0 | 0 | 0 | 0 | 0 | 0 | 0 | 5318.3051
2025-12-02 | 0 | 17.33 | 0 | 0 | 0 | 0 | 0 | 0 | 0 | 0 | 0 | 1 | 0 | 0 | 0 | 0 | 0 | 0 | 0 | 0 | 0 | 0 | 0 | 0 | 0 | 0 | 0 | 0 | 5690.2323
2025-12-02 | 0 | 17.23 | 0 | 0 | 0 | 0 | 0 | 0 | 0 | 0 | 0 | 0 | 1 | 0 | 0 | 0 | 0 | 0 | 0 | 0 | 0 | 0 | 0 | 0 | 0 | 0 | 0 | 0 | 5891.509
2025-12-02 | 0 | 16.83 | 0 | 0 | 0 | 0 | 0 | 0 | 0 | 0 | 0 | 0 | 0 | 1 | 0 | 0 | 0 | 0 | 0 | 0 | 0 | 0 | 0 | 0 | 0 | 0 | 0 | 0 | 5900.6244
2025-12-02 | 0 | 15.8 | 0 | 0 | 0 | 0 | 0 | 0 | 0 | 0 | 0 | 0 | 0 | 0 | 1 | 0 | 0 | 0 | 0 | 0 | 0 | 0 | 0 | 0 | 0 | 0 | 0 | 0 | 5794.6642
2025-12-02 | 0 | 15.09 | 0 | 0 | 0 | 0 | 0 | 0 | 0 | 0 | 0 | 0 | 0 | 0 | 0 | 1 | 0 | 0 | 0 | 0 | 0 | 0 | 0 | 0 | 0 | 0 | 0 | 0 | 5716.402
2025-12-02 | 0 | 14.55 | 0 | 0 | 0 | 0 | 0 | 0 | 0 | 0 | 0 | 0 | 0 | 0 | 0 | 0 | 1 | 0 | 0 | 0 | 0 | 0 | 0 | 0 | 0 | 0 | 0 | 0 | 5555.3825
2025-12-02 | 0 | 14.28 | 0 | 0 | 0 | 0 | 0 | 0 | 0 | 0 | 0 | 0 | 0 | 0 | 0 | 0 | 0 | 1 | 0 | 0 | 0 | 0 | 0 | 0 | 0 | 0 | 0 | 0 | 5463.337
2025-12-02 | 0 | 13.78 | 0 | 0 | 0 | 0 | 0 | 0 | 0 | 0 | 0 | 0 | 0 | 0 | 0 | 0 | 0 | 0 | 1 | 0 | 0 | 0 | 0 | 0 | 0 | 0 | 0 | 0 | 5494.6251
2025-12-02 | 0 | 14.15 | 0 | 0 | 0 | 0 | 0 | 0 | 0 | 0 | 0 | 0 | 0 | 0 | 0 | 0 | 0 | 0 | 0 | 1 | 0 | 0 | 0 | 0 | 0 | 0 | 0 | 0 | 5921.9966
2025-12-02 | 0 | 14.66 | 0 | 0 | 0 | 0 | 0 | 0 | 0 | 0 | 0 | 0 | 0 | 0 | 0 | 0 | 0 | 0 | 0 | 0 | 1 | 0 | 0 | 0 | 0 | 0 | 0 | 0 | 6538.8164
2025-12-02 | 0 | 15.22 | 0 | 0 | 0 | 0 | 0 | 0 | 0 | 0 | 0 | 0 | 0 | 0 | 0 | 0 | 0 | 0 | 0 | 0 | 0 | 1 | 0 | 0 | 0 | 0 | 0 | 0 | 6823.8718
2025-12-02 | 0 | 15.7 | 0 | 0 | 0 | 0 | 0 | 0 | 0 | 0 | 0 | 0 | 0 | 0 | 0 | 0 | 0 | 0 | 0 | 0 | 0 | 0 | 1 | 0 | 0 | 0 | 0 | 0 | 6888.3796
2025-12-02 | 0 | 15.84 | 0 | 0 | 0 | 0 | 0 | 0 | 0 | 0 | 0 | 0 | 0 | 0 | 0 | 0 | 0 | 0 | 0 | 0 | 0 | 0 | 0 | 1 | 0 | 0 | 0 | 0 | 6874.1502
2025-12-02 | 0 | 15.94 | 0 | 0 | 0 | 0 | 0 | 0 | 0 | 0 | 0 | 0 | 0 | 0 | 0 | 0 | 0 | 0 | 0 | 0 | 0 | 0 | 0 | 0 | 1 | 0 | 0 | 0 | 6650.2435
2025-12-02 | 0 | 16.21 | 0 | 0 | 0 | 0 | 0 | 0 | 0 | 0 | 0 | 0 | 0 | 0 | 0 | 0 | 0 | 0 | 0 | 0 | 0 | 0 | 0 | 0 | 0 | 1 | 0 | 0 | 6144.507
2025-12-02 | 0 | 16.57 | 0 | 0 | 0 | 0 | 0 | 0 | 0 | 0 | 0 | 0 | 0 | 0 | 0 | 0 | 0 | 0 | 0 | 0 | 0 | 0 | 0 | 0 | 0 | 0 | 1 | 0 | 5559.91
2025-12-02 | 0 | 16.68 | 0 | 0 | 0 | 0 | 0 | 0 | 0 | 0 | 0 | 0 | 0 | 0 | 0 | 0 | 0 | 0 | 0 | 0 | 0 | 0 | 0 | 0 | 0 | 0 | 0 | 1 | 5063.551
2025-12-03 | 0 | 16.93 | 0 | 0 | 1 | 0 | 0 | 0 | 0 | 0 | 0 | 0 | 0 | 0 | 0 | 0 | 0 | 0 | 0 | 0 | 0 | 0 | 0 | 0 | 0 | 0 | 0 | 0 | 4738.2965
2025-12-03 | 0 | 17.25 | 0 | 0 | 0 | 1 | 0 | 0 | 0 | 0 | 0 | 0 | 0 | 0 | 0 | 0 | 0 | 0 | 0 | 0 | 0 | 0 | 0 | 0 | 0 | 0 | 0 | 0 | 4560.5293
2025-12-03 | 0 | 17.39 | 0 | 0 | 0 | 0 | 1 | 0 | 0 | 0 | 0 | 0 | 0 | 0 | 0 | 0 | 0 | 0 | 0 | 0 | 0 | 0 | 0 | 0 | 0 | 0 | 0 | 0 | 4458.2202
2025-12-03 | 0 | 17.62 | 0 | 0 | 0 | 0 | 0 | 1 | 0 | 0 | 0 | 0 | 0 | 0 | 0 | 0 | 0 | 0 | 0 | 0 | 0 | 0 | 0 | 0 | 0 | 0 | 0 | 0 | 4456.4427
2025-12-03 | 0 | 17.65 | 0 | 0 | 0 | 0 | 0 | 0 | 1 | 0 | 0 | 0 | 0 | 0 | 0 | 0 | 0 | 0 | 0 | 0 | 0 | 0 | 0 | 0 | 0 | 0 | 0 | 0 | 4605.7964
2025-12-03 | 0 | 17.86 | 0 | 0 | 0 | 0 | 0 | 0 | 0 | 1 | 0 | 0 | 0 | 0 | 0 | 0 | 0 | 0 | 0 | 0 | 0 | 0 | 0 | 0 | 0 | 0 | 0 | 0 | 4958.6588
2025-12-03 | 0 | 18.29 | 0 | 0 | 0 | 0 | 0 | 0 | 0 | 0 | 1 | 0 | 0 | 0 | 0 | 0 | 0 | 0 | 0 | 0 | 0 | 0 | 0 | 0 | 0 | 0 | 0 | 0 | 5411.8078
2025-12-03 | 0 | 17.95 | 0 | 0 | 0 | 0 | 0 | 0 | 0 | 0 | 0 | 1 | 0 | 0 | 0 | 0 | 0 | 0 | 0 | 0 | 0 | 0 | 0 | 0 | 0 | 0 | 0 | 0 | 5758.4342
2025-12-03 | 0 | 17.89 | 0 | 0 | 0 | 0 | 0 | 0 | 0 | 0 | 0 | 0 | 1 | 0 | 0 | 0 | 0 | 0 | 0 | 0 | 0 | 0 | 0 | 0 | 0 | 0 | 0 | 0 | 5964.1111
2025-12-03 | 0 | 17.51 | 0 | 0 | 0 | 0 | 0 | 0 | 0 | 0 | 0 | 0 | 0 | 1 | 0 | 0 | 0 | 0 | 0 | 0 | 0 | 0 | 0 | 0 | 0 | 0 | 0 | 0 | 5975.4265
2025-12-03 | 0 | 16.58 | 0 | 0 | 0 | 0 | 0 | 0 | 0 | 0 | 0 | 0 | 0 | 0 | 1 | 0 | 0 | 0 | 0 | 0 | 0 | 0 | 0 | 0 | 0 | 0 | 0 | 0 | 5880.4666
2025-12-03 | 0 | 16.23 | 0 | 0 | 0 | 0 | 0 | 0 | 0 | 0 | 0 | 0 | 0 | 0 | 0 | 1 | 0 | 0 | 0 | 0 | 0 | 0 | 0 | 0 | 0 | 0 | 0 | 0 | 5841.8056
2025-12-03 | 0 | 15.67 | 0 | 0 | 0 | 0 | 0 | 0 | 0 | 0 | 0 | 0 | 0 | 0 | 0 | 0 | 1 | 0 | 0 | 0 | 0 | 0 | 0 | 0 | 0 | 0 | 0 | 0 | 5678.586
2025-12-03 | 0 | 15.21 | 0 | 0 | 0 | 0 | 0 | 0 | 0 | 0 | 0 | 0 | 0 | 0 | 0 | 0 | 0 | 1 | 0 | 0 | 0 | 0 | 0 | 0 | 0 | 0 | 0 | 0 | 5565.6399
2025-12-03 | 0 | 15.26 | 0 | 0 | 0 | 0 | 0 | 0 | 0 | 0 | 0 | 0 | 0 | 0 | 0 | 0 | 0 | 0 | 1 | 0 | 0 | 0 | 0 | 0 | 0 | 0 | 0 | 0 | 5657.4298
2025-12-03 | 0 | 15.59 | 0 | 0 | 0 | 0 | 0 | 0 | 0 | 0 | 0 | 0 | 0 | 0 | 0 | 0 | 0 | 0 | 0 | 1 | 0 | 0 | 0 | 0 | 0 | 0 | 0 | 0 | 6080.4011
2025-12-03 | 0 | 15.97 | 0 | 0 | 0 | 0 | 0 | 0 | 0 | 0 | 0 | 0 | 0 | 0 | 0 | 0 | 0 | 0 | 0 | 0 | 1 | 0 | 0 | 0 | 0 | 0 | 0 | 0 | 6682.9205
2025-12-03 | 0 | 16.29 | 0 | 0 | 0 | 0 | 0 | 0 | 0 | 0 | 0 | 0 | 0 | 0 | 0 | 0 | 0 | 0 | 0 | 0 | 0 | 1 | 0 | 0 | 0 | 0 | 0 | 0 | 6941.5751
2025-12-03 | 0 | 16.68 | 0 | 0 | 0 | 0 | 0 | 0 | 0 | 0 | 0 | 0 | 0 | 0 | 0 | 0 | 0 | 0 | 0 | 0 | 0 | 0 | 1 | 0 | 0 | 0 | 0 | 0 | 6996.1826
2025-12-03 | 0 | 16.98 | 0 | 0 | 0 | 0 | 0 | 0 | 0 | 0 | 0 | 0 | 0 | 0 | 0 | 0 | 0 | 0 | 0 | 0 | 0 | 0 | 0 | 1 | 0 | 0 | 0 | 0 | 6999.5538
2025-12-03 | 0 | 17.2 | 0 | 0 | 0 | 0 | 0 | 0 | 0 | 0 | 0 | 0 | 0 | 0 | 0 | 0 | 0 | 0 | 0 | 0 | 0 | 0 | 0 | 0 | 1 | 0 | 0 | 0 | 6788.8475
2025-12-03 | 0 | 17.31 | 0 | 0 | 0 | 0 | 0 | 0 | 0 | 0 | 0 | 0 | 0 | 0 | 0 | 0 | 0 | 0 | 0 | 0 | 0 | 0 | 0 | 0 | 0 | 1 | 0 | 0 | 6265.5104
2025-12-03 | 0 | 17.31 | 0 | 0 | 0 | 0 | 0 | 0 | 0 | 0 | 0 | 0 | 0 | 0 | 0 | 0 | 0 | 0 | 0 | 0 | 0 | 0 | 0 | 0 | 0 | 0 | 1 | 0 | 5641.3123
2025-12-03 | 0 | 17.5 | 0 | 0 | 0 | 0 | 0 | 0 | 0 | 0 | 0 | 0 | 0 | 0 | 0 | 0 | 0 | 0 | 0 | 0 | 0 | 0 | 0 | 0 | 0 | 0 | 0 | 1 | 5153.7536
2025-12-04 | 0 | 17.56 | 0 | 0 | 1 | 0 | 0 | 0 | 0 | 0 | 0 | 0 | 0 | 0 | 0 | 0 | 0 | 0 | 0 | 0 | 0 | 0 | 0 | 0 | 0 | 0 | 0 | 0 | 4807.5984
2025-12-04 | 0 | 17.71 | 0 | 0 | 0 | 1 | 0 | 0 | 0 | 0 | 0 | 0 | 0 | 0 | 0 | 0 | 0 | 0 | 0 | 0 | 0 | 0 | 0 | 0 | 0 | 0 | 0 | 0 | 4611.1307
2025-12-04 | 0 | 17.83 | 0 | 0 | 0 | 0 | 1 | 0 | 0 | 0 | 0 | 0 | 0 | 0 | 0 | 0 | 0 | 0 | 0 | 0 | 0 | 0 | 0 | 0 | 0 | 0 | 0 | 0 | 4506.6215
2025-12-04 | 0 | 18.02 | 0 | 0 | 0 | 0 | 0 | 1 | 0 | 0 | 0 | 0 | 0 | 0 | 0 | 0 | 0 | 0 | 0 | 0 | 0 | 0 | 0 | 0 | 0 | 0 | 0 | 0 | 4500.4439
2025-12-04 | 0 | 18.33 | 0 | 0 | 0 | 0 | 0 | 0 | 1 | 0 | 0 | 0 | 0 | 0 | 0 | 0 | 0 | 0 | 0 | 0 | 0 | 0 | 0 | 0 | 0 | 0 | 0 | 0 | 4680.5986
2025-12-04 | 0 | 18.4 | 0 | 0 | 0 | 0 | 0 | 0 | 0 | 1 | 0 | 0 | 0 | 0 | 0 | 0 | 0 | 0 | 0 | 0 | 0 | 0 | 0 | 0 | 0 | 0 | 0 | 0 | 5018.0605
2025-12-04 | 0 | 18.67 | 0 | 0 | 0 | 0 | 0 | 0 | 0 | 0 | 1 | 0 | 0 | 0 | 0 | 0 | 0 | 0 | 0 | 0 | 0 | 0 | 0 | 0 | 0 | 0 | 0 | 0 | 5453.609
2025-12-04 | 0 | 18.76 | 0 | 0 | 0 | 0 | 0 | 0 | 0 | 0 | 0 | 1 | 0 | 0 | 0 | 0 | 0 | 0 | 0 | 0 | 0 | 0 | 0 | 0 | 0 | 0 | 0 | 0 | 5847.5368
2025-12-04 | 0 | 18.78 | 0 | 0 | 0 | 0 | 0 | 0 | 0 | 0 | 0 | 0 | 1 | 0 | 0 | 0 | 0 | 0 | 0 | 0 | 0 | 0 | 0 | 0 | 0 | 0 | 0 | 0 | 6062.0139
2025-12-04 | 0 | 18.36 | 0 | 0 | 0 | 0 | 0 | 0 | 0 | 0 | 0 | 0 | 0 | 1 | 0 | 0 | 0 | 0 | 0 | 0 | 0 | 0 | 0 | 0 | 0 | 0 | 0 | 0 | 6068.9292
2025-12-04 | 0 | 17.87 | 0 | 0 | 0 | 0 | 0 | 0 | 0 | 0 | 0 | 0 | 0 | 0 | 1 | 0 | 0 | 0 | 0 | 0 | 0 | 0 | 0 | 0 | 0 | 0 | 0 | 0 | 6022.3707
2025-12-04 | 0 | 17.3 | 0 | 0 | 0 | 0 | 0 | 0 | 0 | 0 | 0 | 0 | 0 | 0 | 0 | 1 | 0 | 0 | 0 | 0 | 0 | 0 | 0 | 0 | 0 | 0 | 0 | 0 | 5959.509
2025-12-04 | 0 | 16.87 | 0 | 0 | 0 | 0 | 0 | 0 | 0 | 0 | 0 | 0 | 0 | 0 | 0 | 0 | 1 | 0 | 0 | 0 | 0 | 0 | 0 | 0 | 0 | 0 | 0 | 0 | 5810.5897
2025-12-04 | 0 | 16.84 | 0 | 0 | 0 | 0 | 0 | 0 | 0 | 0 | 0 | 0 | 0 | 0 | 0 | 0 | 0 | 1 | 0 | 0 | 0 | 0 | 0 | 0 | 0 | 0 | 0 | 0 | 5744.945
2025-12-04 | 0 | 16.76 | 0 | 0 | 0 | 0 | 0 | 0 | 0 | 0 | 0 | 0 | 0 | 0 | 0 | 0 | 0 | 0 | 1 | 0 | 0 | 0 | 0 | 0 | 0 | 0 | 0 | 0 | 5822.4345
2025-12-04 | 0 | 16.74 | 0 | 0 | 0 | 0 | 0 | 0 | 0 | 0 | 0 | 0 | 0 | 0 | 0 | 0 | 0 | 0 | 0 | 1 | 0 | 0 | 0 | 0 | 0 | 0 | 0 | 0 | 6206.9047
2025-12-04 | 0 | 16.95 | 0 | 0 | 0 | 0 | 0 | 0 | 0 | 0 | 0 | 0 | 0 | 0 | 0 | 0 | 0 | 0 | 0 | 0 | 1 | 0 | 0 | 0 | 0 | 0 | 0 | 0 | 6790.7236
2025-12-04 | 0 | 17.42 | 0 | 0 | 0 | 0 | 0 | 0 | 0 | 0 | 0 | 0 | 0 | 0 | 0 | 0 | 0 | 0 | 0 | 0 | 0 | 1 | 0 | 0 | 0 | 0 | 0 | 0 | 7065.8787
2025-12-04 | 0 | 17.4 | 0 | 0 | 0 | 0 | 0 | 0 | 0 | 0 | 0 | 0 | 0 | 0 | 0 | 0 | 0 | 0 | 0 | 0 | 0 | 0 | 1 | 0 | 0 | 0 | 0 | 0 | 7075.3849
2025-12-04 | 0 | 17.57 | 0 | 0 | 0 | 0 | 0 | 0 | 0 | 0 | 0 | 0 | 0 | 0 | 0 | 0 | 0 | 0 | 0 | 0 | 0 | 0 | 0 | 1 | 0 | 0 | 0 | 0 | 7064.4556
2025-12-04 | 0 | 17.75 | 0 | 0 | 0 | 0 | 0 | 0 | 0 | 0 | 0 | 0 | 0 | 0 | 0 | 0 | 0 | 0 | 0 | 0 | 0 | 0 | 0 | 0 | 1 | 0 | 0 | 0 | 6849.3492
2025-12-04 | 0 | 17.8 | 0 | 0 | 0 | 0 | 0 | 0 | 0 | 0 | 0 | 0 | 0 | 0 | 0 | 0 | 0 | 0 | 0 | 0 | 0 | 0 | 0 | 0 | 0 | 1 | 0 | 0 | 6319.412
2025-12-04 | 0 | 17.85 | 0 | 0 | 0 | 0 | 0 | 0 | 0 | 0 | 0 | 0 | 0 | 0 | 0 | 0 | 0 | 0 | 0 | 0 | 0 | 0 | 0 | 0 | 0 | 0 | 1 | 0 | 5700.714
2025-12-04 | 0 | 18.52 | 0 | 0 | 0 | 0 | 0 | 0 | 0 | 0 | 0 | 0 | 0 | 0 | 0 | 0 | 0 | 0 | 0 | 0 | 0 | 0 | 0 | 0 | 0 | 0 | 0 | 1 | 5265.9568
2025-12-05 | 0 | 18.57 | 0 | 0 | 1 | 0 | 0 | 0 | 0 | 0 | 0 | 0 | 0 | 0 | 0 | 0 | 0 | 0 | 0 | 0 | 0 | 0 | 0 | 0 | 0 | 0 | 0 | 0 | 4918.7016
2025-12-05 | 0 | 18.71 | 0 | 0 | 0 | 1 | 0 | 0 | 0 | 0 | 0 | 0 | 0 | 0 | 0 | 0 | 0 | 0 | 0 | 0 | 0 | 0 | 0 | 0 | 0 | 0 | 0 | 0 | 4721.1338
2025-12-05 | 0 | 18.68 | 0 | 0 | 0 | 0 | 1 | 0 | 0 | 0 | 0 | 0 | 0 | 0 | 0 | 0 | 0 | 0 | 0 | 0 | 0 | 0 | 0 | 0 | 0 | 0 | 0 | 0 | 4600.1242
2025-12-05 | 0 | 18.95 | 0 | 0 | 0 | 0 | 0 | 1 | 0 | 0 | 0 | 0 | 0 | 0 | 0 | 0 | 0 | 0 | 0 | 0 | 0 | 0 | 0 | 0 | 0 | 0 | 0 | 0 | 4602.7468
2025-12-05 | 0 | 19.05 | 0 | 0 | 0 | 0 | 0 | 0 | 1 | 0 | 0 | 0 | 0 | 0 | 0 | 0 | 0 | 0 | 0 | 0 | 0 | 0 | 0 | 0 | 0 | 0 | 0 | 0 | 4759.8008
2025-12-05 | 0 | 19.07 | 0 | 0 | 0 | 0 | 0 | 0 | 0 | 1 | 0 | 0 | 0 | 0 | 0 | 0 | 0 | 0 | 0 | 0 | 0 | 0 | 0 | 0 | 0 | 0 | 0 | 0 | 5091.7626
2025-12-05 | 0 | 18.8 | 0 | 0 | 0 | 0 | 0 | 0 | 0 | 0 | 1 | 0 | 0 | 0 | 0 | 0 | 0 | 0 | 0 | 0 | 0 | 0 | 0 | 0 | 0 | 0 | 0 | 0 | 5467.9094
2025-12-05 | 0 | 18.51 | 0 | 0 | 0 | 0 | 0 | 0 | 0 | 0 | 0 | 1 | 0 | 0 | 0 | 0 | 0 | 0 | 0 | 0 | 0 | 0 | 0 | 0 | 0 | 0 | 0 | 0 | 5820.036
2025-12-05 | 0 | 18.22 | 0 | 0 | 0 | 0 | 0 | 0 | 0 | 0 | 0 | 0 | 1 | 0 | 0 | 0 | 0 | 0 | 0 | 0 | 0 | 0 | 0 | 0 | 0 | 0 | 0 | 0 | 6000.4121
2025-12-05 | 0 | 17.54 | 0 | 0 | 0 | 0 | 0 | 0 | 0 | 0 | 0 | 0 | 0 | 1 | 0 | 0 | 0 | 0 | 0 | 0 | 0 | 0 | 0 | 0 | 0 | 0 | 0 | 0 | 5978.7266
2025-12-05 | 0 | 16.85 | 0 | 0 | 0 | 0 | 0 | 0 | 0 | 0 | 0 | 0 | 0 | 0 | 1 | 0 | 0 | 0 | 0 | 0 | 0 | 0 | 0 | 0 | 0 | 0 | 0 | 0 | 5910.1675
2025-12-05 | 0 | 16.05 | 0 | 0 | 0 | 0 | 0 | 0 | 0 | 0 | 0 | 0 | 0 | 0 | 0 | 1 | 0 | 0 | 0 | 0 | 0 | 0 | 0 | 0 | 0 | 0 | 0 | 0 | 5822.005
2025-12-05 | 0 | 15.63 | 0 | 0 | 0 | 0 | 0 | 0 | 0 | 0 | 0 | 0 | 0 | 0 | 0 | 0 | 1 | 0 | 0 | 0 | 0 | 0 | 0 | 0 | 0 | 0 | 0 | 0 | 5674.1858
2025-12-05 | 0 | 15.64 | 0 | 0 | 0 | 0 | 0 | 0 | 0 | 0 | 0 | 0 | 0 | 0 | 0 | 0 | 0 | 1 | 0 | 0 | 0 | 0 | 0 | 0 | 0 | 0 | 0 | 0 | 5612.9412
2025-12-05 | 0 | 15.84 | 0 | 0 | 0 | 0 | 0 | 0 | 0 | 0 | 0 | 0 | 0 | 0 | 0 | 0 | 0 | 0 | 1 | 0 | 0 | 0 | 0 | 0 | 0 | 0 | 0 | 0 | 5721.2316
2025-12-05 | 0 | 16.21 | 0 | 0 | 0 | 0 | 0 | 0 | 0 | 0 | 0 | 0 | 0 | 0 | 0 | 0 | 0 | 0 | 0 | 1 | 0 | 0 | 0 | 0 | 0 | 0 | 0 | 0 | 6148.603
2025-12-05 | 0 | 16.58 | 0 | 0 | 0 | 0 | 0 | 0 | 0 | 0 | 0 | 0 | 0 | 0 | 0 | 0 | 0 | 0 | 0 | 0 | 1 | 0 | 0 | 0 | 0 | 0 | 0 | 0 | 6750.0224
2025-12-05 | 0 | 17.23 | 0 | 0 | 0 | 0 | 0 | 0 | 0 | 0 | 0 | 0 | 0 | 0 | 0 | 0 | 0 | 0 | 0 | 0 | 0 | 1 | 0 | 0 | 0 | 0 | 0 | 0 | 7044.9781
2025-12-05 | 0 | 17.32 | 0 | 0 | 0 | 0 | 0 | 0 | 0 | 0 | 0 | 0 | 0 | 0 | 0 | 0 | 0 | 0 | 0 | 0 | 0 | 0 | 1 | 0 | 0 | 0 | 0 | 0 | 7066.5846
2025-12-05 | 0 | 17.49 | 0 | 0 | 0 | 0 | 0 | 0 | 0 | 0 | 0 | 0 | 0 | 0 | 0 | 0 | 0 | 0 | 0 | 0 | 0 | 0 | 0 | 1 | 0 | 0 | 0 | 0 | 7055.6554
2025-12-05 | 0 | 17.61 | 0 | 0 | 0 | 0 | 0 | 0 | 0 | 0 | 0 | 0 | 0 | 0 | 0 | 0 | 0 | 0 | 0 | 0 | 0 | 0 | 0 | 0 | 1 | 0 | 0 | 0 | 6833.9488
2025-12-05 | 0 | 17.7 | 0 | 0 | 0 | 0 | 0 | 0 | 0 | 0 | 0 | 0 | 0 | 0 | 0 | 0 | 0 | 0 | 0 | 0 | 0 | 0 | 0 | 0 | 0 | 1 | 0 | 0 | 6308.4117
2025-12-05 | 0 | 17.88 | 0 | 0 | 0 | 0 | 0 | 0 | 0 | 0 | 0 | 0 | 0 | 0 | 0 | 0 | 0 | 0 | 0 | 0 | 0 | 0 | 0 | 0 | 0 | 0 | 1 | 0 | 5704.0141
2025-12-05 | 0 | 17.89 | 0 | 0 | 0 | 0 | 0 | 0 | 0 | 0 | 0 | 0 | 0 | 0 | 0 | 0 | 0 | 0 | 0 | 0 | 0 | 0 | 0 | 0 | 0 | 0 | 0 | 1 | 5196.6548
2025-12-06 | 0 | 18.24 | 0 | 1 | 1 | 0 | 0 | 0 | 0 | 0 | 0 | 0 | 0 | 0 | 0 | 0 | 0 | 0 | 0 | 0 | 0 | 0 | 0 | 0 | 0 | 0 | 0 | 0 | 5160.875
2025-12-06 | 0 | 18.36 | 0 | 1 | 0 | 1 | 0 | 0 | 0 | 0 | 0 | 0 | 0 | 0 | 0 | 0 | 0 | 0 | 0 | 0 | 0 | 0 | 0 | 0 | 0 | 0 | 0 | 0 | 4961.1072
2025-12-06 | 0 | 18.39 | 0 | 1 | 0 | 0 | 1 | 0 | 0 | 0 | 0 | 0 | 0 | 0 | 0 | 0 | 0 | 0 | 0 | 0 | 0 | 0 | 0 | 0 | 0 | 0 | 0 | 0 | 4846.6977
2025-12-06 | 0 | 18.46 | 0 | 1 | 0 | 0 | 0 | 1 | 0 | 0 | 0 | 0 | 0 | 0 | 0 | 0 | 0 | 0 | 0 | 0 | 0 | 0 | 0 | 0 | 0 | 0 | 0 | 0 | 4827.3198
2025-12-06 | 0 | 18.58 | 0 | 1 | 0 | 0 | 0 | 0 | 1 | 0 | 0 | 0 | 0 | 0 | 0 | 0 | 0 | 0 | 0 | 0 | 0 | 0 | 0 | 0 | 0 | 0 | 0 | 0 | 4986.5738
2025-12-06 | 0 | 18.6 | 0 | 1 | 0 | 0 | 0 | 0 | 0 | 1 | 0 | 0 | 0 | 0 | 0 | 0 | 0 | 0 | 0 | 0 | 0 | 0 | 0 | 0 | 0 | 0 | 0 | 0 | 5318.5356
2025-12-06 | 0 | 18.72 | 0 | 1 | 0 | 0 | 0 | 0 | 0 | 0 | 1 | 0 | 0 | 0 | 0 | 0 | 0 | 0 | 0 | 0 | 0 | 0 | 0 | 0 | 0 | 0 | 0 | 0 | 5737.5836
2025-12-06 | 0 | 18.44 | 0 | 1 | 0 | 0 | 0 | 0 | 0 | 0 | 0 | 1 | 0 | 0 | 0 | 0 | 0 | 0 | 0 | 0 | 0 | 0 | 0 | 0 | 0 | 0 | 0 | 0 | 6090.8102
2025-12-06 | 0 | 18.33 | 0 | 1 | 0 | 0 | 0 | 0 | 0 | 0 | 0 | 0 | 1 | 0 | 0 | 0 | 0 | 0 | 0 | 0 | 0 | 0 | 0 | 0 | 0 | 0 | 0 | 0 | 6290.9869
2025-12-06 | 0 | 17.67 | 0 | 1 | 0 | 0 | 0 | 0 | 0 | 0 | 0 | 0 | 0 | 1 | 0 | 0 | 0 | 0 | 0 | 0 | 0 | 0 | 0 | 0 | 0 | 0 | 0 | 0 | 6271.5014
2025-12-06 | 0 | 17.13 | 0 | 1 | 0 | 0 | 0 | 0 | 0 | 0 | 0 | 0 | 0 | 0 | 1 | 0 | 0 | 0 | 0 | 0 | 0 | 0 | 0 | 0 | 0 | 0 | 0 | 0 | 6219.4428
2025-12-06 | 0 | 16.75 | 0 | 1 | 0 | 0 | 0 | 0 | 0 | 0 | 0 | 0 | 0 | 0 | 0 | 1 | 0 | 0 | 0 | 0 | 0 | 0 | 0 | 0 | 0 | 0 | 0 | 0 | 6177.4817
2025-12-06 | 0 | 16.54 | 0 | 1 | 0 | 0 | 0 | 0 | 0 | 0 | 0 | 0 | 0 | 0 | 0 | 0 | 1 | 0 | 0 | 0 | 0 | 0 | 0 | 0 | 0 | 0 | 0 | 0 | 6052.7631
2025-12-06 | 0 | 16.02 | 0 | 1 | 0 | 0 | 0 | 0 | 0 | 0 | 0 | 0 | 0 | 0 | 0 | 0 | 0 | 1 | 0 | 0 | 0 | 0 | 0 | 0 | 0 | 0 | 0 | 0 | 5933.2169
2025-12-06 | 0 | 16.31 | 0 | 1 | 0 | 0 | 0 | 0 | 0 | 0 | 0 | 0 | 0 | 0 | 0 | 0 | 0 | 0 | 1 | 0 | 0 | 0 | 0 | 0 | 0 | 0 | 0 | 0 | 6051.4075
2025-12-06 | 0 | 16.38 | 0 | 1 | 0 | 0 | 0 | 0 | 0 | 0 | 0 | 0 | 0 | 0 | 0 | 0 | 0 | 0 | 0 | 1 | 0 | 0 | 0 | 0 | 0 | 0 | 0 | 0 | 6445.778
2025-12-06 | 0 | 16.84 | 0 | 1 | 0 | 0 | 0 | 0 | 0 | 0 | 0 | 0 | 0 | 0 | 0 | 0 | 0 | 0 | 0 | 0 | 1 | 0 | 0 | 0 | 0 | 0 | 0 | 0 | 7057.0977
2025-12-06 | 0 | 17.4 | 0 | 1 | 0 | 0 | 0 | 0 | 0 | 0 | 0 | 0 | 0 | 0 | 0 | 0 | 0 | 0 | 0 | 0 | 0 | 1 | 0 | 0 | 0 | 0 | 0 | 0 | 7342.1531
2025-12-06 | 0 | 17.96 | 0 | 1 | 0 | 0 | 0 | 0 | 0 | 0 | 0 | 0 | 0 | 0 | 0 | 0 | 0 | 0 | 0 | 0 | 0 | 0 | 1 | 0 | 0 | 0 | 0 | 0 | 7415.4611
2025-12-06 | 0 | 18.21 | 0 | 1 | 0 | 0 | 0 | 0 | 0 | 0 | 0 | 0 | 0 | 0 | 0 | 0 | 0 | 0 | 0 | 0 | 0 | 0 | 0 | 1 | 0 | 0 | 0 | 0 | 7413.3321
2025-12-06 | 0 | 18.34 | 0 | 1 | 0 | 0 | 0 | 0 | 0 | 0 | 0 | 0 | 0 | 0 | 0 | 0 | 0 | 0 | 0 | 0 | 0 | 0 | 0 | 0 | 1 | 0 | 0 | 0 | 7192.7255
2025-12-06 | 0 | 18.42 | 0 | 1 | 0 | 0 | 0 | 0 | 0 | 0 | 0 | 0 | 0 | 0 | 0 | 0 | 0 | 0 | 0 | 0 | 0 | 0 | 0 | 0 | 0 | 1 | 0 | 0 | 6666.0883
2025-12-06 | 0 | 18.8 | 0 | 1 | 0 | 0 | 0 | 0 | 0 | 0 | 0 | 0 | 0 | 0 | 0 | 0 | 0 | 0 | 0 | 0 | 0 | 0 | 0 | 0 | 0 | 0 | 1 | 0 | 6083.6914
2025-12-06 | 0 | 19.28 | 0 | 1 | 0 | 0 | 0 | 0 | 0 | 0 | 0 | 0 | 0 | 0 | 0 | 0 | 0 | 0 | 0 | 0 | 0 | 0 | 0 | 0 | 0 | 0 | 0 | 1 | 5628.0336
2025-12-07 | 0 | 19.3 | 0 | 1 | 1 | 0 | 0 | 0 | 0 | 0 | 0 | 0 | 0 | 0 | 0 | 0 | 0 | 0 | 0 | 0 | 0 | 0 | 0 | 0 | 0 | 0 | 0 | 0 | 5277.4783
2025-12-07 | 0 | 19.24 | 0 | 1 | 0 | 1 | 0 | 0 | 0 | 0 | 0 | 0 | 0 | 0 | 0 | 0 | 0 | 0 | 0 | 0 | 0 | 0 | 0 | 0 | 0 | 0 | 0 | 0 | 5057.9099
2025-12-07 | 0 | 19.25 | 0 | 1 | 0 | 0 | 1 | 0 | 0 | 0 | 0 | 0 | 0 | 0 | 0 | 0 | 0 | 0 | 0 | 0 | 0 | 0 | 0 | 0 | 0 | 0 | 0 | 0 | 4941.3004
2025-12-07 | 0 | 19.43 | 0 | 1 | 0 | 0 | 0 | 1 | 0 | 0 | 0 | 0 | 0 | 0 | 0 | 0 | 0 | 0 | 0 | 0 | 0 | 0 | 0 | 0 | 0 | 0 | 0 | 0 | 4934.0228
2025-12-07 | 0 | 19.56 | 0 | 1 | 0 | 0 | 0 | 0 | 1 | 0 | 0 | 0 | 0 | 0 | 0 | 0 | 0 | 0 | 0 | 0 | 0 | 0 | 0 | 0 | 0 | 0 | 0 | 0 | 5094.3769
2025-12-07 | 0 | 19.95 | 0 | 1 | 0 | 0 | 0 | 0 | 0 | 1 | 0 | 0 | 0 | 0 | 0 | 0 | 0 | 0 | 0 | 0 | 0 | 0 | 0 | 0 | 0 | 0 | 0 | 0 | 5467.0398
2025-12-07 | 0 | 20.24 | 0 | 1 | 0 | 0 | 0 | 0 | 0 | 0 | 1 | 0 | 0 | 0 | 0 | 0 | 0 | 0 | 0 | 0 | 0 | 0 | 0 | 0 | 0 | 0 | 0 | 0 | 5904.7883
2025-12-07 | 0 | 20.17 | 0 | 1 | 0 | 0 | 0 | 0 | 0 | 0 | 0 | 1 | 0 | 0 | 0 | 0 | 0 | 0 | 0 | 0 | 0 | 0 | 0 | 0 | 0 | 0 | 0 | 0 | 6281.1156
2025-12-07 | 0 | 20.27 | 0 | 1 | 0 | 0 | 0 | 0 | 0 | 0 | 0 | 0 | 1 | 0 | 0 | 0 | 0 | 0 | 0 | 0 | 0 | 0 | 0 | 0 | 0 | 0 | 0 | 0 | 6504.393
2025-12-07 | 0 | 19.75 | 0 | 1 | 0 | 0 | 0 | 0 | 0 | 0 | 0 | 0 | 0 | 1 | 0 | 0 | 0 | 0 | 0 | 0 | 0 | 0 | 0 | 0 | 0 | 0 | 0 | 0 | 6500.308
2025-12-07 | 0 | 19.34 | 0 | 1 | 0 | 0 | 0 | 0 | 0 | 0 | 0 | 0 | 0 | 0 | 1 | 0 | 0 | 0 | 0 | 0 | 0 | 0 | 0 | 0 | 0 | 0 | 0 | 0 | 6462.5497
2025-12-07 | 0 | 18.51 | 0 | 1 | 0 | 0 | 0 | 0 | 0 | 0 | 0 | 0 | 0 | 0 | 0 | 1 | 0 | 0 | 0 | 0 | 0 | 0 | 0 | 0 | 0 | 0 | 0 | 0 | 6371.0872
2025-12-07 | 0 | 18.1 | 0 | 1 | 0 | 0 | 0 | 0 | 0 | 0 | 0 | 0 | 0 | 0 | 0 | 0 | 1 | 0 | 0 | 0 | 0 | 0 | 0 | 0 | 0 | 0 | 0 | 0 | 6224.368
2025-12-07 | 0 | 17.81 | 0 | 1 | 0 | 0 | 0 | 0 | 0 | 0 | 0 | 0 | 0 | 0 | 0 | 0 | 0 | 1 | 0 | 0 | 0 | 0 | 0 | 0 | 0 | 0 | 0 | 0 | 6130.1225
2025-12-07 | 0 | 17.87 | 0 | 1 | 0 | 0 | 0 | 0 | 0 | 0 | 0 | 0 | 0 | 0 | 0 | 0 | 0 | 0 | 1 | 0 | 0 | 0 | 0 | 0 | 0 | 0 | 0 | 0 | 6223.0124
2025-12-07 | 0 | 17.87 | 0 | 1 | 0 | 0 | 0 | 0 | 0 | 0 | 0 | 0 | 0 | 0 | 0 | 0 | 0 | 0 | 0 | 1 | 0 | 0 | 0 | 0 | 0 | 0 | 0 | 0 | 6609.6827
2025-12-07 | 0 | 18.27 | 0 | 1 | 0 | 0 | 0 | 0 | 0 | 0 | 0 | 0 | 0 | 0 | 0 | 0 | 0 | 0 | 0 | 0 | 1 | 0 | 0 | 0 | 0 | 0 | 0 | 0 | 7214.4022
2025-12-07 | 0 | 18.52 | 0 | 1 | 0 | 0 | 0 | 0 | 0 | 0 | 0 | 0 | 0 | 0 | 0 | 0 | 0 | 0 | 0 | 0 | 0 | 1 | 0 | 0 | 0 | 0 | 0 | 0 | 7465.3566
2025-12-07 | 0 | 18.75 | 0 | 1 | 0 | 0 | 0 | 0 | 0 | 0 | 0 | 0 | 0 | 0 | 0 | 0 | 0 | 0 | 0 | 0 | 0 | 0 | 1 | 0 | 0 | 0 | 0 | 0 | 7502.3636
2025-12-07 | 0 | 18.64 | 0 | 1 | 0 | 0 | 0 | 0 | 0 | 0 | 0 | 0 | 0 | 0 | 0 | 0 | 0 | 0 | 0 | 0 | 0 | 0 | 0 | 1 | 0 | 0 | 0 | 0 | 7460.6334
2025-12-07 | 0 | 19.02 | 0 | 1 | 0 | 0 | 0 | 0 | 0 | 0 | 0 | 0 | 0 | 0 | 0 | 0 | 0 | 0 | 0 | 0 | 0 | 0 | 0 | 0 | 1 | 0 | 0 | 0 | 7267.5276
2025-12-07 | 0 | 19.22 | 0 | 1 | 0 | 0 | 0 | 0 | 0 | 0 | 0 | 0 | 0 | 0 | 0 | 0 | 0 | 0 | 0 | 0 | 0 | 0 | 0 | 0 | 0 | 1 | 0 | 0 | 6754.0909
2025-12-07 | 0 | 19.54 | 0 | 1 | 0 | 0 | 0 | 0 | 0 | 0 | 0 | 0 | 0 | 0 | 0 | 0 | 0 | 0 | 0 | 0 | 0 | 0 | 0 | 0 | 0 | 0 | 1 | 0 | 6165.0937
2025-12-07 | 0 | 19.48 | 0 | 1 | 0 | 0 | 0 | 0 | 0 | 0 | 0 | 0 | 0 | 0 | 0 | 0 | 0 | 0 | 0 | 0 | 0 | 0 | 0 | 0 | 0 | 0 | 0 | 1 | 5650.0342
2025-12-08 | 0 | 19.66 | 0 | 0 | 1 | 0 | 0 | 0 | 0 | 0 | 0 | 0 | 0 | 0 | 0 | 0 | 0 | 0 | 0 | 0 | 0 | 0 | 0 | 0 | 0 | 0 | 0 | 0 | 5038.605
2025-12-08 | 0 | 19.57 | 0 | 0 | 0 | 1 | 0 | 0 | 0 | 0 | 0 | 0 | 0 | 0 | 0 | 0 | 0 | 0 | 0 | 0 | 0 | 0 | 0 | 0 | 0 | 0 | 0 | 0 | 4815.7365
2025-12-08 | 0 | 19.7 | 0 | 0 | 0 | 0 | 1 | 0 | 0 | 0 | 0 | 0 | 0 | 0 | 0 | 0 | 0 | 0 | 0 | 0 | 0 | 0 | 0 | 0 | 0 | 0 | 0 | 0 | 4712.3274
2025-12-08 | 0 | 20.03 | 0 | 0 | 0 | 0 | 0 | 1 | 0 | 0 | 0 | 0 | 0 | 0 | 0 | 0 | 0 | 0 | 0 | 0 | 0 | 0 | 0 | 0 | 0 | 0 | 0 | 0 | 4721.5502
2025-12-08 | 0 | 20.31 | 0 | 0 | 0 | 0 | 0 | 0 | 1 | 0 | 0 | 0 | 0 | 0 | 0 | 0 | 0 | 0 | 0 | 0 | 0 | 0 | 0 | 0 | 0 | 0 | 0 | 0 | 4898.4048
2025-12-08 | 0 | 20.26 | 0 | 0 | 0 | 0 | 0 | 0 | 0 | 1 | 0 | 0 | 0 | 0 | 0 | 0 | 0 | 0 | 0 | 0 | 0 | 0 | 0 | 0 | 0 | 0 | 0 | 0 | 5222.6663
2025-12-08 | 0 | 20.25 | 0 | 0 | 0 | 0 | 0 | 0 | 0 | 0 | 1 | 0 | 0 | 0 | 0 | 0 | 0 | 0 | 0 | 0 | 0 | 0 | 0 | 0 | 0 | 0 | 0 | 0 | 5627.4139
2025-12-08 | 0 | 20.28 | 0 | 0 | 0 | 0 | 0 | 0 | 0 | 0 | 0 | 1 | 0 | 0 | 0 | 0 | 0 | 0 | 0 | 0 | 0 | 0 | 0 | 0 | 0 | 0 | 0 | 0 | 6014.7415
2025-12-08 | 0 | 20.03 | 0 | 0 | 0 | 0 | 0 | 0 | 0 | 0 | 0 | 0 | 1 | 0 | 0 | 0 | 0 | 0 | 0 | 0 | 0 | 0 | 0 | 0 | 0 | 0 | 0 | 0 | 6199.5178
2025-12-08 | 0 | 19.31 | 0 | 0 | 0 | 0 | 0 | 0 | 0 | 0 | 0 | 0 | 0 | 1 | 0 | 0 | 0 | 0 | 0 | 0 | 0 | 0 | 0 | 0 | 0 | 0 | 0 | 0 | 6173.4321
2025-12-08 | 0 | 18.42 | 0 | 0 | 0 | 0 | 0 | 0 | 0 | 0 | 0 | 0 | 0 | 0 | 1 | 0 | 0 | 0 | 0 | 0 | 0 | 0 | 0 | 0 | 0 | 0 | 0 | 0 | 6082.8724
2025-12-08 | 0 | 17.37 | 0 | 0 | 0 | 0 | 0 | 0 | 0 | 0 | 0 | 0 | 0 | 0 | 0 | 1 | 0 | 0 | 0 | 0 | 0 | 0 | 0 | 0 | 0 | 0 | 0 | 0 | 5967.2092
2025-12-08 | 0 | 16.87 | 0 | 0 | 0 | 0 | 0 | 0 | 0 | 0 | 0 | 0 | 0 | 0 | 0 | 0 | 1 | 0 | 0 | 0 | 0 | 0 | 0 | 0 | 0 | 0 | 0 | 0 | 5810.5897
2025-12-08 | 0 | 16.31 | 0 | 0 | 0 | 0 | 0 | 0 | 0 | 0 | 0 | 0 | 0 | 0 | 0 | 0 | 0 | 1 | 0 | 0 | 0 | 0 | 0 | 0 | 0 | 0 | 0 | 0 | 5686.6433
2025-12-08 | 0 | 16.41 | 0 | 0 | 0 | 0 | 0 | 0 | 0 | 0 | 0 | 0 | 0 | 0 | 0 | 0 | 0 | 0 | 1 | 0 | 0 | 0 | 0 | 0 | 0 | 0 | 0 | 0 | 5783.9334
2025-12-08 | 0 | 16.56 | 0 | 0 | 0 | 0 | 0 | 0 | 0 | 0 | 0 | 0 | 0 | 0 | 0 | 0 | 0 | 0 | 0 | 1 | 0 | 0 | 0 | 0 | 0 | 0 | 0 | 0 | 6187.1041
2025-12-08 | 0 | 17.04 | 0 | 0 | 0 | 0 | 0 | 0 | 0 | 0 | 0 | 0 | 0 | 0 | 0 | 0 | 0 | 0 | 0 | 0 | 1 | 0 | 0 | 0 | 0 | 0 | 0 | 0 | 6800.6239
2025-12-08 | 0 | 17.53 | 0 | 0 | 0 | 0 | 0 | 0 | 0 | 0 | 0 | 0 | 0 | 0 | 0 | 0 | 0 | 0 | 0 | 0 | 0 | 1 | 0 | 0 | 0 | 0 | 0 | 0 | 7077.979
2025-12-08 | 0 | 17.82 | 0 | 0 | 0 | 0 | 0 | 0 | 0 | 0 | 0 | 0 | 0 | 0 | 0 | 0 | 0 | 0 | 0 | 0 | 0 | 0 | 1 | 0 | 0 | 0 | 0 | 0 | 7121.5862
2025-12-08 | 0 | 18.22 | 0 | 0 | 0 | 0 | 0 | 0 | 0 | 0 | 0 | 0 | 0 | 0 | 0 | 0 | 0 | 0 | 0 | 0 | 0 | 0 | 0 | 1 | 0 | 0 | 0 | 0 | 7135.9576
2025-12-08 | 0 | 18.18 | 0 | 0 | 0 | 0 | 0 | 0 | 0 | 0 | 0 | 0 | 0 | 0 | 0 | 0 | 0 | 0 | 0 | 0 | 0 | 0 | 0 | 0 | 1 | 0 | 0 | 0 | 6896.6505
2025-12-08 | 0 | 18.06 | 0 | 0 | 0 | 0 | 0 | 0 | 0 | 0 | 0 | 0 | 0 | 0 | 0 | 0 | 0 | 0 | 0 | 0 | 0 | 0 | 0 | 0 | 0 | 1 | 0 | 0 | 6348.0128
2025-12-08 | 0 | 18.15 | 0 | 0 | 0 | 0 | 0 | 0 | 0 | 0 | 0 | 0 | 0 | 0 | 0 | 0 | 0 | 0 | 0 | 0 | 0 | 0 | 0 | 0 | 0 | 0 | 1 | 0 | 5733.7149
2025-12-08 | 0 | 18.39 | 0 | 0 | 0 | 0 | 0 | 0 | 0 | 0 | 0 | 0 | 0 | 0 | 0 | 0 | 0 | 0 | 0 | 0 | 0 | 0 | 0 | 0 | 0 | 0 | 0 | 1 | 5251.6563
2025-12-09 | 0 | 18.39 | 0 | 0 | 1 | 0 | 0 | 0 | 0 | 0 | 0 | 0 | 0 | 0 | 0 | 0 | 0 | 0 | 0 | 0 | 0 | 0 | 0 | 0 | 0 | 0 | 0 | 0 | 4898.901
2025-12-09 | 0 | 18.54 | 0 | 0 | 0 | 1 | 0 | 0 | 0 | 0 | 0 | 0 | 0 | 0 | 0 | 0 | 0 | 0 | 0 | 0 | 0 | 0 | 0 | 0 | 0 | 0 | 0 | 0 | 4702.4333
2025-12-09 | 0 | 18.43 | 0 | 0 | 0 | 0 | 1 | 0 | 0 | 0 | 0 | 0 | 0 | 0 | 0 | 0 | 0 | 0 | 0 | 0 | 0 | 0 | 0 | 0 | 0 | 0 | 0 | 0 | 4572.6234
2025-12-09 | 0 | 18.64 | 0 | 0 | 0 | 0 | 0 | 1 | 0 | 0 | 0 | 0 | 0 | 0 | 0 | 0 | 0 | 0 | 0 | 0 | 0 | 0 | 0 | 0 | 0 | 0 | 0 | 0 | 4568.6459
2025-12-09 | 0 | 18.86 | 0 | 0 | 0 | 0 | 0 | 0 | 1 | 0 | 0 | 0 | 0 | 0 | 0 | 0 | 0 | 0 | 0 | 0 | 0 | 0 | 0 | 0 | 0 | 0 | 0 | 0 | 4738.9002
2025-12-09 | 0 | 19.09 | 0 | 0 | 0 | 0 | 0 | 0 | 0 | 1 | 0 | 0 | 0 | 0 | 0 | 0 | 0 | 0 | 0 | 0 | 0 | 0 | 0 | 0 | 0 | 0 | 0 | 0 | 5093.9627
2025-12-09 | 0 | 18.95 | 0 | 0 | 0 | 0 | 0 | 0 | 0 | 0 | 1 | 0 | 0 | 0 | 0 | 0 | 0 | 0 | 0 | 0 | 0 | 0 | 0 | 0 | 0 | 0 | 0 | 0 | 5484.4099
2025-12-09 | 0 | 18.91 | 0 | 0 | 0 | 0 | 0 | 0 | 0 | 0 | 0 | 1 | 0 | 0 | 0 | 0 | 0 | 0 | 0 | 0 | 0 | 0 | 0 | 0 | 0 | 0 | 0 | 0 | 5864.0372
2025-12-09 | 0 | 18.75 | 0 | 0 | 0 | 0 | 0 | 0 | 0 | 0 | 0 | 0 | 1 | 0 | 0 | 0 | 0 | 0 | 0 | 0 | 0 | 0 | 0 | 0 | 0 | 0 | 0 | 0 | 6058.7138
2025-12-09 | 0 | 18.23 | 0 | 0 | 0 | 0 | 0 | 0 | 0 | 0 | 0 | 0 | 0 | 1 | 0 | 0 | 0 | 0 | 0 | 0 | 0 | 0 | 0 | 0 | 0 | 0 | 0 | 0 | 6054.6288
2025-12-09 | 0 | 17.7 | 0 | 0 | 0 | 0 | 0 | 0 | 0 | 0 | 0 | 0 | 0 | 0 | 1 | 0 | 0 | 0 | 0 | 0 | 0 | 0 | 0 | 0 | 0 | 0 | 0 | 0 | 6003.6702
2025-12-09 | 0 | 17.2 | 0 | 0 | 0 | 0 | 0 | 0 | 0 | 0 | 0 | 0 | 0 | 0 | 0 | 1 | 0 | 0 | 0 | 0 | 0 | 0 | 0 | 0 | 0 | 0 | 0 | 0 | 5948.5086
2025-12-09 | 0 | 16.85 | 0 | 0 | 0 | 0 | 0 | 0 | 0 | 0 | 0 | 0 | 0 | 0 | 0 | 0 | 1 | 0 | 0 | 0 | 0 | 0 | 0 | 0 | 0 | 0 | 0 | 0 | 5808.3897
2025-12-09 | 0 | 16.57 | 0 | 0 | 0 | 0 | 0 | 0 | 0 | 0 | 0 | 0 | 0 | 0 | 0 | 0 | 0 | 1 | 0 | 0 | 0 | 0 | 0 | 0 | 0 | 0 | 0 | 0 | 5715.2441
2025-12-09 | 0 | 16.37 | 0 | 0 | 0 | 0 | 0 | 0 | 0 | 0 | 0 | 0 | 0 | 0 | 0 | 0 | 0 | 0 | 1 | 0 | 0 | 0 | 0 | 0 | 0 | 0 | 0 | 0 | 5779.5332
2025-12-09 | 0 | 16.26 | 0 | 0 | 0 | 0 | 0 | 0 | 0 | 0 | 0 | 0 | 0 | 0 | 0 | 0 | 0 | 0 | 0 | 1 | 0 | 0 | 0 | 0 | 0 | 0 | 0 | 0 | 6154.1032
2025-12-09 | 0 | 16.27 | 0 | 0 | 0 | 0 | 0 | 0 | 0 | 0 | 0 | 0 | 0 | 0 | 0 | 0 | 0 | 0 | 0 | 0 | 1 | 0 | 0 | 0 | 0 | 0 | 0 | 0 | 6715.9215
2025-12-09 | 0 | 16.54 | 0 | 0 | 0 | 0 | 0 | 0 | 0 | 0 | 0 | 0 | 0 | 0 | 0 | 0 | 0 | 0 | 0 | 0 | 0 | 1 | 0 | 0 | 0 | 0 | 0 | 0 | 6969.0759
2025-12-09 | 0 | 16.48 | 0 | 0 | 0 | 0 | 0 | 0 | 0 | 0 | 0 | 0 | 0 | 0 | 0 | 0 | 0 | 0 | 0 | 0 | 0 | 0 | 1 | 0 | 0 | 0 | 0 | 0 | 6974.182
2025-12-09 | 0 | 16.47 | 0 | 0 | 0 | 0 | 0 | 0 | 0 | 0 | 0 | 0 | 0 | 0 | 0 | 0 | 0 | 0 | 0 | 0 | 0 | 0 | 0 | 1 | 0 | 0 | 0 | 0 | 6943.4522
2025-12-09 | 0 | 16.53 | 0 | 0 | 0 | 0 | 0 | 0 | 0 | 0 | 0 | 0 | 0 | 0 | 0 | 0 | 0 | 0 | 0 | 0 | 0 | 0 | 0 | 0 | 1 | 0 | 0 | 0 | 6715.1454
2025-12-09 | 0 | 16.73 | 0 | 0 | 0 | 0 | 0 | 0 | 0 | 0 | 0 | 0 | 0 | 0 | 0 | 0 | 0 | 0 | 0 | 0 | 0 | 0 | 0 | 0 | 0 | 1 | 0 | 0 | 6201.7086
2025-12-09 | 0 | 16.64 | 0 | 0 | 0 | 0 | 0 | 0 | 0 | 0 | 0 | 0 | 0 | 0 | 0 | 0 | 0 | 0 | 0 | 0 | 0 | 0 | 0 | 0 | 0 | 0 | 1 | 0 | 5567.6102
2025-12-09 | 0 | 16.54 | 0 | 0 | 0 | 0 | 0 | 0 | 0 | 0 | 0 | 0 | 0 | 0 | 0 | 0 | 0 | 0 | 0 | 0 | 0 | 0 | 0 | 0 | 0 | 0 | 0 | 1 | 5048.1505
2025-12-10 | 0 | 16.47 | 0 | 0 | 1 | 0 | 0 | 0 | 0 | 0 | 0 | 0 | 0 | 0 | 0 | 0 | 0 | 0 | 0 | 0 | 0 | 0 | 0 | 0 | 0 | 0 | 0 | 0 | 4687.695
2025-12-10 | 0 | 16.48 | 0 | 0 | 0 | 1 | 0 | 0 | 0 | 0 | 0 | 0 | 0 | 0 | 0 | 0 | 0 | 0 | 0 | 0 | 0 | 0 | 0 | 0 | 0 | 0 | 0 | 0 | 4475.8269
2025-12-10 | 0 | 16.6 | 0 | 0 | 0 | 0 | 1 | 0 | 0 | 0 | 0 | 0 | 0 | 0 | 0 | 0 | 0 | 0 | 0 | 0 | 0 | 0 | 0 | 0 | 0 | 0 | 0 | 0 | 4371.3177
2025-12-10 | 0 | 16.98 | 0 | 0 | 0 | 0 | 0 | 1 | 0 | 0 | 0 | 0 | 0 | 0 | 0 | 0 | 0 | 0 | 0 | 0 | 0 | 0 | 0 | 0 | 0 | 0 | 0 | 0 | 4386.0407
2025-12-10 | 0 | 17.48 | 0 | 0 | 0 | 0 | 0 | 0 | 1 | 0 | 0 | 0 | 0 | 0 | 0 | 0 | 0 | 0 | 0 | 0 | 0 | 0 | 0 | 0 | 0 | 0 | 0 | 0 | 4587.0959
2025-12-10 | 0 | 17.62 | 0 | 0 | 0 | 0 | 0 | 0 | 0 | 1 | 0 | 0 | 0 | 0 | 0 | 0 | 0 | 0 | 0 | 0 | 0 | 0 | 0 | 0 | 0 | 0 | 0 | 0 | 4932.2581
2025-12-10 | 0 | 17.88 | 0 | 0 | 0 | 0 | 0 | 0 | 0 | 0 | 1 | 0 | 0 | 0 | 0 | 0 | 0 | 0 | 0 | 0 | 0 | 0 | 0 | 0 | 0 | 0 | 0 | 0 | 5366.7065
2025-12-10 | 0 | 17.79 | 0 | 0 | 0 | 0 | 0 | 0 | 0 | 0 | 0 | 1 | 0 | 0 | 0 | 0 | 0 | 0 | 0 | 0 | 0 | 0 | 0 | 0 | 0 | 0 | 0 | 0 | 5740.8337
2025-12-10 | 0 | 17.8 | 0 | 0 | 0 | 0 | 0 | 0 | 0 | 0 | 0 | 0 | 1 | 0 | 0 | 0 | 0 | 0 | 0 | 0 | 0 | 0 | 0 | 0 | 0 | 0 | 0 | 0 | 5954.2108
2025-12-10 | 0 | 17.65 | 0 | 0 | 0 | 0 | 0 | 0 | 0 | 0 | 0 | 0 | 0 | 1 | 0 | 0 | 0 | 0 | 0 | 0 | 0 | 0 | 0 | 0 | 0 | 0 | 0 | 0 | 5990.8269
2025-12-10 | 0 | 17.24 | 0 | 0 | 0 | 0 | 0 | 0 | 0 | 0 | 0 | 0 | 0 | 0 | 1 | 0 | 0 | 0 | 0 | 0 | 0 | 0 | 0 | 0 | 0 | 0 | 0 | 0 | 5953.0687
2025-12-10 | 0 | 16.95 | 0 | 0 | 0 | 0 | 0 | 0 | 0 | 0 | 0 | 0 | 0 | 0 | 0 | 1 | 0 | 0 | 0 | 0 | 0 | 0 | 0 | 0 | 0 | 0 | 0 | 0 | 5921.0079
2025-12-10 | 0 | 16.67 | 0 | 0 | 0 | 0 | 0 | 0 | 0 | 0 | 0 | 0 | 0 | 0 | 0 | 0 | 1 | 0 | 0 | 0 | 0 | 0 | 0 | 0 | 0 | 0 | 0 | 0 | 5788.5891
2025-12-10 | 0 | 16.15 | 0 | 0 | 0 | 0 | 0 | 0 | 0 | 0 | 0 | 0 | 0 | 0 | 0 | 0 | 0 | 1 | 0 | 0 | 0 | 0 | 0 | 0 | 0 | 0 | 0 | 0 | 5669.0428
2025-12-10 | 0 | 16.06 | 0 | 0 | 0 | 0 | 0 | 0 | 0 | 0 | 0 | 0 | 0 | 0 | 0 | 0 | 0 | 0 | 1 | 0 | 0 | 0 | 0 | 0 | 0 | 0 | 0 | 0 | 5745.4323
2025-12-10 | 0 | 16.33 | 0 | 0 | 0 | 0 | 0 | 0 | 0 | 0 | 0 | 0 | 0 | 0 | 0 | 0 | 0 | 0 | 0 | 1 | 0 | 0 | 0 | 0 | 0 | 0 | 0 | 0 | 6161.8034
2025-12-10 | 0 | 16.73 | 0 | 0 | 0 | 0 | 0 | 0 | 0 | 0 | 0 | 0 | 0 | 0 | 0 | 0 | 0 | 0 | 0 | 0 | 1 | 0 | 0 | 0 | 0 | 0 | 0 | 0 | 6766.5229
2025-12-10 | 0 | 17.23 | 0 | 0 | 0 | 0 | 0 | 0 | 0 | 0 | 0 | 0 | 0 | 0 | 0 | 0 | 0 | 0 | 0 | 0 | 0 | 1 | 0 | 0 | 0 | 0 | 0 | 0 | 7044.9781
2025-12-10 | 0 | 17.57 | 0 | 0 | 0 | 0 | 0 | 0 | 0 | 0 | 0 | 0 | 0 | 0 | 0 | 0 | 0 | 0 | 0 | 0 | 0 | 0 | 1 | 0 | 0 | 0 | 0 | 0 | 7094.0854
2025-12-10 | 0 | 17.79 | 0 | 0 | 0 | 0 | 0 | 0 | 0 | 0 | 0 | 0 | 0 | 0 | 0 | 0 | 0 | 0 | 0 | 0 | 0 | 0 | 0 | 1 | 0 | 0 | 0 | 0 | 7088.6563
2025-12-10 | 0 | 18 | 0 | 0 | 0 | 0 | 0 | 0 | 0 | 0 | 0 | 0 | 0 | 0 | 0 | 0 | 0 | 0 | 0 | 0 | 0 | 0 | 0 | 0 | 1 | 0 | 0 | 0 | 6876.85
2025-12-10 | 0 | 18.33 | 0 | 0 | 0 | 0 | 0 | 0 | 0 | 0 | 0 | 0 | 0 | 0 | 0 | 0 | 0 | 0 | 0 | 0 | 0 | 0 | 0 | 0 | 0 | 1 | 0 | 0 | 6377.7136
2025-12-10 | 0 | 18.62 | 0 | 0 | 0 | 0 | 0 | 0 | 0 | 0 | 0 | 0 | 0 | 0 | 0 | 0 | 0 | 0 | 0 | 0 | 0 | 0 | 0 | 0 | 0 | 0 | 1 | 0 | 5785.4164
2025-12-10 | 0 | 18.98 | 0 | 0 | 0 | 0 | 0 | 0 | 0 | 0 | 0 | 0 | 0 | 0 | 0 | 0 | 0 | 0 | 0 | 0 | 0 | 0 | 0 | 0 | 0 | 0 | 0 | 1 | 5316.5582
2025-12-11 | 0 | 19.09 | 0 | 0 | 1 | 0 | 0 | 0 | 0 | 0 | 0 | 0 | 0 | 0 | 0 | 0 | 0 | 0 | 0 | 0 | 0 | 0 | 0 | 0 | 0 | 0 | 0 | 0 | 4975.9032
2025-12-11 | 0 | 19.4 | 0 | 0 | 0 | 1 | 0 | 0 | 0 | 0 | 0 | 0 | 0 | 0 | 0 | 0 | 0 | 0 | 0 | 0 | 0 | 0 | 0 | 0 | 0 | 0 | 0 | 0 | 4797.036
2025-12-11 | 0 | 19.85 | 0 | 0 | 0 | 0 | 1 | 0 | 0 | 0 | 0 | 0 | 0 | 0 | 0 | 0 | 0 | 0 | 0 | 0 | 0 | 0 | 0 | 0 | 0 | 0 | 0 | 0 | 4728.8279
2025-12-11 | 0 | 19.91 | 0 | 0 | 0 | 0 | 0 | 1 | 0 | 0 | 0 | 0 | 0 | 0 | 0 | 0 | 0 | 0 | 0 | 0 | 0 | 0 | 0 | 0 | 0 | 0 | 0 | 0 | 4708.3499
2025-12-11 | 0 | 20.03 | 0 | 0 | 0 | 0 | 0 | 0 | 1 | 0 | 0 | 0 | 0 | 0 | 0 | 0 | 0 | 0 | 0 | 0 | 0 | 0 | 0 | 0 | 0 | 0 | 0 | 0 | 4867.6039
2025-12-11 | 0 | 20.04 | 0 | 0 | 0 | 0 | 0 | 0 | 0 | 1 | 0 | 0 | 0 | 0 | 0 | 0 | 0 | 0 | 0 | 0 | 0 | 0 | 0 | 0 | 0 | 0 | 0 | 0 | 5198.4656
2025-12-11 | 0 | 19.85 | 0 | 0 | 0 | 0 | 0 | 0 | 0 | 0 | 1 | 0 | 0 | 0 | 0 | 0 | 0 | 0 | 0 | 0 | 0 | 0 | 0 | 0 | 0 | 0 | 0 | 0 | 5583.4127
2025-12-11 | 0 | 19.75 | 0 | 0 | 0 | 0 | 0 | 0 | 0 | 0 | 0 | 1 | 0 | 0 | 0 | 0 | 0 | 0 | 0 | 0 | 0 | 0 | 0 | 0 | 0 | 0 | 0 | 0 | 5956.4399
2025-12-11 | 0 | 20.09 | 0 | 0 | 0 | 0 | 0 | 0 | 0 | 0 | 0 | 0 | 1 | 0 | 0 | 0 | 0 | 0 | 0 | 0 | 0 | 0 | 0 | 0 | 0 | 0 | 0 | 0 | 6206.118
2025-12-11 | 0 | 19.58 | 0 | 0 | 0 | 0 | 0 | 0 | 0 | 0 | 0 | 0 | 0 | 1 | 0 | 0 | 0 | 0 | 0 | 0 | 0 | 0 | 0 | 0 | 0 | 0 | 0 | 0 | 6203.133
2025-12-11 | 0 | 18.73 | 0 | 0 | 0 | 0 | 0 | 0 | 0 | 0 | 0 | 0 | 0 | 0 | 1 | 0 | 0 | 0 | 0 | 0 | 0 | 0 | 0 | 0 | 0 | 0 | 0 | 0 | 6116.9734
2025-12-11 | 0 | 17.98 | 0 | 0 | 0 | 0 | 0 | 0 | 0 | 0 | 0 | 0 | 0 | 0 | 0 | 1 | 0 | 0 | 0 | 0 | 0 | 0 | 0 | 0 | 0 | 0 | 0 | 0 | 6034.3111
2025-12-11 | 0 | 17.25 | 0 | 0 | 0 | 0 | 0 | 0 | 0 | 0 | 0 | 0 | 0 | 0 | 0 | 0 | 1 | 0 | 0 | 0 | 0 | 0 | 0 | 0 | 0 | 0 | 0 | 0 | 5852.3909
2025-12-11 | 0 | 16.94 | 0 | 0 | 0 | 0 | 0 | 0 | 0 | 0 | 0 | 0 | 0 | 0 | 0 | 0 | 0 | 1 | 0 | 0 | 0 | 0 | 0 | 0 | 0 | 0 | 0 | 0 | 5755.9453
2025-12-11 | 0 | 16.8 | 0 | 0 | 0 | 0 | 0 | 0 | 0 | 0 | 0 | 0 | 0 | 0 | 0 | 0 | 0 | 0 | 1 | 0 | 0 | 0 | 0 | 0 | 0 | 0 | 0 | 0 | 5826.8346
2025-12-11 | 0 | 17.21 | 0 | 0 | 0 | 0 | 0 | 0 | 0 | 0 | 0 | 0 | 0 | 0 | 0 | 0 | 0 | 0 | 0 | 1 | 0 | 0 | 0 | 0 | 0 | 0 | 0 | 0 | 6258.6062
2025-12-11 | 0 | 18.04 | 0 | 0 | 0 | 0 | 0 | 0 | 0 | 0 | 0 | 0 | 0 | 0 | 0 | 0 | 0 | 0 | 0 | 0 | 1 | 0 | 0 | 0 | 0 | 0 | 0 | 0 | 6910.627
2025-12-11 | 0 | 18.79 | 0 | 0 | 0 | 0 | 0 | 0 | 0 | 0 | 0 | 0 | 0 | 0 | 0 | 0 | 0 | 0 | 0 | 0 | 0 | 1 | 0 | 0 | 0 | 0 | 0 | 0 | 7216.583
2025-12-11 | 0 | 19.04 | 0 | 0 | 0 | 0 | 0 | 0 | 0 | 0 | 0 | 0 | 0 | 0 | 0 | 0 | 0 | 0 | 0 | 0 | 0 | 0 | 1 | 0 | 0 | 0 | 0 | 0 | 7255.79
2025-12-11 | 0 | 19.4 | 0 | 0 | 0 | 0 | 0 | 0 | 0 | 0 | 0 | 0 | 0 | 0 | 0 | 0 | 0 | 0 | 0 | 0 | 0 | 0 | 0 | 1 | 0 | 0 | 0 | 0 | 7265.7613
2025-12-11 | 0 | 19.76 | 0 | 0 | 0 | 0 | 0 | 0 | 0 | 0 | 0 | 0 | 0 | 0 | 0 | 0 | 0 | 0 | 0 | 0 | 0 | 0 | 0 | 0 | 1 | 0 | 0 | 0 | 7070.4555
2025-12-11 | 0 | 19.75 | 0 | 0 | 0 | 0 | 0 | 0 | 0 | 0 | 0 | 0 | 0 | 0 | 0 | 0 | 0 | 0 | 0 | 0 | 0 | 0 | 0 | 0 | 0 | 1 | 0 | 0 | 6533.9181
2025-12-11 | 0 | 19.52 | 0 | 0 | 0 | 0 | 0 | 0 | 0 | 0 | 0 | 0 | 0 | 0 | 0 | 0 | 0 | 0 | 0 | 0 | 0 | 0 | 0 | 0 | 0 | 0 | 1 | 0 | 5884.4192
2025-12-11 | 0 | 19.77 | 0 | 0 | 0 | 0 | 0 | 0 | 0 | 0 | 0 | 0 | 0 | 0 | 0 | 0 | 0 | 0 | 0 | 0 | 0 | 0 | 0 | 0 | 0 | 0 | 0 | 1 | 5403.4607
2025-12-12 | 0 | 19.76 | 0 | 0 | 1 | 0 | 0 | 0 | 0 | 0 | 0 | 0 | 0 | 0 | 0 | 0 | 0 | 0 | 0 | 0 | 0 | 0 | 0 | 0 | 0 | 0 | 0 | 0 | 5049.6053
2025-12-12 | 0 | 20.13 | 0 | 0 | 0 | 1 | 0 | 0 | 0 | 0 | 0 | 0 | 0 | 0 | 0 | 0 | 0 | 0 | 0 | 0 | 0 | 0 | 0 | 0 | 0 | 0 | 0 | 0 | 4877.3383
2025-12-12 | 0 | 20.18 | 0 | 0 | 0 | 0 | 1 | 0 | 0 | 0 | 0 | 0 | 0 | 0 | 0 | 0 | 0 | 0 | 0 | 0 | 0 | 0 | 0 | 0 | 0 | 0 | 0 | 0 | 4765.1289
2025-12-12 | 0 | 20.14 | 0 | 0 | 0 | 0 | 0 | 1 | 0 | 0 | 0 | 0 | 0 | 0 | 0 | 0 | 0 | 0 | 0 | 0 | 0 | 0 | 0 | 0 | 0 | 0 | 0 | 0 | 4733.6506
2025-12-12 | 0 | 20.38 | 0 | 0 | 0 | 0 | 0 | 0 | 1 | 0 | 0 | 0 | 0 | 0 | 0 | 0 | 0 | 0 | 0 | 0 | 0 | 0 | 0 | 0 | 0 | 0 | 0 | 0 | 4906.105
2025-12-12 | 0 | 20.61 | 0 | 0 | 0 | 0 | 0 | 0 | 0 | 1 | 0 | 0 | 0 | 0 | 0 | 0 | 0 | 0 | 0 | 0 | 0 | 0 | 0 | 0 | 0 | 0 | 0 | 0 | 5261.1674
2025-12-12 | 0 | 20.85 | 0 | 0 | 0 | 0 | 0 | 0 | 0 | 0 | 1 | 0 | 0 | 0 | 0 | 0 | 0 | 0 | 0 | 0 | 0 | 0 | 0 | 0 | 0 | 0 | 0 | 0 | 5693.4158
2025-12-12 | 0 | 21 | 0 | 0 | 0 | 0 | 0 | 0 | 0 | 0 | 0 | 1 | 0 | 0 | 0 | 0 | 0 | 0 | 0 | 0 | 0 | 0 | 0 | 0 | 0 | 0 | 0 | 0 | 6093.9438
2025-12-12 | 0 | 20.79 | 0 | 0 | 0 | 0 | 0 | 0 | 0 | 0 | 0 | 0 | 1 | 0 | 0 | 0 | 0 | 0 | 0 | 0 | 0 | 0 | 0 | 0 | 0 | 0 | 0 | 0 | 6283.1202
2025-12-12 | 0 | 19.9 | 0 | 0 | 0 | 0 | 0 | 0 | 0 | 0 | 0 | 0 | 0 | 1 | 0 | 0 | 0 | 0 | 0 | 0 | 0 | 0 | 0 | 0 | 0 | 0 | 0 | 0 | 6238.334
2025-12-12 | 0 | 19.27 | 0 | 0 | 0 | 0 | 0 | 0 | 0 | 0 | 0 | 0 | 0 | 0 | 1 | 0 | 0 | 0 | 0 | 0 | 0 | 0 | 0 | 0 | 0 | 0 | 0 | 0 | 6176.3751
2025-12-12 | 0 | 18.55 | 0 | 0 | 0 | 0 | 0 | 0 | 0 | 0 | 0 | 0 | 0 | 0 | 0 | 1 | 0 | 0 | 0 | 0 | 0 | 0 | 0 | 0 | 0 | 0 | 0 | 0 | 6097.0129
2025-12-12 | 0 | 18.23 | 0 | 0 | 0 | 0 | 0 | 0 | 0 | 0 | 0 | 0 | 0 | 0 | 0 | 0 | 1 | 0 | 0 | 0 | 0 | 0 | 0 | 0 | 0 | 0 | 0 | 0 | 5960.194
2025-12-12 | 0 | 18.18 | 0 | 0 | 0 | 0 | 0 | 0 | 0 | 0 | 0 | 0 | 0 | 0 | 0 | 0 | 0 | 1 | 0 | 0 | 0 | 0 | 0 | 0 | 0 | 0 | 0 | 0 | 5892.3492
2025-12-12 | 0 | 17.99 | 0 | 0 | 0 | 0 | 0 | 0 | 0 | 0 | 0 | 0 | 0 | 0 | 0 | 0 | 0 | 0 | 1 | 0 | 0 | 0 | 0 | 0 | 0 | 0 | 0 | 0 | 5957.7383
2025-12-12 | 0 | 18.09 | 0 | 0 | 0 | 0 | 0 | 0 | 0 | 0 | 0 | 0 | 0 | 0 | 0 | 0 | 0 | 0 | 0 | 1 | 0 | 0 | 0 | 0 | 0 | 0 | 0 | 0 | 6355.4089
2025-12-12 | 0 | 18.15 | 0 | 0 | 0 | 0 | 0 | 0 | 0 | 0 | 0 | 0 | 0 | 0 | 0 | 0 | 0 | 0 | 0 | 0 | 1 | 0 | 0 | 0 | 0 | 0 | 0 | 0 | 6922.7273
2025-12-12 | 0 | 18.55 | 0 | 0 | 0 | 0 | 0 | 0 | 0 | 0 | 0 | 0 | 0 | 0 | 0 | 0 | 0 | 0 | 0 | 0 | 0 | 1 | 0 | 0 | 0 | 0 | 0 | 0 | 7190.1822
2025-12-12 | 0 | 18.82 | 0 | 0 | 0 | 0 | 0 | 0 | 0 | 0 | 0 | 0 | 0 | 0 | 0 | 0 | 0 | 0 | 0 | 0 | 0 | 0 | 1 | 0 | 0 | 0 | 0 | 0 | 7231.5893
2025-12-12 | 0 | 18.92 | 0 | 0 | 0 | 0 | 0 | 0 | 0 | 0 | 0 | 0 | 0 | 0 | 0 | 0 | 0 | 0 | 0 | 0 | 0 | 0 | 0 | 1 | 0 | 0 | 0 | 0 | 7212.9598
2025-12-12 | 0 | 18.87 | 0 | 0 | 0 | 0 | 0 | 0 | 0 | 0 | 0 | 0 | 0 | 0 | 0 | 0 | 0 | 0 | 0 | 0 | 0 | 0 | 0 | 0 | 1 | 0 | 0 | 0 | 6972.5527
2025-12-12 | 0 | 19.12 | 0 | 0 | 0 | 0 | 0 | 0 | 0 | 0 | 0 | 0 | 0 | 0 | 0 | 0 | 0 | 0 | 0 | 0 | 0 | 0 | 0 | 0 | 0 | 1 | 0 | 0 | 6464.6161
2025-12-12 | 0 | 19.31 | 0 | 0 | 0 | 0 | 0 | 0 | 0 | 0 | 0 | 0 | 0 | 0 | 0 | 0 | 0 | 0 | 0 | 0 | 0 | 0 | 0 | 0 | 0 | 0 | 1 | 0 | 5861.3186
2025-12-12 | 0 | 19.68 | 0 | 0 | 0 | 0 | 0 | 0 | 0 | 0 | 0 | 0 | 0 | 0 | 0 | 0 | 0 | 0 | 0 | 0 | 0 | 0 | 0 | 0 | 0 | 0 | 0 | 1 | 5393.5604
2025-12-13 | 0 | 20.03 | 0 | 1 | 1 | 0 | 0 | 0 | 0 | 0 | 0 | 0 | 0 | 0 | 0 | 0 | 0 | 0 | 0 | 0 | 0 | 0 | 0 | 0 | 0 | 0 | 0 | 0 | 5357.7806
2025-12-13 | 0 | 20.37 | 0 | 1 | 0 | 1 | 0 | 0 | 0 | 0 | 0 | 0 | 0 | 0 | 0 | 0 | 0 | 0 | 0 | 0 | 0 | 0 | 0 | 0 | 0 | 0 | 0 | 0 | 5182.2135
2025-12-13 | 0 | 20.66 | 0 | 1 | 0 | 0 | 1 | 0 | 0 | 0 | 0 | 0 | 0 | 0 | 0 | 0 | 0 | 0 | 0 | 0 | 0 | 0 | 0 | 0 | 0 | 0 | 0 | 0 | 5096.4048
2025-12-13 | 0 | 20.88 | 0 | 1 | 0 | 0 | 0 | 1 | 0 | 0 | 0 | 0 | 0 | 0 | 0 | 0 | 0 | 0 | 0 | 0 | 0 | 0 | 0 | 0 | 0 | 0 | 0 | 0 | 5093.5273
2025-12-13 | 0 | 21.09 | 0 | 1 | 0 | 0 | 0 | 0 | 1 | 0 | 0 | 0 | 0 | 0 | 0 | 0 | 0 | 0 | 0 | 0 | 0 | 0 | 0 | 0 | 0 | 0 | 0 | 0 | 5262.6817
2025-12-13 | 0 | 21.09 | 0 | 1 | 0 | 0 | 0 | 0 | 0 | 1 | 0 | 0 | 0 | 0 | 0 | 0 | 0 | 0 | 0 | 0 | 0 | 0 | 0 | 0 | 0 | 0 | 0 | 0 | 5592.4434
2025-12-13 | 0 | 21.15 | 0 | 1 | 0 | 0 | 0 | 0 | 0 | 0 | 1 | 0 | 0 | 0 | 0 | 0 | 0 | 0 | 0 | 0 | 0 | 0 | 0 | 0 | 0 | 0 | 0 | 0 | 6004.8912
2025-12-13 | 0 | 21.08 | 0 | 1 | 0 | 0 | 0 | 0 | 0 | 0 | 0 | 1 | 0 | 0 | 0 | 0 | 0 | 0 | 0 | 0 | 0 | 0 | 0 | 0 | 0 | 0 | 0 | 0 | 6381.2185
2025-12-13 | 0 | 21.12 | 0 | 1 | 0 | 0 | 0 | 0 | 0 | 0 | 0 | 0 | 1 | 0 | 0 | 0 | 0 | 0 | 0 | 0 | 0 | 0 | 0 | 0 | 0 | 0 | 0 | 0 | 6597.8957
2025-12-13 | 0 | 20.58 | 0 | 1 | 0 | 0 | 0 | 0 | 0 | 0 | 0 | 0 | 0 | 1 | 0 | 0 | 0 | 0 | 0 | 0 | 0 | 0 | 0 | 0 | 0 | 0 | 0 | 0 | 6591.6106
2025-12-13 | 0 | 19.8 | 0 | 1 | 0 | 0 | 0 | 0 | 0 | 0 | 0 | 0 | 0 | 0 | 1 | 0 | 0 | 0 | 0 | 0 | 0 | 0 | 0 | 0 | 0 | 0 | 0 | 0 | 6513.1512
2025-12-13 | 0 | 18.85 | 0 | 1 | 0 | 0 | 0 | 0 | 0 | 0 | 0 | 0 | 0 | 0 | 0 | 1 | 0 | 0 | 0 | 0 | 0 | 0 | 0 | 0 | 0 | 0 | 0 | 0 | 6408.4883
2025-12-13 | 0 | 18.35 | 0 | 1 | 0 | 0 | 0 | 0 | 0 | 0 | 0 | 0 | 0 | 0 | 0 | 0 | 1 | 0 | 0 | 0 | 0 | 0 | 0 | 0 | 0 | 0 | 0 | 0 | 6251.8688
2025-12-13 | 0 | 17.93 | 0 | 1 | 0 | 0 | 0 | 0 | 0 | 0 | 0 | 0 | 0 | 0 | 0 | 0 | 0 | 1 | 0 | 0 | 0 | 0 | 0 | 0 | 0 | 0 | 0 | 0 | 6143.3229
2025-12-13 | 0 | 17.64 | 0 | 1 | 0 | 0 | 0 | 0 | 0 | 0 | 0 | 0 | 0 | 0 | 0 | 0 | 0 | 0 | 1 | 0 | 0 | 0 | 0 | 0 | 0 | 0 | 0 | 0 | 6197.7117
2025-12-13 | 0 | 17.89 | 0 | 1 | 0 | 0 | 0 | 0 | 0 | 0 | 0 | 0 | 0 | 0 | 0 | 0 | 0 | 0 | 0 | 1 | 0 | 0 | 0 | 0 | 0 | 0 | 0 | 0 | 6611.8827
2025-12-13 | 0 | 18.47 | 0 | 1 | 0 | 0 | 0 | 0 | 0 | 0 | 0 | 0 | 0 | 0 | 0 | 0 | 0 | 0 | 0 | 0 | 1 | 0 | 0 | 0 | 0 | 0 | 0 | 0 | 7236.4028
2025-12-13 | 0 | 19.34 | 0 | 1 | 0 | 0 | 0 | 0 | 0 | 0 | 0 | 0 | 0 | 0 | 0 | 0 | 0 | 0 | 0 | 0 | 0 | 1 | 0 | 0 | 0 | 0 | 0 | 0 | 7555.5591
2025-12-13 | 0 | 19.63 | 0 | 1 | 0 | 0 | 0 | 0 | 0 | 0 | 0 | 0 | 0 | 0 | 0 | 0 | 0 | 0 | 0 | 0 | 0 | 0 | 1 | 0 | 0 | 0 | 0 | 0 | 7599.1663
2025-12-13 | 0 | 20.06 | 0 | 1 | 0 | 0 | 0 | 0 | 0 | 0 | 0 | 0 | 0 | 0 | 0 | 0 | 0 | 0 | 0 | 0 | 0 | 0 | 0 | 1 | 0 | 0 | 0 | 0 | 7616.8379
2025-12-13 | 0 | 20.22 | 0 | 1 | 0 | 0 | 0 | 0 | 0 | 0 | 0 | 0 | 0 | 0 | 0 | 0 | 0 | 0 | 0 | 0 | 0 | 0 | 0 | 0 | 1 | 0 | 0 | 0 | 7399.5314
2025-12-13 | 0 | 20.54 | 0 | 1 | 0 | 0 | 0 | 0 | 0 | 0 | 0 | 0 | 0 | 0 | 0 | 0 | 0 | 0 | 0 | 0 | 0 | 0 | 0 | 0 | 0 | 1 | 0 | 0 | 6899.295
2025-12-13 | 0 | 20.91 | 0 | 1 | 0 | 0 | 0 | 0 | 0 | 0 | 0 | 0 | 0 | 0 | 0 | 0 | 0 | 0 | 0 | 0 | 0 | 0 | 0 | 0 | 0 | 0 | 1 | 0 | 6315.798
2025-12-13 | 0 | 21.17 | 0 | 1 | 0 | 0 | 0 | 0 | 0 | 0 | 0 | 0 | 0 | 0 | 0 | 0 | 0 | 0 | 0 | 0 | 0 | 0 | 0 | 0 | 0 | 0 | 0 | 1 | 5835.9395
2025-12-14 | 0 | 21.37 | 0 | 1 | 1 | 0 | 0 | 0 | 0 | 0 | 0 | 0 | 0 | 0 | 0 | 0 | 0 | 0 | 0 | 0 | 0 | 0 | 0 | 0 | 0 | 0 | 0 | 0 | 5505.1848
2025-12-14 | 0 | 21.88 | 0 | 1 | 0 | 1 | 0 | 0 | 0 | 0 | 0 | 0 | 0 | 0 | 0 | 0 | 0 | 0 | 0 | 0 | 0 | 0 | 0 | 0 | 0 | 0 | 0 | 0 | 5348.3182
2025-12-14 | 0 | 22.23 | 0 | 1 | 0 | 0 | 1 | 0 | 0 | 0 | 0 | 0 | 0 | 0 | 0 | 0 | 0 | 0 | 0 | 0 | 0 | 0 | 0 | 0 | 0 | 0 | 0 | 0 | 5269.1098
2025-12-14 | 0 | 22.55 | 0 | 1 | 0 | 0 | 0 | 1 | 0 | 0 | 0 | 0 | 0 | 0 | 0 | 0 | 0 | 0 | 0 | 0 | 0 | 0 | 0 | 0 | 0 | 0 | 0 | 0 | 5277.2326
2025-12-14 | 0 | 23.33 | 0 | 1 | 0 | 0 | 0 | 0 | 1 | 0 | 0 | 0 | 0 | 0 | 0 | 0 | 0 | 0 | 0 | 0 | 0 | 0 | 0 | 0 | 0 | 0 | 0 | 0 | 5509.0887
2025-12-14 | 0 | 23.31 | 0 | 1 | 0 | 0 | 0 | 0 | 0 | 1 | 0 | 0 | 0 | 0 | 0 | 0 | 0 | 0 | 0 | 0 | 0 | 0 | 0 | 0 | 0 | 0 | 0 | 0 | 5836.6503
2025-12-14 | 0 | 23.47 | 0 | 1 | 0 | 0 | 0 | 0 | 0 | 0 | 1 | 0 | 0 | 0 | 0 | 0 | 0 | 0 | 0 | 0 | 0 | 0 | 0 | 0 | 0 | 0 | 0 | 0 | 6260.0985
2025-12-14 | 0 | 23.13 | 0 | 1 | 0 | 0 | 0 | 0 | 0 | 0 | 0 | 1 | 0 | 0 | 0 | 0 | 0 | 0 | 0 | 0 | 0 | 0 | 0 | 0 | 0 | 0 | 0 | 0 | 6606.7249
2025-12-14 | 0 | 23.1 | 0 | 1 | 0 | 0 | 0 | 0 | 0 | 0 | 0 | 0 | 1 | 0 | 0 | 0 | 0 | 0 | 0 | 0 | 0 | 0 | 0 | 0 | 0 | 0 | 0 | 0 | 6815.7019
2025-12-14 | 0 | 22.23 | 0 | 1 | 0 | 0 | 0 | 0 | 0 | 0 | 0 | 0 | 0 | 1 | 0 | 0 | 0 | 0 | 0 | 0 | 0 | 0 | 0 | 0 | 0 | 0 | 0 | 0 | 6773.1157
2025-12-14 | 0 | 21.09 | 0 | 1 | 0 | 0 | 0 | 0 | 0 | 0 | 0 | 0 | 0 | 0 | 1 | 0 | 0 | 0 | 0 | 0 | 0 | 0 | 0 | 0 | 0 | 0 | 0 | 0 | 6655.0552
2025-12-14 | 0 | 20.01 | 0 | 1 | 0 | 0 | 0 | 0 | 0 | 0 | 0 | 0 | 0 | 0 | 0 | 1 | 0 | 0 | 0 | 0 | 0 | 0 | 0 | 0 | 0 | 0 | 0 | 0 | 6536.0919
2025-12-14 | 0 | 19.33 | 0 | 1 | 0 | 0 | 0 | 0 | 0 | 0 | 0 | 0 | 0 | 0 | 0 | 0 | 1 | 0 | 0 | 0 | 0 | 0 | 0 | 0 | 0 | 0 | 0 | 0 | 6359.6719
2025-12-14 | 0 | 18.7 | 0 | 1 | 0 | 0 | 0 | 0 | 0 | 0 | 0 | 0 | 0 | 0 | 0 | 0 | 0 | 1 | 0 | 0 | 0 | 0 | 0 | 0 | 0 | 0 | 0 | 0 | 6228.0253
2025-12-14 | 0 | 18.78 | 0 | 1 | 0 | 0 | 0 | 0 | 0 | 0 | 0 | 0 | 0 | 0 | 0 | 0 | 0 | 0 | 1 | 0 | 0 | 0 | 0 | 0 | 0 | 0 | 0 | 0 | 6323.1152
2025-12-14 | 0 | 18.75 | 0 | 1 | 0 | 0 | 0 | 0 | 0 | 0 | 0 | 0 | 0 | 0 | 0 | 0 | 0 | 0 | 0 | 1 | 0 | 0 | 0 | 0 | 0 | 0 | 0 | 0 | 6706.4854
2025-12-14 | 0 | 19.13 | 0 | 1 | 0 | 0 | 0 | 0 | 0 | 0 | 0 | 0 | 0 | 0 | 0 | 0 | 0 | 0 | 0 | 0 | 1 | 0 | 0 | 0 | 0 | 0 | 0 | 0 | 7309.0049
2025-12-14 | 0 | 19.6 | 0 | 1 | 0 | 0 | 0 | 0 | 0 | 0 | 0 | 0 | 0 | 0 | 0 | 0 | 0 | 0 | 0 | 0 | 0 | 1 | 0 | 0 | 0 | 0 | 0 | 0 | 7584.16
2025-12-14 | 0 | 19.93 | 0 | 1 | 0 | 0 | 0 | 0 | 0 | 0 | 0 | 0 | 0 | 0 | 0 | 0 | 0 | 0 | 0 | 0 | 0 | 0 | 1 | 0 | 0 | 0 | 0 | 0 | 7632.1673
2025-12-14 | 0 | 20.06 | 0 | 1 | 0 | 0 | 0 | 0 | 0 | 0 | 0 | 0 | 0 | 0 | 0 | 0 | 0 | 0 | 0 | 0 | 0 | 0 | 0 | 1 | 0 | 0 | 0 | 0 | 7616.8379
2025-12-14 | 0 | 20.54 | 0 | 1 | 0 | 0 | 0 | 0 | 0 | 0 | 0 | 0 | 0 | 0 | 0 | 0 | 0 | 0 | 0 | 0 | 0 | 0 | 0 | 0 | 1 | 0 | 0 | 0 | 7434.7324
2025-12-14 | 0 | 20.41 | 0 | 1 | 0 | 0 | 0 | 0 | 0 | 0 | 0 | 0 | 0 | 0 | 0 | 0 | 0 | 0 | 0 | 0 | 0 | 0 | 0 | 0 | 0 | 1 | 0 | 0 | 6884.9946
2025-12-14 | 0 | 20.43 | 0 | 1 | 0 | 0 | 0 | 0 | 0 | 0 | 0 | 0 | 0 | 0 | 0 | 0 | 0 | 0 | 0 | 0 | 0 | 0 | 0 | 0 | 0 | 0 | 1 | 0 | 6262.9965
2025-12-14 | 0 | 20.4 | 0 | 1 | 0 | 0 | 0 | 0 | 0 | 0 | 0 | 0 | 0 | 0 | 0 | 0 | 0 | 0 | 0 | 0 | 0 | 0 | 0 | 0 | 0 | 0 | 0 | 1 | 5751.2371
2025-12-15 | 0 | 20.64 | 0 | 0 | 1 | 0 | 0 | 0 | 0 | 0 | 0 | 0 | 0 | 0 | 0 | 0 | 0 | 0 | 0 | 0 | 0 | 0 | 0 | 0 | 0 | 0 | 0 | 0 | 5146.4081
2025-12-15 | 0 | 20.71 | 0 | 0 | 0 | 1 | 0 | 0 | 0 | 0 | 0 | 0 | 0 | 0 | 0 | 0 | 0 | 0 | 0 | 0 | 0 | 0 | 0 | 0 | 0 | 0 | 0 | 0 | 4941.1401
2025-12-15 | 0 | 20.94 | 0 | 0 | 0 | 0 | 1 | 0 | 0 | 0 | 0 | 0 | 0 | 0 | 0 | 0 | 0 | 0 | 0 | 0 | 0 | 0 | 0 | 0 | 0 | 0 | 0 | 0 | 4848.7313
2025-12-15 | 0 | 20.6 | 0 | 0 | 0 | 0 | 0 | 1 | 0 | 0 | 0 | 0 | 0 | 0 | 0 | 0 | 0 | 0 | 0 | 0 | 0 | 0 | 0 | 0 | 0 | 0 | 0 | 0 | 4784.252
2025-12-15 | 0 | 20.48 | 0 | 0 | 0 | 0 | 0 | 0 | 1 | 0 | 0 | 0 | 0 | 0 | 0 | 0 | 0 | 0 | 0 | 0 | 0 | 0 | 0 | 0 | 0 | 0 | 0 | 0 | 4917.1053
2025-12-15 | 0 | 20.59 | 0 | 0 | 0 | 0 | 0 | 0 | 0 | 1 | 0 | 0 | 0 | 0 | 0 | 0 | 0 | 0 | 0 | 0 | 0 | 0 | 0 | 0 | 0 | 0 | 0 | 0 | 5258.9674
2025-12-15 | 0 | 20.4 | 0 | 0 | 0 | 0 | 0 | 0 | 0 | 0 | 1 | 0 | 0 | 0 | 0 | 0 | 0 | 0 | 0 | 0 | 0 | 0 | 0 | 0 | 0 | 0 | 0 | 0 | 5643.9144
2025-12-15 | 0 | 20.31 | 0 | 0 | 0 | 0 | 0 | 0 | 0 | 0 | 0 | 1 | 0 | 0 | 0 | 0 | 0 | 0 | 0 | 0 | 0 | 0 | 0 | 0 | 0 | 0 | 0 | 0 | 6018.0416
2025-12-15 | 0 | 20.24 | 0 | 0 | 0 | 0 | 0 | 0 | 0 | 0 | 0 | 0 | 1 | 0 | 0 | 0 | 0 | 0 | 0 | 0 | 0 | 0 | 0 | 0 | 0 | 0 | 0 | 0 | 6222.6185
2025-12-15 | 0 | 19.73 | 0 | 0 | 0 | 0 | 0 | 0 | 0 | 0 | 0 | 0 | 0 | 1 | 0 | 0 | 0 | 0 | 0 | 0 | 0 | 0 | 0 | 0 | 0 | 0 | 0 | 0 | 6219.6335
2025-12-15 | 0 | 18.94 | 0 | 0 | 0 | 0 | 0 | 0 | 0 | 0 | 0 | 0 | 0 | 0 | 1 | 0 | 0 | 0 | 0 | 0 | 0 | 0 | 0 | 0 | 0 | 0 | 0 | 0 | 6140.074
2025-12-15 | 0 | 18.35 | 0 | 0 | 0 | 0 | 0 | 0 | 0 | 0 | 0 | 0 | 0 | 0 | 0 | 1 | 0 | 0 | 0 | 0 | 0 | 0 | 0 | 0 | 0 | 0 | 0 | 0 | 6075.0122
2025-12-15 | 0 | 18.22 | 0 | 0 | 0 | 0 | 0 | 0 | 0 | 0 | 0 | 0 | 0 | 0 | 0 | 0 | 1 | 0 | 0 | 0 | 0 | 0 | 0 | 0 | 0 | 0 | 0 | 0 | 5959.094
2025-12-15 | 0 | 17.97 | 0 | 0 | 0 | 0 | 0 | 0 | 0 | 0 | 0 | 0 | 0 | 0 | 0 | 0 | 0 | 1 | 0 | 0 | 0 | 0 | 0 | 0 | 0 | 0 | 0 | 0 | 5869.2485
2025-12-15 | 0 | 17.78 | 0 | 0 | 0 | 0 | 0 | 0 | 0 | 0 | 0 | 0 | 0 | 0 | 0 | 0 | 0 | 0 | 1 | 0 | 0 | 0 | 0 | 0 | 0 | 0 | 0 | 0 | 5934.6377
2025-12-15 | 0 | 18.05 | 0 | 0 | 0 | 0 | 0 | 0 | 0 | 0 | 0 | 0 | 0 | 0 | 0 | 0 | 0 | 0 | 0 | 1 | 0 | 0 | 0 | 0 | 0 | 0 | 0 | 0 | 6351.0088
2025-12-15 | 0 | 18.35 | 0 | 0 | 0 | 0 | 0 | 0 | 0 | 0 | 0 | 0 | 0 | 0 | 0 | 0 | 0 | 0 | 0 | 0 | 1 | 0 | 0 | 0 | 0 | 0 | 0 | 0 | 6944.728
2025-12-15 | 0 | 18.85 | 0 | 0 | 0 | 0 | 0 | 0 | 0 | 0 | 0 | 0 | 0 | 0 | 0 | 0 | 0 | 0 | 0 | 0 | 0 | 1 | 0 | 0 | 0 | 0 | 0 | 0 | 7223.1832
2025-12-15 | 0 | 18.9 | 0 | 0 | 0 | 0 | 0 | 0 | 0 | 0 | 0 | 0 | 0 | 0 | 0 | 0 | 0 | 0 | 0 | 0 | 0 | 0 | 1 | 0 | 0 | 0 | 0 | 0 | 7240.3896
2025-12-15 | 0 | 19.1 | 0 | 0 | 0 | 0 | 0 | 0 | 0 | 0 | 0 | 0 | 0 | 0 | 0 | 0 | 0 | 0 | 0 | 0 | 0 | 0 | 0 | 1 | 0 | 0 | 0 | 0 | 7232.7604
2025-12-15 | 0 | 19.36 | 0 | 0 | 0 | 0 | 0 | 0 | 0 | 0 | 0 | 0 | 0 | 0 | 0 | 0 | 0 | 0 | 0 | 0 | 0 | 0 | 0 | 0 | 1 | 0 | 0 | 0 | 7026.4542
2025-12-15 | 0 | 19.52 | 0 | 0 | 0 | 0 | 0 | 0 | 0 | 0 | 0 | 0 | 0 | 0 | 0 | 0 | 0 | 0 | 0 | 0 | 0 | 0 | 0 | 0 | 0 | 1 | 0 | 0 | 6508.6174
2025-12-15 | 0 | 19.51 | 0 | 0 | 0 | 0 | 0 | 0 | 0 | 0 | 0 | 0 | 0 | 0 | 0 | 0 | 0 | 0 | 0 | 0 | 0 | 0 | 0 | 0 | 0 | 0 | 1 | 0 | 5883.3192
2025-12-15 | 0 | 19.22 | 0 | 0 | 0 | 0 | 0 | 0 | 0 | 0 | 0 | 0 | 0 | 0 | 0 | 0 | 0 | 0 | 0 | 0 | 0 | 0 | 0 | 0 | 0 | 0 | 0 | 1 | 5342.9589
2025-12-16 | 0 | 19.21 | 0 | 0 | 1 | 0 | 0 | 0 | 0 | 0 | 0 | 0 | 0 | 0 | 0 | 0 | 0 | 0 | 0 | 0 | 0 | 0 | 0 | 0 | 0 | 0 | 0 | 0 | 4989.1036
2025-12-16 | 0 | 19.36 | 0 | 0 | 0 | 1 | 0 | 0 | 0 | 0 | 0 | 0 | 0 | 0 | 0 | 0 | 0 | 0 | 0 | 0 | 0 | 0 | 0 | 0 | 0 | 0 | 0 | 0 | 4792.6359
2025-12-16 | 0 | 19.26 | 0 | 0 | 0 | 0 | 1 | 0 | 0 | 0 | 0 | 0 | 0 | 0 | 0 | 0 | 0 | 0 | 0 | 0 | 0 | 0 | 0 | 0 | 0 | 0 | 0 | 0 | 4663.926
2025-12-16 | 0 | 19.24 | 0 | 0 | 0 | 0 | 0 | 1 | 0 | 0 | 0 | 0 | 0 | 0 | 0 | 0 | 0 | 0 | 0 | 0 | 0 | 0 | 0 | 0 | 0 | 0 | 0 | 0 | 4634.6478
2025-12-16 | 0 | 19.3 | 0 | 0 | 0 | 0 | 0 | 0 | 1 | 0 | 0 | 0 | 0 | 0 | 0 | 0 | 0 | 0 | 0 | 0 | 0 | 0 | 0 | 0 | 0 | 0 | 0 | 0 | 4787.3016
2025-12-16 | 0 | 19.09 | 0 | 0 | 0 | 0 | 0 | 0 | 0 | 1 | 0 | 0 | 0 | 0 | 0 | 0 | 0 | 0 | 0 | 0 | 0 | 0 | 0 | 0 | 0 | 0 | 0 | 0 | 5093.9627
2025-12-16 | 0 | 19.07 | 0 | 0 | 0 | 0 | 0 | 0 | 0 | 0 | 1 | 0 | 0 | 0 | 0 | 0 | 0 | 0 | 0 | 0 | 0 | 0 | 0 | 0 | 0 | 0 | 0 | 0 | 5497.6102
2025-12-16 | 0 | 18.85 | 0 | 0 | 0 | 0 | 0 | 0 | 0 | 0 | 0 | 1 | 0 | 0 | 0 | 0 | 0 | 0 | 0 | 0 | 0 | 0 | 0 | 0 | 0 | 0 | 0 | 0 | 5857.437
2025-12-16 | 0 | 18.76 | 0 | 0 | 0 | 0 | 0 | 0 | 0 | 0 | 0 | 0 | 1 | 0 | 0 | 0 | 0 | 0 | 0 | 0 | 0 | 0 | 0 | 0 | 0 | 0 | 0 | 0 | 6059.8138
2025-12-16 | 0 | 18.24 | 0 | 0 | 0 | 0 | 0 | 0 | 0 | 0 | 0 | 0 | 0 | 1 | 0 | 0 | 0 | 0 | 0 | 0 | 0 | 0 | 0 | 0 | 0 | 0 | 0 | 0 | 6055.7288
2025-12-16 | 0 | 17.78 | 0 | 0 | 0 | 0 | 0 | 0 | 0 | 0 | 0 | 0 | 0 | 0 | 1 | 0 | 0 | 0 | 0 | 0 | 0 | 0 | 0 | 0 | 0 | 0 | 0 | 0 | 6012.4704
2025-12-16 | 0 | 17.62 | 0 | 0 | 0 | 0 | 0 | 0 | 0 | 0 | 0 | 0 | 0 | 0 | 0 | 1 | 0 | 0 | 0 | 0 | 0 | 0 | 0 | 0 | 0 | 0 | 0 | 0 | 5994.71
2025-12-16 | 0 | 17.44 | 0 | 0 | 0 | 0 | 0 | 0 | 0 | 0 | 0 | 0 | 0 | 0 | 0 | 0 | 1 | 0 | 0 | 0 | 0 | 0 | 0 | 0 | 0 | 0 | 0 | 0 | 5873.2915
2025-12-16 | 0 | 17.03 | 0 | 0 | 0 | 0 | 0 | 0 | 0 | 0 | 0 | 0 | 0 | 0 | 0 | 0 | 0 | 1 | 0 | 0 | 0 | 0 | 0 | 0 | 0 | 0 | 0 | 0 | 5765.8456
2025-12-16 | 0 | 16.75 | 0 | 0 | 0 | 0 | 0 | 0 | 0 | 0 | 0 | 0 | 0 | 0 | 0 | 0 | 0 | 0 | 1 | 0 | 0 | 0 | 0 | 0 | 0 | 0 | 0 | 0 | 5821.3344
2025-12-16 | 0 | 16.91 | 0 | 0 | 0 | 0 | 0 | 0 | 0 | 0 | 0 | 0 | 0 | 0 | 0 | 0 | 0 | 0 | 0 | 1 | 0 | 0 | 0 | 0 | 0 | 0 | 0 | 0 | 6225.6052
2025-12-16 | 0 | 17.04 | 0 | 0 | 0 | 0 | 0 | 0 | 0 | 0 | 0 | 0 | 0 | 0 | 0 | 0 | 0 | 0 | 0 | 0 | 1 | 0 | 0 | 0 | 0 | 0 | 0 | 0 | 6800.6239
2025-12-16 | 0 | 17.42 | 0 | 0 | 0 | 0 | 0 | 0 | 0 | 0 | 0 | 0 | 0 | 0 | 0 | 0 | 0 | 0 | 0 | 0 | 0 | 1 | 0 | 0 | 0 | 0 | 0 | 0 | 7065.8787
2025-12-16 | 0 | 17.61 | 0 | 0 | 0 | 0 | 0 | 0 | 0 | 0 | 0 | 0 | 0 | 0 | 0 | 0 | 0 | 0 | 0 | 0 | 0 | 0 | 1 | 0 | 0 | 0 | 0 | 0 | 7098.4855
2025-12-16 | 0 | 17.57 | 0 | 0 | 0 | 0 | 0 | 0 | 0 | 0 | 0 | 0 | 0 | 0 | 0 | 0 | 0 | 0 | 0 | 0 | 0 | 0 | 0 | 1 | 0 | 0 | 0 | 0 | 7064.4556
2025-12-16 | 0 | 17.82 | 0 | 0 | 0 | 0 | 0 | 0 | 0 | 0 | 0 | 0 | 0 | 0 | 0 | 0 | 0 | 0 | 0 | 0 | 0 | 0 | 0 | 0 | 1 | 0 | 0 | 0 | 6857.0494
2025-12-16 | 0 | 18.16 | 0 | 0 | 0 | 0 | 0 | 0 | 0 | 0 | 0 | 0 | 0 | 0 | 0 | 0 | 0 | 0 | 0 | 0 | 0 | 0 | 0 | 0 | 0 | 1 | 0 | 0 | 6359.0131
2025-12-16 | 0 | 18.49 | 0 | 0 | 0 | 0 | 0 | 0 | 0 | 0 | 0 | 0 | 0 | 0 | 0 | 0 | 0 | 0 | 0 | 0 | 0 | 0 | 0 | 0 | 0 | 0 | 1 | 0 | 5771.116
2025-12-16 | 0 | 18.61 | 0 | 0 | 0 | 0 | 0 | 0 | 0 | 0 | 0 | 0 | 0 | 0 | 0 | 0 | 0 | 0 | 0 | 0 | 0 | 0 | 0 | 0 | 0 | 0 | 0 | 1 | 5275.857
2025-12-17 | 0 | 18.66 | 0 | 0 | 1 | 0 | 0 | 0 | 0 | 0 | 0 | 0 | 0 | 0 | 0 | 0 | 0 | 0 | 0 | 0 | 0 | 0 | 0 | 0 | 0 | 0 | 0 | 0 | 4928.6019
2025-12-17 | 0 | 18.76 | 0 | 0 | 0 | 1 | 0 | 0 | 0 | 0 | 0 | 0 | 0 | 0 | 0 | 0 | 0 | 0 | 0 | 0 | 0 | 0 | 0 | 0 | 0 | 0 | 0 | 0 | 4726.634
2025-12-17 | 0 | 19.02 | 0 | 0 | 0 | 0 | 1 | 0 | 0 | 0 | 0 | 0 | 0 | 0 | 0 | 0 | 0 | 0 | 0 | 0 | 0 | 0 | 0 | 0 | 0 | 0 | 0 | 0 | 4637.5253
2025-12-17 | 0 | 19.1 | 0 | 0 | 0 | 0 | 0 | 1 | 0 | 0 | 0 | 0 | 0 | 0 | 0 | 0 | 0 | 0 | 0 | 0 | 0 | 0 | 0 | 0 | 0 | 0 | 0 | 0 | 4619.2473
2025-12-17 | 0 | 18.95 | 0 | 0 | 0 | 0 | 0 | 0 | 1 | 0 | 0 | 0 | 0 | 0 | 0 | 0 | 0 | 0 | 0 | 0 | 0 | 0 | 0 | 0 | 0 | 0 | 0 | 0 | 4748.8005
2025-12-17 | 0 | 18.9 | 0 | 0 | 0 | 0 | 0 | 0 | 0 | 1 | 0 | 0 | 0 | 0 | 0 | 0 | 0 | 0 | 0 | 0 | 0 | 0 | 0 | 0 | 0 | 0 | 0 | 0 | 5073.0621
2025-12-17 | 0 | 18.95 | 0 | 0 | 0 | 0 | 0 | 0 | 0 | 0 | 1 | 0 | 0 | 0 | 0 | 0 | 0 | 0 | 0 | 0 | 0 | 0 | 0 | 0 | 0 | 0 | 0 | 0 | 5484.4099
2025-12-17 | 0 | 18.91 | 0 | 0 | 0 | 0 | 0 | 0 | 0 | 0 | 0 | 1 | 0 | 0 | 0 | 0 | 0 | 0 | 0 | 0 | 0 | 0 | 0 | 0 | 0 | 0 | 0 | 0 | 5864.0372
2025-12-17 | 0 | 18.96 | 0 | 0 | 0 | 0 | 0 | 0 | 0 | 0 | 0 | 0 | 1 | 0 | 0 | 0 | 0 | 0 | 0 | 0 | 0 | 0 | 0 | 0 | 0 | 0 | 0 | 0 | 6081.8144
2025-12-17 | 0 | 18.71 | 0 | 0 | 0 | 0 | 0 | 0 | 0 | 0 | 0 | 0 | 0 | 1 | 0 | 0 | 0 | 0 | 0 | 0 | 0 | 0 | 0 | 0 | 0 | 0 | 0 | 0 | 6107.4303
2025-12-17 | 0 | 18.3 | 0 | 0 | 0 | 0 | 0 | 0 | 0 | 0 | 0 | 0 | 0 | 0 | 1 | 0 | 0 | 0 | 0 | 0 | 0 | 0 | 0 | 0 | 0 | 0 | 0 | 0 | 6069.672
2025-12-17 | 0 | 17.89 | 0 | 0 | 0 | 0 | 0 | 0 | 0 | 0 | 0 | 0 | 0 | 0 | 0 | 1 | 0 | 0 | 0 | 0 | 0 | 0 | 0 | 0 | 0 | 0 | 0 | 0 | 6024.4108
2025-12-17 | 0 | 17.66 | 0 | 0 | 0 | 0 | 0 | 0 | 0 | 0 | 0 | 0 | 0 | 0 | 0 | 0 | 1 | 0 | 0 | 0 | 0 | 0 | 0 | 0 | 0 | 0 | 0 | 0 | 5897.4922
2025-12-17 | 0 | 16.99 | 0 | 0 | 0 | 0 | 0 | 0 | 0 | 0 | 0 | 0 | 0 | 0 | 0 | 0 | 0 | 1 | 0 | 0 | 0 | 0 | 0 | 0 | 0 | 0 | 0 | 0 | 5761.4455
2025-12-17 | 0 | 16.77 | 0 | 0 | 0 | 0 | 0 | 0 | 0 | 0 | 0 | 0 | 0 | 0 | 0 | 0 | 0 | 0 | 1 | 0 | 0 | 0 | 0 | 0 | 0 | 0 | 0 | 0 | 5823.5345
2025-12-17 | 0 | 16.97 | 0 | 0 | 0 | 0 | 0 | 0 | 0 | 0 | 0 | 0 | 0 | 0 | 0 | 0 | 0 | 0 | 0 | 1 | 0 | 0 | 0 | 0 | 0 | 0 | 0 | 0 | 6232.2054
2025-12-17 | 0 | 17.43 | 0 | 0 | 0 | 0 | 0 | 0 | 0 | 0 | 0 | 0 | 0 | 0 | 0 | 0 | 0 | 0 | 0 | 0 | 1 | 0 | 0 | 0 | 0 | 0 | 0 | 0 | 6843.5251
2025-12-17 | 0 | 17.75 | 0 | 0 | 0 | 0 | 0 | 0 | 0 | 0 | 0 | 0 | 0 | 0 | 0 | 0 | 0 | 0 | 0 | 0 | 0 | 1 | 0 | 0 | 0 | 0 | 0 | 0 | 7102.1797
2025-12-17 | 0 | 17.99 | 0 | 0 | 0 | 0 | 0 | 0 | 0 | 0 | 0 | 0 | 0 | 0 | 0 | 0 | 0 | 0 | 0 | 0 | 0 | 0 | 1 | 0 | 0 | 0 | 0 | 0 | 7140.2867
2025-12-17 | 0 | 18.21 | 0 | 0 | 0 | 0 | 0 | 0 | 0 | 0 | 0 | 0 | 0 | 0 | 0 | 0 | 0 | 0 | 0 | 0 | 0 | 0 | 0 | 1 | 0 | 0 | 0 | 0 | 7134.8576
2025-12-17 | 0 | 18.47 | 0 | 0 | 0 | 0 | 0 | 0 | 0 | 0 | 0 | 0 | 0 | 0 | 0 | 0 | 0 | 0 | 0 | 0 | 0 | 0 | 0 | 0 | 1 | 0 | 0 | 0 | 6928.5515
2025-12-17 | 0 | 18.78 | 0 | 0 | 0 | 0 | 0 | 0 | 0 | 0 | 0 | 0 | 0 | 0 | 0 | 0 | 0 | 0 | 0 | 0 | 0 | 0 | 0 | 0 | 0 | 1 | 0 | 0 | 6427.215
2025-12-17 | 0 | 19.06 | 0 | 0 | 0 | 0 | 0 | 0 | 0 | 0 | 0 | 0 | 0 | 0 | 0 | 0 | 0 | 0 | 0 | 0 | 0 | 0 | 0 | 0 | 0 | 0 | 1 | 0 | 5833.8178
2025-12-17 | 0 | 18.87 | 0 | 0 | 0 | 0 | 0 | 0 | 0 | 0 | 0 | 0 | 0 | 0 | 0 | 0 | 0 | 0 | 0 | 0 | 0 | 0 | 0 | 0 | 0 | 0 | 0 | 1 | 5304.4578
2025-12-18 | 0 | 19.09 | 0 | 0 | 1 | 0 | 0 | 0 | 0 | 0 | 0 | 0 | 0 | 0 | 0 | 0 | 0 | 0 | 0 | 0 | 0 | 0 | 0 | 0 | 0 | 0 | 0 | 0 | 4975.9032
2025-12-18 | 0 | 19.13 | 0 | 0 | 0 | 1 | 0 | 0 | 0 | 0 | 0 | 0 | 0 | 0 | 0 | 0 | 0 | 0 | 0 | 0 | 0 | 0 | 0 | 0 | 0 | 0 | 0 | 0 | 4767.3352
2025-12-18 | 0 | 19.36 | 0 | 0 | 0 | 0 | 1 | 0 | 0 | 0 | 0 | 0 | 0 | 0 | 0 | 0 | 0 | 0 | 0 | 0 | 0 | 0 | 0 | 0 | 0 | 0 | 0 | 0 | 4674.9263
2025-12-18 | 0 | 19.48 | 0 | 0 | 0 | 0 | 0 | 1 | 0 | 0 | 0 | 0 | 0 | 0 | 0 | 0 | 0 | 0 | 0 | 0 | 0 | 0 | 0 | 0 | 0 | 0 | 0 | 0 | 4661.0485
2025-12-18 | 0 | 19.59 | 0 | 0 | 0 | 0 | 0 | 0 | 1 | 0 | 0 | 0 | 0 | 0 | 0 | 0 | 0 | 0 | 0 | 0 | 0 | 0 | 0 | 0 | 0 | 0 | 0 | 0 | 4819.2025
2025-12-18 | 0 | 19.82 | 0 | 0 | 0 | 0 | 0 | 0 | 0 | 1 | 0 | 0 | 0 | 0 | 0 | 0 | 0 | 0 | 0 | 0 | 0 | 0 | 0 | 0 | 0 | 0 | 0 | 0 | 5174.265
2025-12-18 | 0 | 20.1 | 0 | 0 | 0 | 0 | 0 | 0 | 0 | 0 | 1 | 0 | 0 | 0 | 0 | 0 | 0 | 0 | 0 | 0 | 0 | 0 | 0 | 0 | 0 | 0 | 0 | 0 | 5610.9135
2025-12-18 | 0 | 20.17 | 0 | 0 | 0 | 0 | 0 | 0 | 0 | 0 | 0 | 1 | 0 | 0 | 0 | 0 | 0 | 0 | 0 | 0 | 0 | 0 | 0 | 0 | 0 | 0 | 0 | 0 | 6002.6412
2025-12-18 | 0 | 20.23 | 0 | 0 | 0 | 0 | 0 | 0 | 0 | 0 | 0 | 0 | 1 | 0 | 0 | 0 | 0 | 0 | 0 | 0 | 0 | 0 | 0 | 0 | 0 | 0 | 0 | 0 | 6221.5184
2025-12-18 | 0 | 19.84 | 0 | 0 | 0 | 0 | 0 | 0 | 0 | 0 | 0 | 0 | 0 | 1 | 0 | 0 | 0 | 0 | 0 | 0 | 0 | 0 | 0 | 0 | 0 | 0 | 0 | 0 | 6231.7338
2025-12-18 | 0 | 19.5 | 0 | 0 | 0 | 0 | 0 | 0 | 0 | 0 | 0 | 0 | 0 | 0 | 1 | 0 | 0 | 0 | 0 | 0 | 0 | 0 | 0 | 0 | 0 | 0 | 0 | 0 | 6201.6758
2025-12-18 | 0 | 19.05 | 0 | 0 | 0 | 0 | 0 | 0 | 0 | 0 | 0 | 0 | 0 | 0 | 0 | 1 | 0 | 0 | 0 | 0 | 0 | 0 | 0 | 0 | 0 | 0 | 0 | 0 | 6152.0144
2025-12-18 | 0 | 18.64 | 0 | 0 | 0 | 0 | 0 | 0 | 0 | 0 | 0 | 0 | 0 | 0 | 0 | 0 | 1 | 0 | 0 | 0 | 0 | 0 | 0 | 0 | 0 | 0 | 0 | 0 | 6005.2953
2025-12-18 | 0 | 18.57 | 0 | 0 | 0 | 0 | 0 | 0 | 0 | 0 | 0 | 0 | 0 | 0 | 0 | 0 | 0 | 1 | 0 | 0 | 0 | 0 | 0 | 0 | 0 | 0 | 0 | 0 | 5935.2504
2025-12-18 | 0 | 18.51 | 0 | 0 | 0 | 0 | 0 | 0 | 0 | 0 | 0 | 0 | 0 | 0 | 0 | 0 | 0 | 0 | 1 | 0 | 0 | 0 | 0 | 0 | 0 | 0 | 0 | 0 | 6014.9399
2025-12-18 | 0 | 18.48 | 0 | 0 | 0 | 0 | 0 | 0 | 0 | 0 | 0 | 0 | 0 | 0 | 0 | 0 | 0 | 0 | 0 | 1 | 0 | 0 | 0 | 0 | 0 | 0 | 0 | 0 | 6398.3101
2025-12-18 | 0 | 19 | 0 | 0 | 0 | 0 | 0 | 0 | 0 | 0 | 0 | 0 | 0 | 0 | 0 | 0 | 0 | 0 | 0 | 0 | 1 | 0 | 0 | 0 | 0 | 0 | 0 | 0 | 7016.23
2025-12-18 | 0 | 19.57 | 0 | 0 | 0 | 0 | 0 | 0 | 0 | 0 | 0 | 0 | 0 | 0 | 0 | 0 | 0 | 0 | 0 | 0 | 0 | 1 | 0 | 0 | 0 | 0 | 0 | 0 | 7302.3854
2025-12-18 | 0 | 19.64 | 0 | 0 | 0 | 0 | 0 | 0 | 0 | 0 | 0 | 0 | 0 | 0 | 0 | 0 | 0 | 0 | 0 | 0 | 0 | 0 | 1 | 0 | 0 | 0 | 0 | 0 | 7321.7919
2025-12-18 | 0 | 19.78 | 0 | 0 | 0 | 0 | 0 | 0 | 0 | 0 | 0 | 0 | 0 | 0 | 0 | 0 | 0 | 0 | 0 | 0 | 0 | 0 | 0 | 1 | 0 | 0 | 0 | 0 | 7307.5625
2025-12-18 | 0 | 20.07 | 0 | 0 | 0 | 0 | 0 | 0 | 0 | 0 | 0 | 0 | 0 | 0 | 0 | 0 | 0 | 0 | 0 | 0 | 0 | 0 | 0 | 0 | 1 | 0 | 0 | 0 | 7104.5565
2025-12-18 | 0 | 20.32 | 0 | 0 | 0 | 0 | 0 | 0 | 0 | 0 | 0 | 0 | 0 | 0 | 0 | 0 | 0 | 0 | 0 | 0 | 0 | 0 | 0 | 0 | 0 | 1 | 0 | 0 | 6596.6199
2025-12-18 | 0 | 20.26 | 0 | 0 | 0 | 0 | 0 | 0 | 0 | 0 | 0 | 0 | 0 | 0 | 0 | 0 | 0 | 0 | 0 | 0 | 0 | 0 | 0 | 0 | 0 | 0 | 1 | 0 | 5965.8215
2025-12-18 | 0 | 20.4 | 0 | 0 | 0 | 0 | 0 | 0 | 0 | 0 | 0 | 0 | 0 | 0 | 0 | 0 | 0 | 0 | 0 | 0 | 0 | 0 | 0 | 0 | 0 | 0 | 0 | 1 | 5472.7626
2025-12-19 | 0 | 20.38 | 0 | 0 | 1 | 0 | 0 | 0 | 0 | 0 | 0 | 0 | 0 | 0 | 0 | 0 | 0 | 0 | 0 | 0 | 0 | 0 | 0 | 0 | 0 | 0 | 0 | 0 | 5117.8073
2025-12-19 | 0 | 20.3 | 0 | 0 | 0 | 1 | 0 | 0 | 0 | 0 | 0 | 0 | 0 | 0 | 0 | 0 | 0 | 0 | 0 | 0 | 0 | 0 | 0 | 0 | 0 | 0 | 0 | 0 | 4896.0388
2025-12-19 | 0 | 20.48 | 0 | 0 | 0 | 0 | 1 | 0 | 0 | 0 | 0 | 0 | 0 | 0 | 0 | 0 | 0 | 0 | 0 | 0 | 0 | 0 | 0 | 0 | 0 | 0 | 0 | 0 | 4798.1298
2025-12-19 | 0 | 20.49 | 0 | 0 | 0 | 0 | 0 | 1 | 0 | 0 | 0 | 0 | 0 | 0 | 0 | 0 | 0 | 0 | 0 | 0 | 0 | 0 | 0 | 0 | 0 | 0 | 0 | 0 | 4772.1517
2025-12-19 | 0 | 20.58 | 0 | 0 | 0 | 0 | 0 | 0 | 1 | 0 | 0 | 0 | 0 | 0 | 0 | 0 | 0 | 0 | 0 | 0 | 0 | 0 | 0 | 0 | 0 | 0 | 0 | 0 | 4928.1056
2025-12-19 | 0 | 20.99 | 0 | 0 | 0 | 0 | 0 | 0 | 0 | 1 | 0 | 0 | 0 | 0 | 0 | 0 | 0 | 0 | 0 | 0 | 0 | 0 | 0 | 0 | 0 | 0 | 0 | 0 | 5302.9686
2025-12-19 | 0 | 21.26 | 0 | 0 | 0 | 0 | 0 | 0 | 0 | 0 | 1 | 0 | 0 | 0 | 0 | 0 | 0 | 0 | 0 | 0 | 0 | 0 | 0 | 0 | 0 | 0 | 0 | 0 | 5738.5171
2025-12-19 | 0 | 21.45 | 0 | 0 | 0 | 0 | 0 | 0 | 0 | 0 | 0 | 1 | 0 | 0 | 0 | 0 | 0 | 0 | 0 | 0 | 0 | 0 | 0 | 0 | 0 | 0 | 0 | 0 | 6143.4452
2025-12-19 | 0 | 21.54 | 0 | 0 | 0 | 0 | 0 | 0 | 0 | 0 | 0 | 0 | 1 | 0 | 0 | 0 | 0 | 0 | 0 | 0 | 0 | 0 | 0 | 0 | 0 | 0 | 0 | 0 | 6365.6225
2025-12-19 | 0 | 20.92 | 0 | 0 | 0 | 0 | 0 | 0 | 0 | 0 | 0 | 0 | 0 | 1 | 0 | 0 | 0 | 0 | 0 | 0 | 0 | 0 | 0 | 0 | 0 | 0 | 0 | 0 | 6350.5372
2025-12-19 | 0 | 20.27 | 0 | 0 | 0 | 0 | 0 | 0 | 0 | 0 | 0 | 0 | 0 | 0 | 1 | 0 | 0 | 0 | 0 | 0 | 0 | 0 | 0 | 0 | 0 | 0 | 0 | 0 | 6286.3782
2025-12-19 | 0 | 20.01 | 0 | 0 | 0 | 0 | 0 | 0 | 0 | 0 | 0 | 0 | 0 | 0 | 0 | 1 | 0 | 0 | 0 | 0 | 0 | 0 | 0 | 0 | 0 | 0 | 0 | 0 | 6257.6175
2025-12-19 | 0 | 19.67 | 0 | 0 | 0 | 0 | 0 | 0 | 0 | 0 | 0 | 0 | 0 | 0 | 0 | 0 | 1 | 0 | 0 | 0 | 0 | 0 | 0 | 0 | 0 | 0 | 0 | 0 | 6118.5985
2025-12-19 | 0 | 19.15 | 0 | 0 | 0 | 0 | 0 | 0 | 0 | 0 | 0 | 0 | 0 | 0 | 0 | 0 | 0 | 1 | 0 | 0 | 0 | 0 | 0 | 0 | 0 | 0 | 0 | 0 | 5999.0522
2025-12-19 | 0 | 19.26 | 0 | 0 | 0 | 0 | 0 | 0 | 0 | 0 | 0 | 0 | 0 | 0 | 0 | 0 | 0 | 0 | 1 | 0 | 0 | 0 | 0 | 0 | 0 | 0 | 0 | 0 | 6097.4423
2025-12-19 | 0 | 19.28 | 0 | 0 | 0 | 0 | 0 | 0 | 0 | 0 | 0 | 0 | 0 | 0 | 0 | 0 | 0 | 0 | 0 | 1 | 0 | 0 | 0 | 0 | 0 | 0 | 0 | 0 | 6486.3126
2025-12-19 | 0 | 19.56 | 0 | 0 | 0 | 0 | 0 | 0 | 0 | 0 | 0 | 0 | 0 | 0 | 0 | 0 | 0 | 0 | 0 | 0 | 1 | 0 | 0 | 0 | 0 | 0 | 0 | 0 | 7077.8318
2025-12-19 | 0 | 19.98 | 0 | 0 | 0 | 0 | 0 | 0 | 0 | 0 | 0 | 0 | 0 | 0 | 0 | 0 | 0 | 0 | 0 | 0 | 0 | 1 | 0 | 0 | 0 | 0 | 0 | 0 | 7347.4867
2025-12-19 | 0 | 20.33 | 0 | 0 | 0 | 0 | 0 | 0 | 0 | 0 | 0 | 0 | 0 | 0 | 0 | 0 | 0 | 0 | 0 | 0 | 0 | 0 | 1 | 0 | 0 | 0 | 0 | 0 | 7397.6941
2025-12-19 | 0 | 20.68 | 0 | 0 | 0 | 0 | 0 | 0 | 0 | 0 | 0 | 0 | 0 | 0 | 0 | 0 | 0 | 0 | 0 | 0 | 0 | 0 | 0 | 1 | 0 | 0 | 0 | 0 | 7406.5654
2025-12-19 | 0 | 20.62 | 0 | 0 | 0 | 0 | 0 | 0 | 0 | 0 | 0 | 0 | 0 | 0 | 0 | 0 | 0 | 0 | 0 | 0 | 0 | 0 | 0 | 0 | 1 | 0 | 0 | 0 | 7165.0582
2025-12-19 | 0 | 20.69 | 0 | 0 | 0 | 0 | 0 | 0 | 0 | 0 | 0 | 0 | 0 | 0 | 0 | 0 | 0 | 0 | 0 | 0 | 0 | 0 | 0 | 0 | 0 | 1 | 0 | 0 | 6637.321
2025-12-19 | 0 | 20.88 | 0 | 0 | 0 | 0 | 0 | 0 | 0 | 0 | 0 | 0 | 0 | 0 | 0 | 0 | 0 | 0 | 0 | 0 | 0 | 0 | 0 | 0 | 0 | 0 | 1 | 0 | 6034.0235
2025-12-19 | 0 | 20.89 | 0 | 0 | 0 | 0 | 0 | 0 | 0 | 0 | 0 | 0 | 0 | 0 | 0 | 0 | 0 | 0 | 0 | 0 | 0 | 0 | 0 | 0 | 0 | 0 | 0 | 1 | 5526.6642
2025-12-20 | 0 | 21.06 | 0 | 1 | 1 | 0 | 0 | 0 | 0 | 0 | 0 | 0 | 0 | 0 | 0 | 0 | 0 | 0 | 0 | 0 | 0 | 0 | 0 | 0 | 0 | 0 | 0 | 0 | 5471.0838
2025-12-20 | 0 | 21.38 | 0 | 1 | 0 | 1 | 0 | 0 | 0 | 0 | 0 | 0 | 0 | 0 | 0 | 0 | 0 | 0 | 0 | 0 | 0 | 0 | 0 | 0 | 0 | 0 | 0 | 0 | 5293.3166
2025-12-20 | 0 | 21.44 | 0 | 1 | 0 | 0 | 1 | 0 | 0 | 0 | 0 | 0 | 0 | 0 | 0 | 0 | 0 | 0 | 0 | 0 | 0 | 0 | 0 | 0 | 0 | 0 | 0 | 0 | 5182.2073
2025-12-20 | 0 | 21.09 | 0 | 1 | 0 | 0 | 0 | 1 | 0 | 0 | 0 | 0 | 0 | 0 | 0 | 0 | 0 | 0 | 0 | 0 | 0 | 0 | 0 | 0 | 0 | 0 | 0 | 0 | 5116.628
2025-12-20 | 0 | 20.91 | 0 | 1 | 0 | 0 | 0 | 0 | 1 | 0 | 0 | 0 | 0 | 0 | 0 | 0 | 0 | 0 | 0 | 0 | 0 | 0 | 0 | 0 | 0 | 0 | 0 | 0 | 5242.8811
2025-12-20 | 0 | 20.97 | 0 | 1 | 0 | 0 | 0 | 0 | 0 | 1 | 0 | 0 | 0 | 0 | 0 | 0 | 0 | 0 | 0 | 0 | 0 | 0 | 0 | 0 | 0 | 0 | 0 | 0 | 5579.243
2025-12-20 | 0 | 20.88 | 0 | 1 | 0 | 0 | 0 | 0 | 0 | 0 | 1 | 0 | 0 | 0 | 0 | 0 | 0 | 0 | 0 | 0 | 0 | 0 | 0 | 0 | 0 | 0 | 0 | 0 | 5975.1903
2025-12-20 | 0 | 20.72 | 0 | 1 | 0 | 0 | 0 | 0 | 0 | 0 | 0 | 1 | 0 | 0 | 0 | 0 | 0 | 0 | 0 | 0 | 0 | 0 | 0 | 0 | 0 | 0 | 0 | 0 | 6341.6173
2025-12-20 | 0 | 20.62 | 0 | 1 | 0 | 0 | 0 | 0 | 0 | 0 | 0 | 0 | 1 | 0 | 0 | 0 | 0 | 0 | 0 | 0 | 0 | 0 | 0 | 0 | 0 | 0 | 0 | 0 | 6542.8941
2025-12-20 | 0 | 20.25 | 0 | 1 | 0 | 0 | 0 | 0 | 0 | 0 | 0 | 0 | 0 | 1 | 0 | 0 | 0 | 0 | 0 | 0 | 0 | 0 | 0 | 0 | 0 | 0 | 0 | 0 | 6555.3095
2025-12-20 | 0 | 19.61 | 0 | 1 | 0 | 0 | 0 | 0 | 0 | 0 | 0 | 0 | 0 | 0 | 1 | 0 | 0 | 0 | 0 | 0 | 0 | 0 | 0 | 0 | 0 | 0 | 0 | 0 | 6492.2506
2025-12-20 | 0 | 18.9 | 0 | 1 | 0 | 0 | 0 | 0 | 0 | 0 | 0 | 0 | 0 | 0 | 0 | 1 | 0 | 0 | 0 | 0 | 0 | 0 | 0 | 0 | 0 | 0 | 0 | 0 | 6413.9884
2025-12-20 | 0 | 18.25 | 0 | 1 | 0 | 0 | 0 | 0 | 0 | 0 | 0 | 0 | 0 | 0 | 0 | 0 | 1 | 0 | 0 | 0 | 0 | 0 | 0 | 0 | 0 | 0 | 0 | 0 | 6240.8685
2025-12-20 | 0 | 17.71 | 0 | 1 | 0 | 0 | 0 | 0 | 0 | 0 | 0 | 0 | 0 | 0 | 0 | 0 | 0 | 1 | 0 | 0 | 0 | 0 | 0 | 0 | 0 | 0 | 0 | 0 | 6119.1222
2025-12-20 | 0 | 17.29 | 0 | 1 | 0 | 0 | 0 | 0 | 0 | 0 | 0 | 0 | 0 | 0 | 0 | 0 | 0 | 0 | 1 | 0 | 0 | 0 | 0 | 0 | 0 | 0 | 0 | 0 | 6159.2106
2025-12-20 | 0 | 17.19 | 0 | 1 | 0 | 0 | 0 | 0 | 0 | 0 | 0 | 0 | 0 | 0 | 0 | 0 | 0 | 0 | 0 | 1 | 0 | 0 | 0 | 0 | 0 | 0 | 0 | 0 | 6534.8805
2025-12-20 | 0 | 17.35 | 0 | 1 | 0 | 0 | 0 | 0 | 0 | 0 | 0 | 0 | 0 | 0 | 0 | 0 | 0 | 0 | 0 | 0 | 1 | 0 | 0 | 0 | 0 | 0 | 0 | 0 | 7113.1993
2025-12-20 | 0 | 17.61 | 0 | 1 | 0 | 0 | 0 | 0 | 0 | 0 | 0 | 0 | 0 | 0 | 0 | 0 | 0 | 0 | 0 | 0 | 0 | 1 | 0 | 0 | 0 | 0 | 0 | 0 | 7365.2537
2025-12-20 | 0 | 17.58 | 0 | 1 | 0 | 0 | 0 | 0 | 0 | 0 | 0 | 0 | 0 | 0 | 0 | 0 | 0 | 0 | 0 | 0 | 0 | 0 | 1 | 0 | 0 | 0 | 0 | 0 | 7373.6599
2025-12-20 | 0 | 17.86 | 0 | 1 | 0 | 0 | 0 | 0 | 0 | 0 | 0 | 0 | 0 | 0 | 0 | 0 | 0 | 0 | 0 | 0 | 0 | 0 | 0 | 1 | 0 | 0 | 0 | 0 | 7374.831
2025-12-20 | 0 | 18.16 | 0 | 1 | 0 | 0 | 0 | 0 | 0 | 0 | 0 | 0 | 0 | 0 | 0 | 0 | 0 | 0 | 0 | 0 | 0 | 0 | 0 | 0 | 1 | 0 | 0 | 0 | 7172.9249
2025-12-20 | 0 | 18.41 | 0 | 1 | 0 | 0 | 0 | 0 | 0 | 0 | 0 | 0 | 0 | 0 | 0 | 0 | 0 | 0 | 0 | 0 | 0 | 0 | 0 | 0 | 0 | 1 | 0 | 0 | 6664.9883
2025-12-20 | 0 | 18.75 | 0 | 1 | 0 | 0 | 0 | 0 | 0 | 0 | 0 | 0 | 0 | 0 | 0 | 0 | 0 | 0 | 0 | 0 | 0 | 0 | 0 | 0 | 0 | 0 | 1 | 0 | 6078.1913
2025-12-20 | 0 | 18.77 | 0 | 1 | 0 | 0 | 0 | 0 | 0 | 0 | 0 | 0 | 0 | 0 | 0 | 0 | 0 | 0 | 0 | 0 | 0 | 0 | 0 | 0 | 0 | 0 | 0 | 1 | 5571.932
2025-12-21 | 0 | 18.86 | 0 | 1 | 1 | 0 | 0 | 0 | 0 | 0 | 0 | 0 | 0 | 0 | 0 | 0 | 0 | 0 | 0 | 0 | 0 | 0 | 0 | 0 | 0 | 0 | 0 | 0 | 5229.0769
2025-12-21 | 0 | 19.43 | 0 | 1 | 0 | 1 | 0 | 0 | 0 | 0 | 0 | 0 | 0 | 0 | 0 | 0 | 0 | 0 | 0 | 0 | 0 | 0 | 0 | 0 | 0 | 0 | 0 | 0 | 5078.8105
2025-12-21 | 0 | 19.97 | 0 | 1 | 0 | 0 | 1 | 0 | 0 | 0 | 0 | 0 | 0 | 0 | 0 | 0 | 0 | 0 | 0 | 0 | 0 | 0 | 0 | 0 | 0 | 0 | 0 | 0 | 5020.5027
2025-12-21 | 0 | 20.37 | 0 | 1 | 0 | 0 | 0 | 1 | 0 | 0 | 0 | 0 | 0 | 0 | 0 | 0 | 0 | 0 | 0 | 0 | 0 | 0 | 0 | 0 | 0 | 0 | 0 | 0 | 5037.4257
2025-12-21 | 0 | 20.7 | 0 | 1 | 0 | 0 | 0 | 0 | 1 | 0 | 0 | 0 | 0 | 0 | 0 | 0 | 0 | 0 | 0 | 0 | 0 | 0 | 0 | 0 | 0 | 0 | 0 | 0 | 5219.7804
2025-12-21 | 0 | 21.01 | 0 | 1 | 0 | 0 | 0 | 0 | 0 | 1 | 0 | 0 | 0 | 0 | 0 | 0 | 0 | 0 | 0 | 0 | 0 | 0 | 0 | 0 | 0 | 0 | 0 | 0 | 5583.6431
2025-12-21 | 0 | 21.16 | 0 | 1 | 0 | 0 | 0 | 0 | 0 | 0 | 1 | 0 | 0 | 0 | 0 | 0 | 0 | 0 | 0 | 0 | 0 | 0 | 0 | 0 | 0 | 0 | 0 | 0 | 6005.9912
2025-12-21 | 0 | 21.09 | 0 | 1 | 0 | 0 | 0 | 0 | 0 | 0 | 0 | 1 | 0 | 0 | 0 | 0 | 0 | 0 | 0 | 0 | 0 | 0 | 0 | 0 | 0 | 0 | 0 | 0 | 6382.3185
2025-12-21 | 0 | 21.38 | 0 | 1 | 0 | 0 | 0 | 0 | 0 | 0 | 0 | 0 | 1 | 0 | 0 | 0 | 0 | 0 | 0 | 0 | 0 | 0 | 0 | 0 | 0 | 0 | 0 | 0 | 6626.4965
2025-12-21 | 0 | 20.93 | 0 | 1 | 0 | 0 | 0 | 0 | 0 | 0 | 0 | 0 | 0 | 1 | 0 | 0 | 0 | 0 | 0 | 0 | 0 | 0 | 0 | 0 | 0 | 0 | 0 | 0 | 6630.1117
2025-12-21 | 0 | 20.32 | 0 | 1 | 0 | 0 | 0 | 0 | 0 | 0 | 0 | 0 | 0 | 0 | 1 | 0 | 0 | 0 | 0 | 0 | 0 | 0 | 0 | 0 | 0 | 0 | 0 | 0 | 6570.3528
2025-12-21 | 0 | 19.69 | 0 | 1 | 0 | 0 | 0 | 0 | 0 | 0 | 0 | 0 | 0 | 0 | 0 | 1 | 0 | 0 | 0 | 0 | 0 | 0 | 0 | 0 | 0 | 0 | 0 | 0 | 6500.8909
2025-12-21 | 0 | 19.18 | 0 | 1 | 0 | 0 | 0 | 0 | 0 | 0 | 0 | 0 | 0 | 0 | 0 | 0 | 1 | 0 | 0 | 0 | 0 | 0 | 0 | 0 | 0 | 0 | 0 | 0 | 6343.1714
2025-12-21 | 0 | 18.94 | 0 | 1 | 0 | 0 | 0 | 0 | 0 | 0 | 0 | 0 | 0 | 0 | 0 | 0 | 0 | 1 | 0 | 0 | 0 | 0 | 0 | 0 | 0 | 0 | 0 | 0 | 6254.426
2025-12-21 | 0 | 18.74 | 0 | 1 | 0 | 0 | 0 | 0 | 0 | 0 | 0 | 0 | 0 | 0 | 0 | 0 | 0 | 0 | 1 | 0 | 0 | 0 | 0 | 0 | 0 | 0 | 0 | 0 | 6318.7151
2025-12-21 | 0 | 18.7 | 0 | 1 | 0 | 0 | 0 | 0 | 0 | 0 | 0 | 0 | 0 | 0 | 0 | 0 | 0 | 0 | 0 | 1 | 0 | 0 | 0 | 0 | 0 | 0 | 0 | 0 | 6700.9853
2025-12-21 | 0 | 19.15 | 0 | 1 | 0 | 0 | 0 | 0 | 0 | 0 | 0 | 0 | 0 | 0 | 0 | 0 | 0 | 0 | 0 | 0 | 1 | 0 | 0 | 0 | 0 | 0 | 0 | 0 | 7311.2049
2025-12-21 | 0 | 19.55 | 0 | 1 | 0 | 0 | 0 | 0 | 0 | 0 | 0 | 0 | 0 | 0 | 0 | 0 | 0 | 0 | 0 | 0 | 0 | 1 | 0 | 0 | 0 | 0 | 0 | 0 | 7578.6598
2025-12-21 | 0 | 19.72 | 0 | 1 | 0 | 0 | 0 | 0 | 0 | 0 | 0 | 0 | 0 | 0 | 0 | 0 | 0 | 0 | 0 | 0 | 0 | 0 | 1 | 0 | 0 | 0 | 0 | 0 | 7609.0666
2025-12-21 | 0 | 19.73 | 0 | 1 | 0 | 0 | 0 | 0 | 0 | 0 | 0 | 0 | 0 | 0 | 0 | 0 | 0 | 0 | 0 | 0 | 0 | 0 | 0 | 1 | 0 | 0 | 0 | 0 | 7580.5368
2025-12-21 | 0 | 19.9 | 0 | 1 | 0 | 0 | 0 | 0 | 0 | 0 | 0 | 0 | 0 | 0 | 0 | 0 | 0 | 0 | 0 | 0 | 0 | 0 | 0 | 0 | 1 | 0 | 0 | 0 | 7364.3304
2025-12-21 | 0 | 20.26 | 0 | 1 | 0 | 0 | 0 | 0 | 0 | 0 | 0 | 0 | 0 | 0 | 0 | 0 | 0 | 0 | 0 | 0 | 0 | 0 | 0 | 0 | 0 | 1 | 0 | 0 | 6868.4941
2025-12-21 | 0 | 20.44 | 0 | 1 | 0 | 0 | 0 | 0 | 0 | 0 | 0 | 0 | 0 | 0 | 0 | 0 | 0 | 0 | 0 | 0 | 0 | 0 | 0 | 0 | 0 | 0 | 1 | 0 | 6264.0966
2025-12-21 | 0 | 20.49 | 0 | 1 | 0 | 0 | 0 | 0 | 0 | 0 | 0 | 0 | 0 | 0 | 0 | 0 | 0 | 0 | 0 | 0 | 0 | 0 | 0 | 0 | 0 | 0 | 0 | 1 | 5761.1374
2025-12-22 | 0 | 20.73 | 0 | 0 | 1 | 0 | 0 | 0 | 0 | 0 | 0 | 0 | 0 | 0 | 0 | 0 | 0 | 0 | 0 | 0 | 0 | 0 | 0 | 0 | 0 | 0 | 0 | 0 | 5156.3084
2025-12-22 | 0 | 21.11 | 0 | 0 | 0 | 1 | 0 | 0 | 0 | 0 | 0 | 0 | 0 | 0 | 0 | 0 | 0 | 0 | 0 | 0 | 0 | 0 | 0 | 0 | 0 | 0 | 0 | 0 | 4985.1414
2025-12-22 | 0 | 21.18 | 0 | 0 | 0 | 0 | 1 | 0 | 0 | 0 | 0 | 0 | 0 | 0 | 0 | 0 | 0 | 0 | 0 | 0 | 0 | 0 | 0 | 0 | 0 | 0 | 0 | 0 | 4875.132
2025-12-22 | 0 | 21.24 | 0 | 0 | 0 | 0 | 0 | 1 | 0 | 0 | 0 | 0 | 0 | 0 | 0 | 0 | 0 | 0 | 0 | 0 | 0 | 0 | 0 | 0 | 0 | 0 | 0 | 0 | 4854.654
2025-12-22 | 0 | 21.39 | 0 | 0 | 0 | 0 | 0 | 0 | 1 | 0 | 0 | 0 | 0 | 0 | 0 | 0 | 0 | 0 | 0 | 0 | 0 | 0 | 0 | 0 | 0 | 0 | 0 | 0 | 5017.2082
2025-12-22 | 0 | 21.43 | 0 | 0 | 0 | 0 | 0 | 0 | 0 | 1 | 0 | 0 | 0 | 0 | 0 | 0 | 0 | 0 | 0 | 0 | 0 | 0 | 0 | 0 | 0 | 0 | 0 | 0 | 5351.37
2025-12-22 | 0 | 21.75 | 0 | 0 | 0 | 0 | 0 | 0 | 0 | 0 | 1 | 0 | 0 | 0 | 0 | 0 | 0 | 0 | 0 | 0 | 0 | 0 | 0 | 0 | 0 | 0 | 0 | 0 | 5792.4186
2025-12-22 | 0 | 21.94 | 0 | 0 | 0 | 0 | 0 | 0 | 0 | 0 | 0 | 1 | 0 | 0 | 0 | 0 | 0 | 0 | 0 | 0 | 0 | 0 | 0 | 0 | 0 | 0 | 0 | 0 | 6197.3467
2025-12-22 | 0 | 21.83 | 0 | 0 | 0 | 0 | 0 | 0 | 0 | 0 | 0 | 0 | 1 | 0 | 0 | 0 | 0 | 0 | 0 | 0 | 0 | 0 | 0 | 0 | 0 | 0 | 0 | 0 | 6397.5234
2025-12-22 | 0 | 21.19 | 0 | 0 | 0 | 0 | 0 | 0 | 0 | 0 | 0 | 0 | 0 | 1 | 0 | 0 | 0 | 0 | 0 | 0 | 0 | 0 | 0 | 0 | 0 | 0 | 0 | 0 | 6380.238
2025-12-22 | 0 | 20.34 | 0 | 0 | 0 | 0 | 0 | 0 | 0 | 0 | 0 | 0 | 0 | 0 | 1 | 0 | 0 | 0 | 0 | 0 | 0 | 0 | 0 | 0 | 0 | 0 | 0 | 0 | 6294.0784
2025-12-22 | 0 | 19.4 | 0 | 0 | 0 | 0 | 0 | 0 | 0 | 0 | 0 | 0 | 0 | 0 | 0 | 1 | 0 | 0 | 0 | 0 | 0 | 0 | 0 | 0 | 0 | 0 | 0 | 0 | 6190.5155
2025-12-22 | 0 | 19 | 0 | 0 | 0 | 0 | 0 | 0 | 0 | 0 | 0 | 0 | 0 | 0 | 0 | 0 | 1 | 0 | 0 | 0 | 0 | 0 | 0 | 0 | 0 | 0 | 0 | 0 | 6044.8964
2025-12-22 | 0 | 18.35 | 0 | 0 | 0 | 0 | 0 | 0 | 0 | 0 | 0 | 0 | 0 | 0 | 0 | 0 | 0 | 1 | 0 | 0 | 0 | 0 | 0 | 0 | 0 | 0 | 0 | 0 | 5911.0497
2025-12-22 | 0 | 17.96 | 0 | 0 | 0 | 0 | 0 | 0 | 0 | 0 | 0 | 0 | 0 | 0 | 0 | 0 | 0 | 0 | 1 | 0 | 0 | 0 | 0 | 0 | 0 | 0 | 0 | 0 | 5954.4382
2025-12-22 | 0 | 17.82 | 0 | 0 | 0 | 0 | 0 | 0 | 0 | 0 | 0 | 0 | 0 | 0 | 0 | 0 | 0 | 0 | 0 | 1 | 0 | 0 | 0 | 0 | 0 | 0 | 0 | 0 | 6325.7081
2025-12-22 | 0 | 18.03 | 0 | 0 | 0 | 0 | 0 | 0 | 0 | 0 | 0 | 0 | 0 | 0 | 0 | 0 | 0 | 0 | 0 | 0 | 1 | 0 | 0 | 0 | 0 | 0 | 0 | 0 | 6909.527
2025-12-22 | 0 | 18.36 | 0 | 0 | 0 | 0 | 0 | 0 | 0 | 0 | 0 | 0 | 0 | 0 | 0 | 0 | 0 | 0 | 0 | 0 | 0 | 1 | 0 | 0 | 0 | 0 | 0 | 0 | 7169.2816
2025-12-22 | 0 | 18.7 | 0 | 0 | 0 | 0 | 0 | 0 | 0 | 0 | 0 | 0 | 0 | 0 | 0 | 0 | 0 | 0 | 0 | 0 | 0 | 0 | 1 | 0 | 0 | 0 | 0 | 0 | 7218.389
2025-12-22 | 0 | 18.87 | 0 | 0 | 0 | 0 | 0 | 0 | 0 | 0 | 0 | 0 | 0 | 0 | 0 | 0 | 0 | 0 | 0 | 0 | 0 | 0 | 0 | 1 | 0 | 0 | 0 | 0 | 7207.4597
2025-12-22 | 0 | 18.94 | 0 | 0 | 0 | 0 | 0 | 0 | 0 | 0 | 0 | 0 | 0 | 0 | 0 | 0 | 0 | 0 | 0 | 0 | 0 | 0 | 0 | 0 | 1 | 0 | 0 | 0 | 6980.2529
2025-12-22 | 0 | 18.94 | 0 | 0 | 0 | 0 | 0 | 0 | 0 | 0 | 0 | 0 | 0 | 0 | 0 | 0 | 0 | 0 | 0 | 0 | 0 | 0 | 0 | 0 | 0 | 1 | 0 | 0 | 6444.8155
2025-12-22 | 0 | 18.94 | 0 | 0 | 0 | 0 | 0 | 0 | 0 | 0 | 0 | 0 | 0 | 0 | 0 | 0 | 0 | 0 | 0 | 0 | 0 | 0 | 0 | 0 | 0 | 0 | 1 | 0 | 5820.6174
2025-12-22 | 0 | 19.03 | 0 | 0 | 0 | 0 | 0 | 0 | 0 | 0 | 0 | 0 | 0 | 0 | 0 | 0 | 0 | 0 | 0 | 0 | 0 | 0 | 0 | 0 | 0 | 0 | 0 | 1 | 5322.0584
2025-12-23 | 0 | 19 | 0 | 0 | 1 | 0 | 0 | 0 | 0 | 0 | 0 | 0 | 0 | 0 | 0 | 0 | 0 | 0 | 0 | 0 | 0 | 0 | 0 | 0 | 0 | 0 | 0 | 0 | 4966.0029
2025-12-23 | 0 | 19.09 | 0 | 0 | 0 | 1 | 0 | 0 | 0 | 0 | 0 | 0 | 0 | 0 | 0 | 0 | 0 | 0 | 0 | 0 | 0 | 0 | 0 | 0 | 0 | 0 | 0 | 0 | 4762.935
2025-12-23 | 0 | 19.14 | 0 | 0 | 0 | 0 | 1 | 0 | 0 | 0 | 0 | 0 | 0 | 0 | 0 | 0 | 0 | 0 | 0 | 0 | 0 | 0 | 0 | 0 | 0 | 0 | 0 | 0 | 4650.7256
2025-12-23 | 0 | 19.22 | 0 | 0 | 0 | 0 | 0 | 1 | 0 | 0 | 0 | 0 | 0 | 0 | 0 | 0 | 0 | 0 | 0 | 0 | 0 | 0 | 0 | 0 | 0 | 0 | 0 | 0 | 4632.4477
2025-12-23 | 0 | 19.18 | 0 | 0 | 0 | 0 | 0 | 0 | 1 | 0 | 0 | 0 | 0 | 0 | 0 | 0 | 0 | 0 | 0 | 0 | 0 | 0 | 0 | 0 | 0 | 0 | 0 | 0 | 4774.1012
2025-12-23 | 0 | 19.17 | 0 | 0 | 0 | 0 | 0 | 0 | 0 | 1 | 0 | 0 | 0 | 0 | 0 | 0 | 0 | 0 | 0 | 0 | 0 | 0 | 0 | 0 | 0 | 0 | 0 | 0 | 5102.7629
2025-12-23 | 0 | 19.11 | 0 | 0 | 0 | 0 | 0 | 0 | 0 | 0 | 1 | 0 | 0 | 0 | 0 | 0 | 0 | 0 | 0 | 0 | 0 | 0 | 0 | 0 | 0 | 0 | 0 | 0 | 5502.0104
2025-12-23 | 0 | 19 | 0 | 0 | 0 | 0 | 0 | 0 | 0 | 0 | 0 | 1 | 0 | 0 | 0 | 0 | 0 | 0 | 0 | 0 | 0 | 0 | 0 | 0 | 0 | 0 | 0 | 0 | 5873.9375
2025-12-23 | 0 | 18.72 | 0 | 0 | 0 | 0 | 0 | 0 | 0 | 0 | 0 | 0 | 1 | 0 | 0 | 0 | 0 | 0 | 0 | 0 | 0 | 0 | 0 | 0 | 0 | 0 | 0 | 0 | 6055.4137
2025-12-23 | 0 | 18.42 | 0 | 0 | 0 | 0 | 0 | 0 | 0 | 0 | 0 | 0 | 0 | 1 | 0 | 0 | 0 | 0 | 0 | 0 | 0 | 0 | 0 | 0 | 0 | 0 | 0 | 0 | 6075.5294
2025-12-23 | 0 | 18.35 | 0 | 0 | 0 | 0 | 0 | 0 | 0 | 0 | 0 | 0 | 0 | 0 | 1 | 0 | 0 | 0 | 0 | 0 | 0 | 0 | 0 | 0 | 0 | 0 | 0 | 0 | 6075.1722
2025-12-23 | 0 | 17.85 | 0 | 0 | 0 | 0 | 0 | 0 | 0 | 0 | 0 | 0 | 0 | 0 | 0 | 1 | 0 | 0 | 0 | 0 | 0 | 0 | 0 | 0 | 0 | 0 | 0 | 0 | 6020.0107
2025-12-23 | 0 | 17.67 | 0 | 0 | 0 | 0 | 0 | 0 | 0 | 0 | 0 | 0 | 0 | 0 | 0 | 0 | 1 | 0 | 0 | 0 | 0 | 0 | 0 | 0 | 0 | 0 | 0 | 0 | 5898.5922
2025-12-23 | 0 | 17.54 | 0 | 0 | 0 | 0 | 0 | 0 | 0 | 0 | 0 | 0 | 0 | 0 | 0 | 0 | 0 | 1 | 0 | 0 | 0 | 0 | 0 | 0 | 0 | 0 | 0 | 0 | 5821.9472
2025-12-23 | 0 | 17.26 | 0 | 0 | 0 | 0 | 0 | 0 | 0 | 0 | 0 | 0 | 0 | 0 | 0 | 0 | 0 | 0 | 1 | 0 | 0 | 0 | 0 | 0 | 0 | 0 | 0 | 0 | 5877.436
2025-12-23 | 0 | 17.08 | 0 | 0 | 0 | 0 | 0 | 0 | 0 | 0 | 0 | 0 | 0 | 0 | 0 | 0 | 0 | 0 | 0 | 1 | 0 | 0 | 0 | 0 | 0 | 0 | 0 | 0 | 6244.3057
2025-12-23 | 0 | 17.5 | 0 | 0 | 0 | 0 | 0 | 0 | 0 | 0 | 0 | 0 | 0 | 0 | 0 | 0 | 0 | 0 | 0 | 0 | 1 | 0 | 0 | 0 | 0 | 0 | 0 | 0 | 6851.2253
2025-12-23 | 0 | 17.93 | 0 | 0 | 0 | 0 | 0 | 0 | 0 | 0 | 0 | 0 | 0 | 0 | 0 | 0 | 0 | 0 | 0 | 0 | 0 | 1 | 0 | 0 | 0 | 0 | 0 | 0 | 7121.9803
2025-12-23 | 0 | 17.97 | 0 | 0 | 0 | 0 | 0 | 0 | 0 | 0 | 0 | 0 | 0 | 0 | 0 | 0 | 0 | 0 | 0 | 0 | 0 | 0 | 1 | 0 | 0 | 0 | 0 | 0 | 7138.0867
2025-12-23 | 0 | 17.67 | 0 | 0 | 0 | 0 | 0 | 0 | 0 | 0 | 0 | 0 | 0 | 0 | 0 | 0 | 0 | 0 | 0 | 0 | 0 | 0 | 0 | 1 | 0 | 0 | 0 | 0 | 7075.4559
2025-12-23 | 0 | 17.55 | 0 | 0 | 0 | 0 | 0 | 0 | 0 | 0 | 0 | 0 | 0 | 0 | 0 | 0 | 0 | 0 | 0 | 0 | 0 | 0 | 0 | 0 | 1 | 0 | 0 | 0 | 6827.3486
2025-12-23 | 0 | 17.7 | 0 | 0 | 0 | 0 | 0 | 0 | 0 | 0 | 0 | 0 | 0 | 0 | 0 | 0 | 0 | 0 | 0 | 0 | 0 | 0 | 0 | 0 | 0 | 1 | 0 | 0 | 6308.4117
2025-12-23 | 0 | 17.78 | 0 | 0 | 0 | 0 | 0 | 0 | 0 | 0 | 0 | 0 | 0 | 0 | 0 | 0 | 0 | 0 | 0 | 0 | 0 | 0 | 0 | 0 | 0 | 0 | 1 | 0 | 5693.0138
2025-12-23 | 0 | 17.86 | 0 | 0 | 0 | 0 | 0 | 0 | 0 | 0 | 0 | 0 | 0 | 0 | 0 | 0 | 0 | 0 | 0 | 0 | 0 | 0 | 0 | 0 | 0 | 0 | 0 | 1 | 5193.3547
2025-12-24 | 0 | 18.33 | 0 | 0 | 1 | 0 | 0 | 0 | 0 | 0 | 0 | 0 | 0 | 0 | 0 | 0 | 0 | 0 | 0 | 0 | 0 | 0 | 0 | 0 | 0 | 0 | 0 | 0 | 4892.3008
2025-12-24 | 0 | 18.65 | 0 | 0 | 0 | 1 | 0 | 0 | 0 | 0 | 0 | 0 | 0 | 0 | 0 | 0 | 0 | 0 | 0 | 0 | 0 | 0 | 0 | 0 | 0 | 0 | 0 | 0 | 4714.5337
2025-12-24 | 0 | 18.71 | 0 | 0 | 0 | 0 | 1 | 0 | 0 | 0 | 0 | 0 | 0 | 0 | 0 | 0 | 0 | 0 | 0 | 0 | 0 | 0 | 0 | 0 | 0 | 0 | 0 | 0 | 4603.4243
2025-12-24 | 0 | 18.84 | 0 | 0 | 0 | 0 | 0 | 1 | 0 | 0 | 0 | 0 | 0 | 0 | 0 | 0 | 0 | 0 | 0 | 0 | 0 | 0 | 0 | 0 | 0 | 0 | 0 | 0 | 4590.6465
2025-12-24 | 0 | 19.01 | 0 | 0 | 0 | 0 | 0 | 0 | 1 | 0 | 0 | 0 | 0 | 0 | 0 | 0 | 0 | 0 | 0 | 0 | 0 | 0 | 0 | 0 | 0 | 0 | 0 | 0 | 4755.4007
2025-12-24 | 0 | 19.45 | 0 | 0 | 0 | 0 | 0 | 0 | 0 | 1 | 0 | 0 | 0 | 0 | 0 | 0 | 0 | 0 | 0 | 0 | 0 | 0 | 0 | 0 | 0 | 0 | 0 | 0 | 5133.5638
2025-12-24 | 0 | 19.42 | 0 | 0 | 0 | 0 | 0 | 0 | 0 | 0 | 1 | 0 | 0 | 0 | 0 | 0 | 0 | 0 | 0 | 0 | 0 | 0 | 0 | 0 | 0 | 0 | 0 | 0 | 5536.1113
2025-12-24 | 0 | 19.26 | 0 | 0 | 0 | 0 | 0 | 0 | 0 | 0 | 0 | 1 | 0 | 0 | 0 | 0 | 0 | 0 | 0 | 0 | 0 | 0 | 0 | 0 | 0 | 0 | 0 | 0 | 5902.5383
2025-12-24 | 0 | 19.39 | 0 | 0 | 0 | 0 | 0 | 0 | 0 | 0 | 0 | 0 | 1 | 0 | 0 | 0 | 0 | 0 | 0 | 0 | 0 | 0 | 0 | 0 | 0 | 0 | 0 | 0 | 6129.1158
2025-12-24 | 0 | 18.9 | 0 | 0 | 0 | 0 | 0 | 0 | 0 | 0 | 0 | 0 | 0 | 1 | 0 | 0 | 0 | 0 | 0 | 0 | 0 | 0 | 0 | 0 | 0 | 0 | 0 | 0 | 6128.3309
2025-12-24 | 0 | 18.44 | 0 | 0 | 0 | 0 | 0 | 0 | 0 | 0 | 0 | 0 | 0 | 0 | 1 | 0 | 0 | 0 | 0 | 0 | 0 | 0 | 0 | 0 | 0 | 0 | 0 | 0 | 6085.0725
2025-12-24 | 0 | 17.91 | 0 | 0 | 0 | 0 | 0 | 0 | 0 | 0 | 0 | 0 | 0 | 0 | 0 | 1 | 0 | 0 | 0 | 0 | 0 | 0 | 0 | 0 | 0 | 0 | 0 | 0 | 6026.6109
2025-12-24 | 0 | 17.64 | 0 | 0 | 0 | 0 | 0 | 0 | 0 | 0 | 0 | 0 | 0 | 0 | 0 | 0 | 1 | 0 | 0 | 0 | 0 | 0 | 0 | 0 | 0 | 0 | 0 | 0 | 5895.2921
2025-12-24 | 0 | 17.93 | 0 | 0 | 0 | 0 | 0 | 0 | 0 | 0 | 0 | 0 | 0 | 0 | 0 | 0 | 0 | 1 | 0 | 0 | 0 | 0 | 0 | 0 | 0 | 0 | 0 | 0 | 5864.8484
2025-12-24 | 0 | 17.91 | 0 | 0 | 0 | 0 | 0 | 0 | 0 | 0 | 0 | 0 | 0 | 0 | 0 | 0 | 0 | 0 | 1 | 0 | 0 | 0 | 0 | 0 | 0 | 0 | 0 | 0 | 5948.9381
2025-12-24 | 0 | 17.76 | 0 | 0 | 0 | 0 | 0 | 0 | 0 | 0 | 0 | 0 | 0 | 0 | 0 | 0 | 0 | 0 | 0 | 1 | 0 | 0 | 0 | 0 | 0 | 0 | 0 | 0 | 6319.1079
2025-12-24 | 0 | 18.05 | 0 | 0 | 0 | 0 | 0 | 0 | 0 | 0 | 0 | 0 | 0 | 0 | 0 | 0 | 0 | 0 | 0 | 0 | 1 | 0 | 0 | 0 | 0 | 0 | 0 | 0 | 6911.727
2025-12-24 | 0 | 18.34 | 0 | 0 | 0 | 0 | 0 | 0 | 0 | 0 | 0 | 0 | 0 | 0 | 0 | 0 | 0 | 0 | 0 | 0 | 0 | 1 | 0 | 0 | 0 | 0 | 0 | 0 | 7167.0816
2025-12-24 | 0 | 18.61 | 0 | 0 | 0 | 0 | 0 | 0 | 0 | 0 | 0 | 0 | 0 | 0 | 0 | 0 | 0 | 0 | 0 | 0 | 0 | 0 | 1 | 0 | 0 | 0 | 0 | 0 | 7208.4887
2025-12-24 | 0 | 18.71 | 0 | 0 | 0 | 0 | 0 | 0 | 0 | 0 | 0 | 0 | 0 | 0 | 0 | 0 | 0 | 0 | 0 | 0 | 0 | 0 | 0 | 1 | 0 | 0 | 0 | 0 | 7189.8592
2025-12-24 | 0 | 19.01 | 0 | 0 | 0 | 0 | 0 | 0 | 0 | 0 | 0 | 0 | 0 | 0 | 0 | 0 | 0 | 0 | 0 | 0 | 0 | 0 | 0 | 0 | 1 | 0 | 0 | 0 | 6987.9531
2025-12-24 | 0 | 18.92 | 0 | 0 | 0 | 0 | 0 | 0 | 0 | 0 | 0 | 0 | 0 | 0 | 0 | 0 | 0 | 0 | 0 | 0 | 0 | 0 | 0 | 0 | 0 | 1 | 0 | 0 | 6442.6155
2025-12-24 | 0 | 18.98 | 0 | 0 | 0 | 0 | 0 | 0 | 0 | 0 | 0 | 0 | 0 | 0 | 0 | 0 | 0 | 0 | 0 | 0 | 0 | 0 | 0 | 0 | 0 | 0 | 1 | 0 | 5825.0175
2025-12-24 | 0 | 18.95 | 0 | 0 | 0 | 0 | 0 | 0 | 0 | 0 | 0 | 0 | 0 | 0 | 0 | 0 | 0 | 0 | 0 | 0 | 0 | 0 | 0 | 0 | 0 | 0 | 0 | 1 | 5313.2581
2025-12-25 | 0 | 19.17 | 0 | 0 | 1 | 0 | 0 | 0 | 0 | 0 | 0 | 0 | 0 | 0 | 0 | 0 | 0 | 0 | 0 | 0 | 0 | 0 | 0 | 0 | 0 | 0 | 0 | 0 | 4984.7035
2025-12-25 | 0 | 19.09 | 0 | 0 | 0 | 1 | 0 | 0 | 0 | 0 | 0 | 0 | 0 | 0 | 0 | 0 | 0 | 0 | 0 | 0 | 0 | 0 | 0 | 0 | 0 | 0 | 0 | 0 | 4762.935
2025-12-25 | 0 | 19.27 | 0 | 0 | 0 | 0 | 1 | 0 | 0 | 0 | 0 | 0 | 0 | 0 | 0 | 0 | 0 | 0 | 0 | 0 | 0 | 0 | 0 | 0 | 0 | 0 | 0 | 0 | 4665.026
2025-12-25 | 0 | 19.23 | 0 | 0 | 0 | 0 | 0 | 1 | 0 | 0 | 0 | 0 | 0 | 0 | 0 | 0 | 0 | 0 | 0 | 0 | 0 | 0 | 0 | 0 | 0 | 0 | 0 | 0 | 4633.5477
2025-12-25 | 0 | 19.26 | 0 | 0 | 0 | 0 | 0 | 0 | 1 | 0 | 0 | 0 | 0 | 0 | 0 | 0 | 0 | 0 | 0 | 0 | 0 | 0 | 0 | 0 | 0 | 0 | 0 | 0 | 4782.9015
2025-12-25 | 0 | 19.45 | 0 | 0 | 0 | 0 | 0 | 0 | 0 | 1 | 0 | 0 | 0 | 0 | 0 | 0 | 0 | 0 | 0 | 0 | 0 | 0 | 0 | 0 | 0 | 0 | 0 | 0 | 5133.5638
2025-12-25 | 0 | 19.23 | 0 | 0 | 0 | 0 | 0 | 0 | 0 | 0 | 1 | 0 | 0 | 0 | 0 | 0 | 0 | 0 | 0 | 0 | 0 | 0 | 0 | 0 | 0 | 0 | 0 | 0 | 5515.2107
2025-12-25 | 0 | 19.22 | 0 | 0 | 0 | 0 | 0 | 0 | 0 | 0 | 0 | 1 | 0 | 0 | 0 | 0 | 0 | 0 | 0 | 0 | 0 | 0 | 0 | 0 | 0 | 0 | 0 | 0 | 5898.1382
2025-12-25 | 0 | 19.04 | 0 | 0 | 0 | 0 | 0 | 0 | 0 | 0 | 0 | 0 | 1 | 0 | 0 | 0 | 0 | 0 | 0 | 0 | 0 | 0 | 0 | 0 | 0 | 0 | 0 | 0 | 6090.6147
2025-12-25 | 0 | 18.83 | 0 | 0 | 0 | 0 | 0 | 0 | 0 | 0 | 0 | 0 | 0 | 1 | 0 | 0 | 0 | 0 | 0 | 0 | 0 | 0 | 0 | 0 | 0 | 0 | 0 | 0 | 6120.6306
2025-12-25 | 0 | 18.8 | 0 | 0 | 0 | 0 | 0 | 0 | 0 | 0 | 0 | 0 | 0 | 0 | 1 | 0 | 0 | 0 | 0 | 0 | 0 | 0 | 0 | 0 | 0 | 0 | 0 | 0 | 6124.6736
2025-12-25 | 0 | 18.62 | 0 | 0 | 0 | 0 | 0 | 0 | 0 | 0 | 0 | 0 | 0 | 0 | 0 | 1 | 0 | 0 | 0 | 0 | 0 | 0 | 0 | 0 | 0 | 0 | 0 | 0 | 6104.7131
2025-12-25 | 0 | 18.28 | 0 | 0 | 0 | 0 | 0 | 0 | 0 | 0 | 0 | 0 | 0 | 0 | 0 | 0 | 1 | 0 | 0 | 0 | 0 | 0 | 0 | 0 | 0 | 0 | 0 | 0 | 5965.6941
2025-12-25 | 0 | 18.07 | 0 | 0 | 0 | 0 | 0 | 0 | 0 | 0 | 0 | 0 | 0 | 0 | 0 | 0 | 0 | 1 | 0 | 0 | 0 | 0 | 0 | 0 | 0 | 0 | 0 | 0 | 5880.2489
2025-12-25 | 0 | 17.88 | 0 | 0 | 0 | 0 | 0 | 0 | 0 | 0 | 0 | 0 | 0 | 0 | 0 | 0 | 0 | 0 | 1 | 0 | 0 | 0 | 0 | 0 | 0 | 0 | 0 | 0 | 5945.638
2025-12-25 | 0 | 18.09 | 0 | 0 | 0 | 0 | 0 | 0 | 0 | 0 | 0 | 0 | 0 | 0 | 0 | 0 | 0 | 0 | 0 | 1 | 0 | 0 | 0 | 0 | 0 | 0 | 0 | 0 | 6355.4089
2025-12-25 | 0 | 18.54 | 0 | 0 | 0 | 0 | 0 | 0 | 0 | 0 | 0 | 0 | 0 | 0 | 0 | 0 | 0 | 0 | 0 | 0 | 1 | 0 | 0 | 0 | 0 | 0 | 0 | 0 | 6965.6286
2025-12-25 | 0 | 19.11 | 0 | 0 | 0 | 0 | 0 | 0 | 0 | 0 | 0 | 0 | 0 | 0 | 0 | 0 | 0 | 0 | 0 | 0 | 0 | 1 | 0 | 0 | 0 | 0 | 0 | 0 | 7251.784
2025-12-25 | 0 | 19.47 | 0 | 0 | 0 | 0 | 0 | 0 | 0 | 0 | 0 | 0 | 0 | 0 | 0 | 0 | 0 | 0 | 0 | 0 | 0 | 0 | 1 | 0 | 0 | 0 | 0 | 0 | 7303.0914
2025-12-25 | 0 | 19.78 | 0 | 0 | 0 | 0 | 0 | 0 | 0 | 0 | 0 | 0 | 0 | 0 | 0 | 0 | 0 | 0 | 0 | 0 | 0 | 0 | 0 | 1 | 0 | 0 | 0 | 0 | 7307.5625
2025-12-25 | 0 | 20.15 | 0 | 0 | 0 | 0 | 0 | 0 | 0 | 0 | 0 | 0 | 0 | 0 | 0 | 0 | 0 | 0 | 0 | 0 | 0 | 0 | 0 | 0 | 1 | 0 | 0 | 0 | 7113.3567
2025-12-25 | 0 | 20.42 | 0 | 0 | 0 | 0 | 0 | 0 | 0 | 0 | 0 | 0 | 0 | 0 | 0 | 0 | 0 | 0 | 0 | 0 | 0 | 0 | 0 | 0 | 0 | 1 | 0 | 0 | 6607.6202
2025-12-25 | 0 | 20.71 | 0 | 0 | 0 | 0 | 0 | 0 | 0 | 0 | 0 | 0 | 0 | 0 | 0 | 0 | 0 | 0 | 0 | 0 | 0 | 0 | 0 | 0 | 0 | 0 | 1 | 0 | 6015.323
2025-12-25 | 0 | 21.12 | 0 | 0 | 0 | 0 | 0 | 0 | 0 | 0 | 0 | 0 | 0 | 0 | 0 | 0 | 0 | 0 | 0 | 0 | 0 | 0 | 0 | 0 | 0 | 0 | 0 | 1 | 5551.9649
2025-12-26 | 0 | 21.19 | 0 | 0 | 1 | 0 | 0 | 0 | 0 | 0 | 0 | 0 | 0 | 0 | 0 | 0 | 0 | 0 | 0 | 0 | 0 | 0 | 0 | 0 | 0 | 0 | 0 | 0 | 5206.9098
2025-12-26 | 0 | 21.26 | 0 | 0 | 0 | 1 | 0 | 0 | 0 | 0 | 0 | 0 | 0 | 0 | 0 | 0 | 0 | 0 | 0 | 0 | 0 | 0 | 0 | 0 | 0 | 0 | 0 | 0 | 5001.6418
2025-12-26 | 0 | 21.37 | 0 | 0 | 0 | 0 | 1 | 0 | 0 | 0 | 0 | 0 | 0 | 0 | 0 | 0 | 0 | 0 | 0 | 0 | 0 | 0 | 0 | 0 | 0 | 0 | 0 | 0 | 4896.0326
2025-12-26 | 0 | 21.53 | 0 | 0 | 0 | 0 | 0 | 1 | 0 | 0 | 0 | 0 | 0 | 0 | 0 | 0 | 0 | 0 | 0 | 0 | 0 | 0 | 0 | 0 | 0 | 0 | 0 | 0 | 4886.5549
2025-12-26 | 0 | 21.41 | 0 | 0 | 0 | 0 | 0 | 0 | 1 | 0 | 0 | 0 | 0 | 0 | 0 | 0 | 0 | 0 | 0 | 0 | 0 | 0 | 0 | 0 | 0 | 0 | 0 | 0 | 5019.4082
2025-12-26 | 0 | 21.27 | 0 | 0 | 0 | 0 | 0 | 0 | 0 | 1 | 0 | 0 | 0 | 0 | 0 | 0 | 0 | 0 | 0 | 0 | 0 | 0 | 0 | 0 | 0 | 0 | 0 | 0 | 5333.7695
2025-12-26 | 0 | 21.36 | 0 | 0 | 0 | 0 | 0 | 0 | 0 | 0 | 1 | 0 | 0 | 0 | 0 | 0 | 0 | 0 | 0 | 0 | 0 | 0 | 0 | 0 | 0 | 0 | 0 | 0 | 5749.5174
2025-12-26 | 0 | 20.97 | 0 | 0 | 0 | 0 | 0 | 0 | 0 | 0 | 0 | 1 | 0 | 0 | 0 | 0 | 0 | 0 | 0 | 0 | 0 | 0 | 0 | 0 | 0 | 0 | 0 | 0 | 6090.6437
2025-12-26 | 0 | 20.87 | 0 | 0 | 0 | 0 | 0 | 0 | 0 | 0 | 0 | 0 | 1 | 0 | 0 | 0 | 0 | 0 | 0 | 0 | 0 | 0 | 0 | 0 | 0 | 0 | 0 | 0 | 6291.9204
2025-12-26 | 0 | 20.44 | 0 | 0 | 0 | 0 | 0 | 0 | 0 | 0 | 0 | 0 | 0 | 1 | 0 | 0 | 0 | 0 | 0 | 0 | 0 | 0 | 0 | 0 | 0 | 0 | 0 | 0 | 6297.7357
2025-12-26 | 0 | 19.83 | 0 | 0 | 0 | 0 | 0 | 0 | 0 | 0 | 0 | 0 | 0 | 0 | 1 | 0 | 0 | 0 | 0 | 0 | 0 | 0 | 0 | 0 | 0 | 0 | 0 | 0 | 6237.9768
2025-12-26 | 0 | 19.43 | 0 | 0 | 0 | 0 | 0 | 0 | 0 | 0 | 0 | 0 | 0 | 0 | 0 | 1 | 0 | 0 | 0 | 0 | 0 | 0 | 0 | 0 | 0 | 0 | 0 | 0 | 6193.8156
2025-12-26 | 0 | 19.17 | 0 | 0 | 0 | 0 | 0 | 0 | 0 | 0 | 0 | 0 | 0 | 0 | 0 | 0 | 1 | 0 | 0 | 0 | 0 | 0 | 0 | 0 | 0 | 0 | 0 | 0 | 6063.5969
2025-12-26 | 0 | 18.94 | 0 | 0 | 0 | 0 | 0 | 0 | 0 | 0 | 0 | 0 | 0 | 0 | 0 | 0 | 0 | 1 | 0 | 0 | 0 | 0 | 0 | 0 | 0 | 0 | 0 | 0 | 5975.9516
2025-12-26 | 0 | 18.81 | 0 | 0 | 0 | 0 | 0 | 0 | 0 | 0 | 0 | 0 | 0 | 0 | 0 | 0 | 0 | 0 | 1 | 0 | 0 | 0 | 0 | 0 | 0 | 0 | 0 | 0 | 6047.9409
2025-12-26 | 0 | 18.71 | 0 | 0 | 0 | 0 | 0 | 0 | 0 | 0 | 0 | 0 | 0 | 0 | 0 | 0 | 0 | 0 | 0 | 1 | 0 | 0 | 0 | 0 | 0 | 0 | 0 | 0 | 6423.6109
2025-12-26 | 0 | 18.55 | 0 | 0 | 0 | 0 | 0 | 0 | 0 | 0 | 0 | 0 | 0 | 0 | 0 | 0 | 0 | 0 | 0 | 0 | 1 | 0 | 0 | 0 | 0 | 0 | 0 | 0 | 6966.7286
2025-12-26 | 0 | 18.91 | 0 | 0 | 0 | 0 | 0 | 0 | 0 | 0 | 0 | 0 | 0 | 0 | 0 | 0 | 0 | 0 | 0 | 0 | 0 | 1 | 0 | 0 | 0 | 0 | 0 | 0 | 7229.7834
2025-12-26 | 0 | 19.05 | 0 | 0 | 0 | 0 | 0 | 0 | 0 | 0 | 0 | 0 | 0 | 0 | 0 | 0 | 0 | 0 | 0 | 0 | 0 | 0 | 1 | 0 | 0 | 0 | 0 | 0 | 7256.8901
2025-12-26 | 0 | 19.3 | 0 | 0 | 0 | 0 | 0 | 0 | 0 | 0 | 0 | 0 | 0 | 0 | 0 | 0 | 0 | 0 | 0 | 0 | 0 | 0 | 0 | 1 | 0 | 0 | 0 | 0 | 7254.761
2025-12-26 | 0 | 19.5 | 0 | 0 | 0 | 0 | 0 | 0 | 0 | 0 | 0 | 0 | 0 | 0 | 0 | 0 | 0 | 0 | 0 | 0 | 0 | 0 | 0 | 0 | 1 | 0 | 0 | 0 | 7041.8547
2025-12-26 | 0 | 19.78 | 0 | 0 | 0 | 0 | 0 | 0 | 0 | 0 | 0 | 0 | 0 | 0 | 0 | 0 | 0 | 0 | 0 | 0 | 0 | 0 | 0 | 0 | 0 | 1 | 0 | 0 | 6537.2182
2025-12-26 | 0 | 20.27 | 0 | 0 | 0 | 0 | 0 | 0 | 0 | 0 | 0 | 0 | 0 | 0 | 0 | 0 | 0 | 0 | 0 | 0 | 0 | 0 | 0 | 0 | 0 | 0 | 1 | 0 | 5966.9216
2025-12-26 | 0 | 20.35 | 0 | 0 | 0 | 0 | 0 | 0 | 0 | 0 | 0 | 0 | 0 | 0 | 0 | 0 | 0 | 0 | 0 | 0 | 0 | 0 | 0 | 0 | 0 | 0 | 0 | 1 | 5467.2625
2025-12-27 | 0 | 20.71 | 0 | 1 | 1 | 0 | 0 | 0 | 0 | 0 | 0 | 0 | 0 | 0 | 0 | 0 | 0 | 0 | 0 | 0 | 0 | 0 | 0 | 0 | 0 | 0 | 0 | 0 | 5432.5827
2025-12-27 | 0 | 21 | 0 | 1 | 0 | 1 | 0 | 0 | 0 | 0 | 0 | 0 | 0 | 0 | 0 | 0 | 0 | 0 | 0 | 0 | 0 | 0 | 0 | 0 | 0 | 0 | 0 | 0 | 5251.5155
2025-12-27 | 0 | 21.33 | 0 | 1 | 0 | 0 | 1 | 0 | 0 | 0 | 0 | 0 | 0 | 0 | 0 | 0 | 0 | 0 | 0 | 0 | 0 | 0 | 0 | 0 | 0 | 0 | 0 | 0 | 5170.1069
2025-12-27 | 0 | 21.53 | 0 | 1 | 0 | 0 | 0 | 1 | 0 | 0 | 0 | 0 | 0 | 0 | 0 | 0 | 0 | 0 | 0 | 0 | 0 | 0 | 0 | 0 | 0 | 0 | 0 | 0 | 5165.0294
2025-12-27 | 0 | 21.47 | 0 | 1 | 0 | 0 | 0 | 0 | 1 | 0 | 0 | 0 | 0 | 0 | 0 | 0 | 0 | 0 | 0 | 0 | 0 | 0 | 0 | 0 | 0 | 0 | 0 | 0 | 5304.4829
2025-12-27 | 0 | 21.42 | 0 | 1 | 0 | 0 | 0 | 0 | 0 | 1 | 0 | 0 | 0 | 0 | 0 | 0 | 0 | 0 | 0 | 0 | 0 | 0 | 0 | 0 | 0 | 0 | 0 | 0 | 5628.7444
2025-12-27 | 0 | 21.29 | 0 | 1 | 0 | 0 | 0 | 0 | 0 | 0 | 1 | 0 | 0 | 0 | 0 | 0 | 0 | 0 | 0 | 0 | 0 | 0 | 0 | 0 | 0 | 0 | 0 | 0 | 6020.2916
2025-12-27 | 0 | 20.88 | 0 | 1 | 0 | 0 | 0 | 0 | 0 | 0 | 0 | 1 | 0 | 0 | 0 | 0 | 0 | 0 | 0 | 0 | 0 | 0 | 0 | 0 | 0 | 0 | 0 | 0 | 6359.2178
2025-12-27 | 0 | 20.85 | 0 | 1 | 0 | 0 | 0 | 0 | 0 | 0 | 0 | 0 | 1 | 0 | 0 | 0 | 0 | 0 | 0 | 0 | 0 | 0 | 0 | 0 | 0 | 0 | 0 | 0 | 6568.1948
2025-12-27 | 0 | 20.44 | 0 | 1 | 0 | 0 | 0 | 0 | 0 | 0 | 0 | 0 | 0 | 1 | 0 | 0 | 0 | 0 | 0 | 0 | 0 | 0 | 0 | 0 | 0 | 0 | 0 | 0 | 6576.2101
2025-12-27 | 0 | 19.75 | 0 | 1 | 0 | 0 | 0 | 0 | 0 | 0 | 0 | 0 | 0 | 0 | 1 | 0 | 0 | 0 | 0 | 0 | 0 | 0 | 0 | 0 | 0 | 0 | 0 | 0 | 6507.651
2025-12-27 | 0 | 19.31 | 0 | 1 | 0 | 0 | 0 | 0 | 0 | 0 | 0 | 0 | 0 | 0 | 0 | 1 | 0 | 0 | 0 | 0 | 0 | 0 | 0 | 0 | 0 | 0 | 0 | 0 | 6459.0897
2025-12-27 | 0 | 19.05 | 0 | 1 | 0 | 0 | 0 | 0 | 0 | 0 | 0 | 0 | 0 | 0 | 0 | 0 | 1 | 0 | 0 | 0 | 0 | 0 | 0 | 0 | 0 | 0 | 0 | 0 | 6328.871
2025-12-27 | 0 | 18.93 | 0 | 1 | 0 | 0 | 0 | 0 | 0 | 0 | 0 | 0 | 0 | 0 | 0 | 0 | 0 | 1 | 0 | 0 | 0 | 0 | 0 | 0 | 0 | 0 | 0 | 0 | 6253.326
2025-12-27 | 0 | 18.91 | 0 | 1 | 0 | 0 | 0 | 0 | 0 | 0 | 0 | 0 | 0 | 0 | 0 | 0 | 0 | 0 | 1 | 0 | 0 | 0 | 0 | 0 | 0 | 0 | 0 | 0 | 6337.4156
2025-12-27 | 0 | 19.03 | 0 | 1 | 0 | 0 | 0 | 0 | 0 | 0 | 0 | 0 | 0 | 0 | 0 | 0 | 0 | 0 | 0 | 1 | 0 | 0 | 0 | 0 | 0 | 0 | 0 | 0 | 6737.2863
2025-12-27 | 0 | 19.19 | 0 | 1 | 0 | 0 | 0 | 0 | 0 | 0 | 0 | 0 | 0 | 0 | 0 | 0 | 0 | 0 | 0 | 0 | 1 | 0 | 0 | 0 | 0 | 0 | 0 | 0 | 7315.605
2025-12-27 | 0 | 19.22 | 0 | 1 | 0 | 0 | 0 | 0 | 0 | 0 | 0 | 0 | 0 | 0 | 0 | 0 | 0 | 0 | 0 | 0 | 0 | 1 | 0 | 0 | 0 | 0 | 0 | 0 | 7542.3588
2025-12-27 | 0 | 19.14 | 0 | 1 | 0 | 0 | 0 | 0 | 0 | 0 | 0 | 0 | 0 | 0 | 0 | 0 | 0 | 0 | 0 | 0 | 0 | 0 | 1 | 0 | 0 | 0 | 0 | 0 | 7545.2648
2025-12-27 | 0 | 19.14 | 0 | 1 | 0 | 0 | 0 | 0 | 0 | 0 | 0 | 0 | 0 | 0 | 0 | 0 | 0 | 0 | 0 | 0 | 0 | 0 | 0 | 1 | 0 | 0 | 0 | 0 | 7515.635
2025-12-27 | 0 | 19.05 | 0 | 1 | 0 | 0 | 0 | 0 | 0 | 0 | 0 | 0 | 0 | 0 | 0 | 0 | 0 | 0 | 0 | 0 | 0 | 0 | 0 | 0 | 1 | 0 | 0 | 0 | 7270.8277
2025-12-27 | 0 | 19.07 | 0 | 1 | 0 | 0 | 0 | 0 | 0 | 0 | 0 | 0 | 0 | 0 | 0 | 0 | 0 | 0 | 0 | 0 | 0 | 0 | 0 | 0 | 0 | 1 | 0 | 0 | 6737.5904
2025-12-27 | 0 | 19.01 | 0 | 1 | 0 | 0 | 0 | 0 | 0 | 0 | 0 | 0 | 0 | 0 | 0 | 0 | 0 | 0 | 0 | 0 | 0 | 0 | 0 | 0 | 0 | 0 | 1 | 0 | 6106.7921
2025-12-27 | 0 | 19.08 | 0 | 1 | 0 | 0 | 0 | 0 | 0 | 0 | 0 | 0 | 0 | 0 | 0 | 0 | 0 | 0 | 0 | 0 | 0 | 0 | 0 | 0 | 0 | 0 | 0 | 1 | 5606.0329
2025-12-28 | 0 | 19.13 | 0 | 1 | 1 | 0 | 0 | 0 | 0 | 0 | 0 | 0 | 0 | 0 | 0 | 0 | 0 | 0 | 0 | 0 | 0 | 0 | 0 | 0 | 0 | 0 | 0 | 0 | 5258.7778
2025-12-28 | 0 | 19.17 | 0 | 1 | 0 | 1 | 0 | 0 | 0 | 0 | 0 | 0 | 0 | 0 | 0 | 0 | 0 | 0 | 0 | 0 | 0 | 0 | 0 | 0 | 0 | 0 | 0 | 0 | 5050.2097
2025-12-28 | 0 | 19.09 | 0 | 1 | 0 | 0 | 1 | 0 | 0 | 0 | 0 | 0 | 0 | 0 | 0 | 0 | 0 | 0 | 0 | 0 | 0 | 0 | 0 | 0 | 0 | 0 | 0 | 0 | 4923.6999
2025-12-28 | 0 | 18.81 | 0 | 1 | 0 | 0 | 0 | 1 | 0 | 0 | 0 | 0 | 0 | 0 | 0 | 0 | 0 | 0 | 0 | 0 | 0 | 0 | 0 | 0 | 0 | 0 | 0 | 0 | 4865.8208
2025-12-28 | 0 | 18.76 | 0 | 1 | 0 | 0 | 0 | 0 | 1 | 0 | 0 | 0 | 0 | 0 | 0 | 0 | 0 | 0 | 0 | 0 | 0 | 0 | 0 | 0 | 0 | 0 | 0 | 0 | 5006.3744
2025-12-28 | 0 | 18.62 | 0 | 1 | 0 | 0 | 0 | 0 | 0 | 1 | 0 | 0 | 0 | 0 | 0 | 0 | 0 | 0 | 0 | 0 | 0 | 0 | 0 | 0 | 0 | 0 | 0 | 0 | 5320.7356
2025-12-28 | 0 | 18.4 | 0 | 1 | 0 | 0 | 0 | 0 | 0 | 0 | 1 | 0 | 0 | 0 | 0 | 0 | 0 | 0 | 0 | 0 | 0 | 0 | 0 | 0 | 0 | 0 | 0 | 0 | 5702.3826
2025-12-28 | 0 | 18.09 | 0 | 1 | 0 | 0 | 0 | 0 | 0 | 0 | 0 | 1 | 0 | 0 | 0 | 0 | 0 | 0 | 0 | 0 | 0 | 0 | 0 | 0 | 0 | 0 | 0 | 0 | 6052.3091
2025-12-28 | 0 | 18.26 | 0 | 1 | 0 | 0 | 0 | 0 | 0 | 0 | 0 | 0 | 1 | 0 | 0 | 0 | 0 | 0 | 0 | 0 | 0 | 0 | 0 | 0 | 0 | 0 | 0 | 0 | 6283.2867
2025-12-28 | 0 | 17.98 | 0 | 1 | 0 | 0 | 0 | 0 | 0 | 0 | 0 | 0 | 0 | 1 | 0 | 0 | 0 | 0 | 0 | 0 | 0 | 0 | 0 | 0 | 0 | 0 | 0 | 0 | 6305.6024
2025-12-28 | 0 | 17.64 | 0 | 1 | 0 | 0 | 0 | 0 | 0 | 0 | 0 | 0 | 0 | 0 | 1 | 0 | 0 | 0 | 0 | 0 | 0 | 0 | 0 | 0 | 0 | 0 | 0 | 0 | 6275.5444
2025-12-28 | 0 | 17.16 | 0 | 1 | 0 | 0 | 0 | 0 | 0 | 0 | 0 | 0 | 0 | 0 | 0 | 1 | 0 | 0 | 0 | 0 | 0 | 0 | 0 | 0 | 0 | 0 | 0 | 0 | 6222.583
2025-12-28 | 0 | 16.42 | 0 | 1 | 0 | 0 | 0 | 0 | 0 | 0 | 0 | 0 | 0 | 0 | 0 | 0 | 1 | 0 | 0 | 0 | 0 | 0 | 0 | 0 | 0 | 0 | 0 | 0 | 6039.5628
2025-12-28 | 0 | 15.82 | 0 | 1 | 0 | 0 | 0 | 0 | 0 | 0 | 0 | 0 | 0 | 0 | 0 | 0 | 0 | 1 | 0 | 0 | 0 | 0 | 0 | 0 | 0 | 0 | 0 | 0 | 5911.2162
2025-12-28 | 0 | 15.54 | 0 | 1 | 0 | 0 | 0 | 0 | 0 | 0 | 0 | 0 | 0 | 0 | 0 | 0 | 0 | 0 | 1 | 0 | 0 | 0 | 0 | 0 | 0 | 0 | 0 | 0 | 5966.7051
2025-12-28 | 0 | 15.6 | 0 | 1 | 0 | 0 | 0 | 0 | 0 | 0 | 0 | 0 | 0 | 0 | 0 | 0 | 0 | 0 | 0 | 1 | 0 | 0 | 0 | 0 | 0 | 0 | 0 | 0 | 6359.9756
2025-12-28 | 0 | 15.78 | 0 | 1 | 0 | 0 | 0 | 0 | 0 | 0 | 0 | 0 | 0 | 0 | 0 | 0 | 0 | 0 | 0 | 0 | 1 | 0 | 0 | 0 | 0 | 0 | 0 | 0 | 6940.4944
2025-12-28 | 0 | 16.21 | 0 | 1 | 0 | 0 | 0 | 0 | 0 | 0 | 0 | 0 | 0 | 0 | 0 | 0 | 0 | 0 | 0 | 0 | 0 | 1 | 0 | 0 | 0 | 0 | 0 | 0 | 7211.2493
2025-12-28 | 0 | 16.42 | 0 | 1 | 0 | 0 | 0 | 0 | 0 | 0 | 0 | 0 | 0 | 0 | 0 | 0 | 0 | 0 | 0 | 0 | 0 | 0 | 1 | 0 | 0 | 0 | 0 | 0 | 7246.0563
2025-12-28 | 0 | 16.39 | 0 | 1 | 0 | 0 | 0 | 0 | 0 | 0 | 0 | 0 | 0 | 0 | 0 | 0 | 0 | 0 | 0 | 0 | 0 | 0 | 0 | 1 | 0 | 0 | 0 | 0 | 7213.1264
2025-12-28 | 0 | 16.55 | 0 | 1 | 0 | 0 | 0 | 0 | 0 | 0 | 0 | 0 | 0 | 0 | 0 | 0 | 0 | 0 | 0 | 0 | 0 | 0 | 0 | 0 | 1 | 0 | 0 | 0 | 6995.8199
2025-12-28 | 0 | 16.58 | 0 | 1 | 0 | 0 | 0 | 0 | 0 | 0 | 0 | 0 | 0 | 0 | 0 | 0 | 0 | 0 | 0 | 0 | 0 | 0 | 0 | 0 | 0 | 1 | 0 | 0 | 6463.6826
2025-12-28 | 0 | 16.99 | 0 | 1 | 0 | 0 | 0 | 0 | 0 | 0 | 0 | 0 | 0 | 0 | 0 | 0 | 0 | 0 | 0 | 0 | 0 | 0 | 0 | 0 | 0 | 0 | 1 | 0 | 5884.5857
2025-12-28 | 0 | 17.48 | 0 | 1 | 0 | 0 | 0 | 0 | 0 | 0 | 0 | 0 | 0 | 0 | 0 | 0 | 0 | 0 | 0 | 0 | 0 | 0 | 0 | 0 | 0 | 0 | 0 | 1 | 5430.0279
2025-12-29 | 0 | 17.51 | 0 | 0 | 1 | 0 | 0 | 0 | 0 | 0 | 0 | 0 | 0 | 0 | 0 | 0 | 0 | 0 | 0 | 0 | 0 | 0 | 0 | 0 | 0 | 0 | 0 | 0 | 4802.0983
2025-12-29 | 0 | 17.75 | 0 | 0 | 0 | 1 | 0 | 0 | 0 | 0 | 0 | 0 | 0 | 0 | 0 | 0 | 0 | 0 | 0 | 0 | 0 | 0 | 0 | 0 | 0 | 0 | 0 | 0 | 4615.5308
2025-12-29 | 0 | 18.11 | 0 | 0 | 0 | 0 | 1 | 0 | 0 | 0 | 0 | 0 | 0 | 0 | 0 | 0 | 0 | 0 | 0 | 0 | 0 | 0 | 0 | 0 | 0 | 0 | 0 | 0 | 4537.4224
2025-12-29 | 0 | 18.06 | 0 | 0 | 0 | 0 | 0 | 1 | 0 | 0 | 0 | 0 | 0 | 0 | 0 | 0 | 0 | 0 | 0 | 0 | 0 | 0 | 0 | 0 | 0 | 0 | 0 | 0 | 4504.8441
2025-12-29 | 0 | 17.93 | 0 | 0 | 0 | 0 | 0 | 0 | 1 | 0 | 0 | 0 | 0 | 0 | 0 | 0 | 0 | 0 | 0 | 0 | 0 | 0 | 0 | 0 | 0 | 0 | 0 | 0 | 4636.5973
2025-12-29 | 0 | 17.99 | 0 | 0 | 0 | 0 | 0 | 0 | 0 | 1 | 0 | 0 | 0 | 0 | 0 | 0 | 0 | 0 | 0 | 0 | 0 | 0 | 0 | 0 | 0 | 0 | 0 | 0 | 4972.9592
2025-12-29 | 0 | 18.21 | 0 | 0 | 0 | 0 | 0 | 0 | 0 | 0 | 1 | 0 | 0 | 0 | 0 | 0 | 0 | 0 | 0 | 0 | 0 | 0 | 0 | 0 | 0 | 0 | 0 | 0 | 5403.0075
2025-12-29 | 0 | 18.38 | 0 | 0 | 0 | 0 | 0 | 0 | 0 | 0 | 0 | 1 | 0 | 0 | 0 | 0 | 0 | 0 | 0 | 0 | 0 | 0 | 0 | 0 | 0 | 0 | 0 | 0 | 5805.7356
2025-12-29 | 0 | 18.41 | 0 | 0 | 0 | 0 | 0 | 0 | 0 | 0 | 0 | 0 | 1 | 0 | 0 | 0 | 0 | 0 | 0 | 0 | 0 | 0 | 0 | 0 | 0 | 0 | 0 | 0 | 6021.3127
2025-12-29 | 0 | 18.24 | 0 | 0 | 0 | 0 | 0 | 0 | 0 | 0 | 0 | 0 | 0 | 1 | 0 | 0 | 0 | 0 | 0 | 0 | 0 | 0 | 0 | 0 | 0 | 0 | 0 | 0 | 6055.7288
2025-12-29 | 0 | 17.89 | 0 | 0 | 0 | 0 | 0 | 0 | 0 | 0 | 0 | 0 | 0 | 0 | 1 | 0 | 0 | 0 | 0 | 0 | 0 | 0 | 0 | 0 | 0 | 0 | 0 | 0 | 6024.5707
2025-12-29 | 0 | 17.49 | 0 | 0 | 0 | 0 | 0 | 0 | 0 | 0 | 0 | 0 | 0 | 0 | 0 | 1 | 0 | 0 | 0 | 0 | 0 | 0 | 0 | 0 | 0 | 0 | 0 | 0 | 5980.4096
2025-12-29 | 0 | 17.14 | 0 | 0 | 0 | 0 | 0 | 0 | 0 | 0 | 0 | 0 | 0 | 0 | 0 | 0 | 1 | 0 | 0 | 0 | 0 | 0 | 0 | 0 | 0 | 0 | 0 | 0 | 5840.2906
2025-12-29 | 0 | 17.22 | 0 | 0 | 0 | 0 | 0 | 0 | 0 | 0 | 0 | 0 | 0 | 0 | 0 | 0 | 0 | 1 | 0 | 0 | 0 | 0 | 0 | 0 | 0 | 0 | 0 | 0 | 5786.7462
2025-12-29 | 0 | 17.42 | 0 | 0 | 0 | 0 | 0 | 0 | 0 | 0 | 0 | 0 | 0 | 0 | 0 | 0 | 0 | 0 | 1 | 0 | 0 | 0 | 0 | 0 | 0 | 0 | 0 | 0 | 5895.0365
2025-12-29 | 0 | 17.36 | 0 | 0 | 0 | 0 | 0 | 0 | 0 | 0 | 0 | 0 | 0 | 0 | 0 | 0 | 0 | 0 | 0 | 1 | 0 | 0 | 0 | 0 | 0 | 0 | 0 | 0 | 6275.1066
2025-12-29 | 0 | 17.63 | 0 | 0 | 0 | 0 | 0 | 0 | 0 | 0 | 0 | 0 | 0 | 0 | 0 | 0 | 0 | 0 | 0 | 0 | 1 | 0 | 0 | 0 | 0 | 0 | 0 | 0 | 6865.5257
2025-12-29 | 0 | 17.97 | 0 | 0 | 0 | 0 | 0 | 0 | 0 | 0 | 0 | 0 | 0 | 0 | 0 | 0 | 0 | 0 | 0 | 0 | 0 | 1 | 0 | 0 | 0 | 0 | 0 | 0 | 7126.3804
2025-12-29 | 0 | 18.51 | 0 | 0 | 0 | 0 | 0 | 0 | 0 | 0 | 0 | 0 | 0 | 0 | 0 | 0 | 0 | 0 | 0 | 0 | 0 | 0 | 1 | 0 | 0 | 0 | 0 | 0 | 7197.4884
2025-12-29 | 0 | 18.86 | 0 | 0 | 0 | 0 | 0 | 0 | 0 | 0 | 0 | 0 | 0 | 0 | 0 | 0 | 0 | 0 | 0 | 0 | 0 | 0 | 0 | 1 | 0 | 0 | 0 | 0 | 7206.3597
2025-12-29 | 0 | 19.14 | 0 | 0 | 0 | 0 | 0 | 0 | 0 | 0 | 0 | 0 | 0 | 0 | 0 | 0 | 0 | 0 | 0 | 0 | 0 | 0 | 0 | 0 | 1 | 0 | 0 | 0 | 7002.2536
2025-12-29 | 0 | 19.03 | 0 | 0 | 0 | 0 | 0 | 0 | 0 | 0 | 0 | 0 | 0 | 0 | 0 | 0 | 0 | 0 | 0 | 0 | 0 | 0 | 0 | 0 | 0 | 1 | 0 | 0 | 6454.7158
2025-12-29 | 0 | 18.83 | 0 | 0 | 0 | 0 | 0 | 0 | 0 | 0 | 0 | 0 | 0 | 0 | 0 | 0 | 0 | 0 | 0 | 0 | 0 | 0 | 0 | 0 | 0 | 0 | 1 | 0 | 5808.5171
2025-12-29 | 0 | 18.67 | 0 | 0 | 0 | 0 | 0 | 0 | 0 | 0 | 0 | 0 | 0 | 0 | 0 | 0 | 0 | 0 | 0 | 0 | 0 | 0 | 0 | 0 | 0 | 0 | 0 | 1 | 5282.4572
2025-12-30 | 0 | 18.78 | 0 | 0 | 1 | 0 | 0 | 0 | 0 | 0 | 0 | 0 | 0 | 0 | 0 | 0 | 0 | 0 | 0 | 0 | 0 | 0 | 0 | 0 | 0 | 0 | 0 | 0 | 4941.8023
2025-12-30 | 0 | 18.79 | 0 | 0 | 0 | 1 | 0 | 0 | 0 | 0 | 0 | 0 | 0 | 0 | 0 | 0 | 0 | 0 | 0 | 0 | 0 | 0 | 0 | 0 | 0 | 0 | 0 | 0 | 4729.9341
2025-12-30 | 0 | 18.87 | 0 | 0 | 0 | 0 | 1 | 0 | 0 | 0 | 0 | 0 | 0 | 0 | 0 | 0 | 0 | 0 | 0 | 0 | 0 | 0 | 0 | 0 | 0 | 0 | 0 | 0 | 4621.0248
2025-12-30 | 0 | 18.76 | 0 | 0 | 0 | 0 | 0 | 1 | 0 | 0 | 0 | 0 | 0 | 0 | 0 | 0 | 0 | 0 | 0 | 0 | 0 | 0 | 0 | 0 | 0 | 0 | 0 | 0 | 4581.8462
2025-12-30 | 0 | 19.01 | 0 | 0 | 0 | 0 | 0 | 0 | 1 | 0 | 0 | 0 | 0 | 0 | 0 | 0 | 0 | 0 | 0 | 0 | 0 | 0 | 0 | 0 | 0 | 0 | 0 | 0 | 4755.4007
2025-12-30 | 0 | 19.4 | 0 | 0 | 0 | 0 | 0 | 0 | 0 | 1 | 0 | 0 | 0 | 0 | 0 | 0 | 0 | 0 | 0 | 0 | 0 | 0 | 0 | 0 | 0 | 0 | 0 | 0 | 5128.0636
2025-12-30 | 0 | 19.25 | 0 | 0 | 0 | 0 | 0 | 0 | 0 | 0 | 1 | 0 | 0 | 0 | 0 | 0 | 0 | 0 | 0 | 0 | 0 | 0 | 0 | 0 | 0 | 0 | 0 | 0 | 5517.4108
2025-12-30 | 0 | 19.21 | 0 | 0 | 0 | 0 | 0 | 0 | 0 | 0 | 0 | 1 | 0 | 0 | 0 | 0 | 0 | 0 | 0 | 0 | 0 | 0 | 0 | 0 | 0 | 0 | 0 | 0 | 5897.0382
2025-12-30 | 0 | 19.13 | 0 | 0 | 0 | 0 | 0 | 0 | 0 | 0 | 0 | 0 | 1 | 0 | 0 | 0 | 0 | 0 | 0 | 0 | 0 | 0 | 0 | 0 | 0 | 0 | 0 | 0 | 6100.515
2025-12-30 | 0 | 18.86 | 0 | 0 | 0 | 0 | 0 | 0 | 0 | 0 | 0 | 0 | 0 | 1 | 0 | 0 | 0 | 0 | 0 | 0 | 0 | 0 | 0 | 0 | 0 | 0 | 0 | 0 | 6123.9307
2025-12-30 | 0 | 17.93 | 0 | 0 | 0 | 0 | 0 | 0 | 0 | 0 | 0 | 0 | 0 | 0 | 1 | 0 | 0 | 0 | 0 | 0 | 0 | 0 | 0 | 0 | 0 | 0 | 0 | 0 | 6028.9709
2025-12-30 | 0 | 17.49 | 0 | 0 | 0 | 0 | 0 | 0 | 0 | 0 | 0 | 0 | 0 | 0 | 0 | 1 | 0 | 0 | 0 | 0 | 0 | 0 | 0 | 0 | 0 | 0 | 0 | 0 | 5980.4096
2025-12-30 | 0 | 16.84 | 0 | 0 | 0 | 0 | 0 | 0 | 0 | 0 | 0 | 0 | 0 | 0 | 0 | 0 | 1 | 0 | 0 | 0 | 0 | 0 | 0 | 0 | 0 | 0 | 0 | 0 | 5807.2896
2025-12-30 | 0 | 16.28 | 0 | 0 | 0 | 0 | 0 | 0 | 0 | 0 | 0 | 0 | 0 | 0 | 0 | 0 | 0 | 1 | 0 | 0 | 0 | 0 | 0 | 0 | 0 | 0 | 0 | 0 | 5683.3432
2025-12-30 | 0 | 16.13 | 0 | 0 | 0 | 0 | 0 | 0 | 0 | 0 | 0 | 0 | 0 | 0 | 0 | 0 | 0 | 0 | 1 | 0 | 0 | 0 | 0 | 0 | 0 | 0 | 0 | 0 | 5753.1325
2025-12-30 | 0 | 16.34 | 0 | 0 | 0 | 0 | 0 | 0 | 0 | 0 | 0 | 0 | 0 | 0 | 0 | 0 | 0 | 0 | 0 | 1 | 0 | 0 | 0 | 0 | 0 | 0 | 0 | 0 | 6162.9034
2025-12-30 | 0 | 16.64 | 0 | 0 | 0 | 0 | 0 | 0 | 0 | 0 | 0 | 0 | 0 | 0 | 0 | 0 | 0 | 0 | 0 | 0 | 1 | 0 | 0 | 0 | 0 | 0 | 0 | 0 | 6756.6226
2025-12-30 | 0 | 17.09 | 0 | 0 | 0 | 0 | 0 | 0 | 0 | 0 | 0 | 0 | 0 | 0 | 0 | 0 | 0 | 0 | 0 | 0 | 0 | 1 | 0 | 0 | 0 | 0 | 0 | 0 | 7029.5777
2025-12-30 | 0 | 17.49 | 0 | 0 | 0 | 0 | 0 | 0 | 0 | 0 | 0 | 0 | 0 | 0 | 0 | 0 | 0 | 0 | 0 | 0 | 0 | 0 | 1 | 0 | 0 | 0 | 0 | 0 | 7085.2852
2025-12-30 | 0 | 17.76 | 0 | 0 | 0 | 0 | 0 | 0 | 0 | 0 | 0 | 0 | 0 | 0 | 0 | 0 | 0 | 0 | 0 | 0 | 0 | 0 | 0 | 1 | 0 | 0 | 0 | 0 | 7085.3562
2025-12-30 | 0 | 18.01 | 0 | 0 | 0 | 0 | 0 | 0 | 0 | 0 | 0 | 0 | 0 | 0 | 0 | 0 | 0 | 0 | 0 | 0 | 0 | 0 | 0 | 0 | 1 | 0 | 0 | 0 | 6877.95
2025-12-30 | 0 | 18.23 | 0 | 0 | 0 | 0 | 0 | 0 | 0 | 0 | 0 | 0 | 0 | 0 | 0 | 0 | 0 | 0 | 0 | 0 | 0 | 0 | 0 | 0 | 0 | 1 | 0 | 0 | 6366.7133
2025-12-30 | 0 | 18.54 | 0 | 0 | 0 | 0 | 0 | 0 | 0 | 0 | 0 | 0 | 0 | 0 | 0 | 0 | 0 | 0 | 0 | 0 | 0 | 0 | 0 | 0 | 0 | 0 | 1 | 0 | 5776.6162
2025-12-30 | 0 | 18.85 | 0 | 0 | 0 | 0 | 0 | 0 | 0 | 0 | 0 | 0 | 0 | 0 | 0 | 0 | 0 | 0 | 0 | 0 | 0 | 0 | 0 | 0 | 0 | 0 | 0 | 1 | 5302.2578
2025-12-31 | 0 | 19 | 0 | 0 | 1 | 0 | 0 | 0 | 0 | 0 | 0 | 0 | 0 | 0 | 0 | 0 | 0 | 0 | 0 | 0 | 0 | 0 | 0 | 0 | 0 | 0 | 0 | 0 | 4966.0029
2025-12-31 | 0 | 19.36 | 0 | 0 | 0 | 1 | 0 | 0 | 0 | 0 | 0 | 0 | 0 | 0 | 0 | 0 | 0 | 0 | 0 | 0 | 0 | 0 | 0 | 0 | 0 | 0 | 0 | 0 | 4792.6359
2025-12-31 | 0 | 19.59 | 0 | 0 | 0 | 0 | 1 | 0 | 0 | 0 | 0 | 0 | 0 | 0 | 0 | 0 | 0 | 0 | 0 | 0 | 0 | 0 | 0 | 0 | 0 | 0 | 0 | 0 | 4700.227
2025-12-31 | 0 | 19.64 | 0 | 0 | 0 | 0 | 0 | 1 | 0 | 0 | 0 | 0 | 0 | 0 | 0 | 0 | 0 | 0 | 0 | 0 | 0 | 0 | 0 | 0 | 0 | 0 | 0 | 0 | 4678.649
2025-12-31 | 0 | 19.9 | 0 | 0 | 0 | 0 | 0 | 0 | 1 | 0 | 0 | 0 | 0 | 0 | 0 | 0 | 0 | 0 | 0 | 0 | 0 | 0 | 0 | 0 | 0 | 0 | 0 | 0 | 4853.3035
2025-12-31 | 0 | 20.06 | 0 | 0 | 0 | 0 | 0 | 0 | 0 | 1 | 0 | 0 | 0 | 0 | 0 | 0 | 0 | 0 | 0 | 0 | 0 | 0 | 0 | 0 | 0 | 0 | 0 | 0 | 5200.6657
2025-12-31 | 0 | 20.14 | 0 | 0 | 0 | 0 | 0 | 0 | 0 | 0 | 1 | 0 | 0 | 0 | 0 | 0 | 0 | 0 | 0 | 0 | 0 | 0 | 0 | 0 | 0 | 0 | 0 | 0 | 5615.3136
2025-12-31 | 0 | 19.87 | 0 | 0 | 0 | 0 | 0 | 0 | 0 | 0 | 0 | 1 | 0 | 0 | 0 | 0 | 0 | 0 | 0 | 0 | 0 | 0 | 0 | 0 | 0 | 0 | 0 | 0 | 5969.6402
2025-12-31 | 0 | 19.78 | 0 | 0 | 0 | 0 | 0 | 0 | 0 | 0 | 0 | 0 | 1 | 0 | 0 | 0 | 0 | 0 | 0 | 0 | 0 | 0 | 0 | 0 | 0 | 0 | 0 | 0 | 6172.017
2025-12-31 | 0 | 19.26 | 0 | 0 | 0 | 0 | 0 | 0 | 0 | 0 | 0 | 0 | 0 | 1 | 0 | 0 | 0 | 0 | 0 | 0 | 0 | 0 | 0 | 0 | 0 | 0 | 0 | 0 | 6167.932
2025-12-31 | 0 | 18.74 | 0 | 0 | 0 | 0 | 0 | 0 | 0 | 0 | 0 | 0 | 0 | 0 | 1 | 0 | 0 | 0 | 0 | 0 | 0 | 0 | 0 | 0 | 0 | 0 | 0 | 0 | 6118.0734
2025-12-31 | 0 | 18.16 | 0 | 0 | 0 | 0 | 0 | 0 | 0 | 0 | 0 | 0 | 0 | 0 | 0 | 1 | 0 | 0 | 0 | 0 | 0 | 0 | 0 | 0 | 0 | 0 | 0 | 0 | 6054.1117
2025-12-31 | 0 | 17.7 | 0 | 0 | 0 | 0 | 0 | 0 | 0 | 0 | 0 | 0 | 0 | 0 | 0 | 0 | 1 | 0 | 0 | 0 | 0 | 0 | 0 | 0 | 0 | 0 | 0 | 0 | 5901.8923
2025-12-31 | 0 | 17.44 | 0 | 0 | 0 | 0 | 0 | 0 | 0 | 0 | 0 | 0 | 0 | 0 | 0 | 0 | 0 | 1 | 0 | 0 | 0 | 0 | 0 | 0 | 0 | 0 | 0 | 0 | 5810.9469
2025-12-31 | 0 | 17.13 | 0 | 0 | 0 | 0 | 0 | 0 | 0 | 0 | 0 | 0 | 0 | 0 | 0 | 0 | 0 | 0 | 1 | 0 | 0 | 0 | 0 | 0 | 0 | 0 | 0 | 0 | 5863.1356
2025-12-31 | 0 | 17.13 | 0 | 0 | 0 | 0 | 0 | 0 | 0 | 0 | 0 | 0 | 0 | 0 | 0 | 0 | 0 | 0 | 0 | 1 | 0 | 0 | 0 | 0 | 0 | 0 | 0 | 0 | 6249.8059
2025-12-31 | 0 | 17.47 | 0 | 0 | 0 | 0 | 0 | 0 | 0 | 0 | 0 | 0 | 0 | 0 | 0 | 0 | 0 | 0 | 0 | 0 | 1 | 0 | 0 | 0 | 0 | 0 | 0 | 0 | 6847.9252
2025-12-31 | 0 | 17.84 | 0 | 0 | 0 | 0 | 0 | 0 | 0 | 0 | 0 | 0 | 0 | 0 | 0 | 0 | 0 | 0 | 0 | 0 | 0 | 1 | 0 | 0 | 0 | 0 | 0 | 0 | 7112.08
2025-12-31 | 0 | 18.13 | 0 | 0 | 0 | 0 | 0 | 0 | 0 | 0 | 0 | 0 | 0 | 0 | 0 | 0 | 0 | 0 | 0 | 0 | 0 | 0 | 1 | 0 | 0 | 0 | 0 | 0 | 7155.6872
2025-12-31 | 0 | 18.47 | 0 | 0 | 0 | 0 | 0 | 0 | 0 | 0 | 0 | 0 | 0 | 0 | 0 | 0 | 0 | 0 | 0 | 0 | 0 | 0 | 0 | 1 | 0 | 0 | 0 | 0 | 7163.4584
2025-12-31 | 0 | 18.64 | 0 | 0 | 0 | 0 | 0 | 0 | 0 | 0 | 0 | 0 | 0 | 0 | 0 | 0 | 0 | 0 | 0 | 0 | 0 | 0 | 0 | 0 | 1 | 0 | 0 | 0 | 6947.252
2025-12-31 | 0 | 19.29 | 0 | 0 | 0 | 0 | 0 | 0 | 0 | 0 | 0 | 0 | 0 | 0 | 0 | 0 | 0 | 0 | 0 | 0 | 0 | 0 | 0 | 0 | 0 | 1 | 0 | 0 | 6483.3166
2025-12-31 | 0 | 19.24 | 0 | 0 | 0 | 0 | 0 | 0 | 0 | 0 | 0 | 0 | 0 | 0 | 0 | 0 | 0 | 0 | 0 | 0 | 0 | 0 | 0 | 0 | 0 | 0 | 1 | 0 | 5853.6183
2025-12-31 | 0 | 19.58 | 0 | 0 | 0 | 0 | 0 | 0 | 0 | 0 | 0 | 0 | 0 | 0 | 0 | 0 | 0 | 0 | 0 | 0 | 0 | 0 | 0 | 0 | 0 | 0 | 0 | 1 | 5382.5601

## GS_LT50_Model_Actual
Date | GSLT50 Load | Actual HDD | Actual CDD | Weekend | H0 | H1 | H2 | H3 | H4 | H5 | H6 | H7 | H8 | H9 | H10 | H11 | H12 | H13 | H14 | H15 | H16 | H17 | H18 | H19 | H20 | H21 | H22 | H23 | Predicted | H23 | H22 | H21 | H20 | H19 | H18 | H17 | H16 | H15 | H14 | H13 | H12 | H11 | H10 | H9 | H8 | H7 | H6 | H5 | H4 | H3 | H2 | H1 | H0 | Weekend | CDD | HDD | Intercept | <- Hidden Col | Intercept | 2359.3832
2025-01-01 | 2845.813 | 16.4 | 0 | 0 | 1 | 0 | 0 | 0 | 0 | 0 | 0 | 0 | 0 | 0 | 0 | 0 | 0 | 0 | 0 | 0 | 0 | 0 | 0 | 0 | 0 | 0 | 0 | 0 | 3303.7838 | -61.0071 | 69.2314 | 284.891 | 548.7765 | 733.8097 | 890.1907 | 1078.6455 | 1379.4338 | 1673.4299 | 1803.9202 | 1856.8679 | 1865.1486 | 1888.4407 | 1863.5436 | 1682.0776 | 1462.6588 | 842.9733 | 341.2455 | 0 | -105.8808 | -152.5925 | -184.3311 | -171.5485 | -136.0781 | -572.5308 | 145.7651 | 65.8829 | 2359.3832 |  | HDD | 65.8829
2025-01-01 | 2751.029 | 16.4 | 0 | 0 | 0 | 1 | 0 | 0 | 0 | 0 | 0 | 0 | 0 | 0 | 0 | 0 | 0 | 0 | 0 | 0 | 0 | 0 | 0 | 0 | 0 | 0 | 0 | 0 | 3268.3134 | 88.4074 | 88.4236 | 88.4506 | 88.4847 | 88.5632 | 88.6727 | 88.8048 | 88.8949 | 88.9125 | 88.9113 | 88.8795 | 88.8002 | 88.7003 | 88.597 | 88.4941 | 88.4217 | 88.392 | 88.3838 | 0 | 88.3832 | 88.384 | 88.3866 | 88.3909 | 88.3981 | 28.2789 | 5.0634 | 1.5714 | 66.0941 |  | CDD | 145.7651
2025-01-01 | 2740.057 | 16.6 | 0 | 0 | 0 | 0 | 1 | 0 | 0 | 0 | 0 | 0 | 0 | 0 | 0 | 0 | 0 | 0 | 0 | 0 | 0 | 0 | 0 | 0 | 0 | 0 | 0 | 0 | 3268.7074 | 0.42131 | 1193.9895 | #N/A | #N/A | #N/A | #N/A | #N/A | #N/A | #N/A | #N/A | #N/A | #N/A | #N/A | #N/A | #N/A | #N/A | #N/A | #N/A | #N/A | #N/A | #N/A | #N/A | #N/A | #N/A | #N/A | #N/A | #N/A | #N/A |  | Weekend | -572.5308
2025-01-01 | 2705.437 | 17.2 | 0 | 0 | 0 | 0 | 0 | 1 | 0 | 0 | 0 | 0 | 0 | 0 | 0 | 0 | 0 | 0 | 0 | 0 | 0 | 0 | 0 | 0 | 0 | 0 | 0 | 0 | 3339.9757 | 244.5378 | 8733 | #N/A | #N/A | #N/A | #N/A | #N/A | #N/A | #N/A | #N/A | #N/A | #N/A | #N/A | #N/A | #N/A | #N/A | #N/A | #N/A | #N/A | #N/A | #N/A | #N/A | #N/A | #N/A | #N/A | #N/A | #N/A | #N/A |  | H0 | -136.0781
2025-01-01 | 2724.023 | 16.6 | 0 | 0 | 0 | 0 | 0 | 0 | 1 | 0 | 0 | 0 | 0 | 0 | 0 | 0 | 0 | 0 | 0 | 0 | 0 | 0 | 0 | 0 | 0 | 0 | 0 | 0 | 3347.1577 | 9064011555.8089 | 12449860676.6299 | #N/A | #N/A | #N/A | #N/A | #N/A | #N/A | #N/A | #N/A | #N/A | #N/A | #N/A | #N/A | #N/A | #N/A | #N/A | #N/A | #N/A | #N/A | #N/A | #N/A | #N/A | #N/A | #N/A | #N/A | #N/A | #N/A |  | H1 | -171.5485
2025-01-01 | 2800.161 | 17 | 0 | 0 | 0 | 0 | 0 | 0 | 0 | 1 | 0 | 0 | 0 | 0 | 0 | 0 | 0 | 0 | 0 | 0 | 0 | 0 | 0 | 0 | 0 | 0 | 0 | 0 | 3479.3916 | [29 empty] | H2 | -184.3311
2025-01-01 | 2874.756 | 16.5 | 0 | 0 | 0 | 0 | 0 | 0 | 0 | 0 | 1 | 0 | 0 | 0 | 0 | 0 | 0 | 0 | 0 | 0 | 0 | 0 | 0 | 0 | 0 | 0 | 0 | 0 | 3787.6957 | [29 empty] | H3 | -152.5925
2025-01-01 | 3065.316 | 16.1 | 0 | 0 | 0 | 0 | 0 | 0 | 0 | 0 | 0 | 1 | 0 | 0 | 0 | 0 | 0 | 0 | 0 | 0 | 0 | 0 | 0 | 0 | 0 | 0 | 0 | 0 | 4263.0703 | [29 empty] | H4 | -105.8808
2025-01-01 | 3076.02 | 16 | 0 | 0 | 0 | 0 | 0 | 0 | 0 | 0 | 0 | 0 | 1 | 0 | 0 | 0 | 0 | 0 | 0 | 0 | 0 | 0 | 0 | 0 | 0 | 0 | 0 | 0 | 4876.1676 | [29 empty] | H5 | 0
2025-01-01 | 3125.125 | 15.8 | 0 | 0 | 0 | 0 | 0 | 0 | 0 | 0 | 0 | 0 | 0 | 1 | 0 | 0 | 0 | 0 | 0 | 0 | 0 | 0 | 0 | 0 | 0 | 0 | 0 | 0 | 5082.4098 | [29 empty] | H6 | 341.2455
2025-01-01 | 3220.393 | 15.3 | 0 | 0 | 0 | 0 | 0 | 0 | 0 | 0 | 0 | 0 | 0 | 0 | 1 | 0 | 0 | 0 | 0 | 0 | 0 | 0 | 0 | 0 | 0 | 0 | 0 | 0 | 5230.9343 | [29 empty] | H7 | 842.9733
2025-01-01 | 3316.884 | 15.5 | 0 | 0 | 0 | 0 | 0 | 0 | 0 | 0 | 0 | 0 | 0 | 0 | 0 | 1 | 0 | 0 | 0 | 0 | 0 | 0 | 0 | 0 | 0 | 0 | 0 | 0 | 5269.008 | [29 empty] | H8 | 1462.6588
2025-01-01 | 3315.506 | 15.4 | 0 | 0 | 0 | 0 | 0 | 0 | 0 | 0 | 0 | 0 | 0 | 0 | 0 | 0 | 1 | 0 | 0 | 0 | 0 | 0 | 0 | 0 | 0 | 0 | 0 | 0 | 5239.1277 | [29 empty] | H9 | 1682.0776
2025-01-01 | 3302.317 | 15.8 | 0 | 0 | 0 | 0 | 0 | 0 | 0 | 0 | 0 | 0 | 0 | 0 | 0 | 0 | 0 | 1 | 0 | 0 | 0 | 0 | 0 | 0 | 0 | 0 | 0 | 0 | 5257.2001 | [29 empty] | H10 | 1863.5436
2025-01-01 | 3304.85 | 15.6 | 0 | 0 | 0 | 0 | 0 | 0 | 0 | 0 | 0 | 0 | 0 | 0 | 0 | 0 | 0 | 0 | 1 | 0 | 0 | 0 | 0 | 0 | 0 | 0 | 0 | 0 | 5191.0758 | [29 empty] | H11 | 1888.4407
2025-01-01 | 3308.888 | 15.5 | 0 | 0 | 0 | 0 | 0 | 0 | 0 | 0 | 0 | 0 | 0 | 0 | 0 | 0 | 0 | 0 | 0 | 1 | 0 | 0 | 0 | 0 | 0 | 0 | 0 | 0 | 5053.9973 | [29 empty] | H12 | 1865.1486
2025-01-01 | 3385.268 | 15.3 | 0 | 0 | 0 | 0 | 0 | 0 | 0 | 0 | 0 | 0 | 0 | 0 | 0 | 0 | 0 | 0 | 0 | 0 | 1 | 0 | 0 | 0 | 0 | 0 | 0 | 0 | 4746.8246 | [29 empty] | H13 | 1856.8679
2025-01-01 | 3530.062 | 15.9 | 0 | 0 | 0 | 0 | 0 | 0 | 0 | 0 | 0 | 0 | 0 | 0 | 0 | 0 | 0 | 0 | 0 | 0 | 0 | 1 | 0 | 0 | 0 | 0 | 0 | 0 | 4485.566 | [29 empty] | H14 | 1803.9202
2025-01-01 | 3459.488 | 16.8 | 0 | 0 | 0 | 0 | 0 | 0 | 0 | 0 | 0 | 0 | 0 | 0 | 0 | 0 | 0 | 0 | 0 | 0 | 0 | 0 | 1 | 0 | 0 | 0 | 0 | 0 | 4356.4057 | [29 empty] | H15 | 1673.4299
2025-01-01 | 3312.819 | 16.8 | 0 | 0 | 0 | 0 | 0 | 0 | 0 | 0 | 0 | 0 | 0 | 0 | 0 | 0 | 0 | 0 | 0 | 0 | 0 | 0 | 0 | 1 | 0 | 0 | 0 | 0 | 4200.0248 | [29 empty] | H16 | 1379.4338
2025-01-01 | 3235.944 | 16.7 | 0 | 0 | 0 | 0 | 0 | 0 | 0 | 0 | 0 | 0 | 0 | 0 | 0 | 0 | 0 | 0 | 0 | 0 | 0 | 0 | 0 | 0 | 1 | 0 | 0 | 0 | 4008.4032 | [29 empty] | H17 | 1078.6455
2025-01-01 | 3126.906 | 17 | 0 | 0 | 0 | 0 | 0 | 0 | 0 | 0 | 0 | 0 | 0 | 0 | 0 | 0 | 0 | 0 | 0 | 0 | 0 | 0 | 0 | 0 | 0 | 1 | 0 | 0 | 3764.2826 | [29 empty] | H18 | 890.1907
2025-01-01 | 2975.095 | 17.6 | 0 | 0 | 0 | 0 | 0 | 0 | 0 | 0 | 0 | 0 | 0 | 0 | 0 | 0 | 0 | 0 | 0 | 0 | 0 | 0 | 0 | 0 | 0 | 0 | 1 | 0 | 3588.1527 | [29 empty] | H19 | 733.8097
2025-01-01 | 2922.171 | 18 | 0 | 0 | 0 | 0 | 0 | 0 | 0 | 0 | 0 | 0 | 0 | 0 | 0 | 0 | 0 | 0 | 0 | 0 | 0 | 0 | 0 | 0 | 0 | 0 | 0 | 1 | 3484.2674 | [29 empty] | H20 | 548.7765
2025-01-02 | 2878.999 | 17.8 | 0 | 0 | 1 | 0 | 0 | 0 | 0 | 0 | 0 | 0 | 0 | 0 | 0 | 0 | 0 | 0 | 0 | 0 | 0 | 0 | 0 | 0 | 0 | 0 | 0 | 0 | 3396.0198 | [29 empty] | H21 | 284.891
2025-01-02 | 2874.437 | 18.1 | 0 | 0 | 0 | 1 | 0 | 0 | 0 | 0 | 0 | 0 | 0 | 0 | 0 | 0 | 0 | 0 | 0 | 0 | 0 | 0 | 0 | 0 | 0 | 0 | 0 | 0 | 3380.3143 | [29 empty] | H22 | 69.2314
2025-01-02 | 2837.42 | 18.2 | 0 | 0 | 0 | 0 | 1 | 0 | 0 | 0 | 0 | 0 | 0 | 0 | 0 | 0 | 0 | 0 | 0 | 0 | 0 | 0 | 0 | 0 | 0 | 0 | 0 | 0 | 3374.12 | [29 empty] | H23 | -61.0071
2025-01-02 | 2842.775 | 18.2 | 0 | 0 | 0 | 0 | 0 | 1 | 0 | 0 | 0 | 0 | 0 | 0 | 0 | 0 | 0 | 0 | 0 | 0 | 0 | 0 | 0 | 0 | 0 | 0 | 0 | 0 | 3405.8585
2025-01-02 | 2904.894 | 17.7 | 0 | 0 | 0 | 0 | 0 | 0 | 1 | 0 | 0 | 0 | 0 | 0 | 0 | 0 | 0 | 0 | 0 | 0 | 0 | 0 | 0 | 0 | 0 | 0 | 0 | 0 | 3419.6289
2025-01-02 | 2975.961 | 17.9 | 0 | 0 | 0 | 0 | 0 | 0 | 0 | 1 | 0 | 0 | 0 | 0 | 0 | 0 | 0 | 0 | 0 | 0 | 0 | 0 | 0 | 0 | 0 | 0 | 0 | 0 | 3538.6862 | [29 empty] | H5 | The regression includes a full set of 24 hourly indicator variables.
2025-01-02 | 3242.103 | 18.8 | 0 | 0 | 0 | 0 | 0 | 0 | 0 | 0 | 1 | 0 | 0 | 0 | 0 | 0 | 0 | 0 | 0 | 0 | 0 | 0 | 0 | 0 | 0 | 0 | 0 | 0 | 3939.2263 | [30 empty] | Because those indicators sum to one in every observation, including a separate intercept would create perfect multicollinearity.
2025-01-02 | 3687.531 | 18.9 | 0 | 0 | 0 | 0 | 0 | 0 | 0 | 0 | 0 | 1 | 0 | 0 | 0 | 0 | 0 | 0 | 0 | 0 | 0 | 0 | 0 | 0 | 0 | 0 | 0 | 0 | 4447.5423 | [30 empty] | Accordingly, the model is estimated without an intercept so that each hourly coefficient represents the average load in that hour.
2025-01-02 | 4061.901 | 18.8 | 0 | 0 | 0 | 0 | 0 | 0 | 0 | 0 | 0 | 0 | 1 | 0 | 0 | 0 | 0 | 0 | 0 | 0 | 0 | 0 | 0 | 0 | 0 | 0 | 0 | 0 | 5060.6395 | [30 empty] | For this reason, H5 is zero
2025-01-02 | 4483.729 | 18.6 | 0 | 0 | 0 | 0 | 0 | 0 | 0 | 0 | 0 | 0 | 0 | 1 | 0 | 0 | 0 | 0 | 0 | 0 | 0 | 0 | 0 | 0 | 0 | 0 | 0 | 0 | 5266.8818
2025-01-02 | 4757.405 | 18.9 | 0 | 0 | 0 | 0 | 0 | 0 | 0 | 0 | 0 | 0 | 0 | 0 | 1 | 0 | 0 | 0 | 0 | 0 | 0 | 0 | 0 | 0 | 0 | 0 | 0 | 0 | 5468.1126
2025-01-02 | 4836.116 | 19.7 | 0 | 0 | 0 | 0 | 0 | 0 | 0 | 0 | 0 | 0 | 0 | 0 | 0 | 1 | 0 | 0 | 0 | 0 | 0 | 0 | 0 | 0 | 0 | 0 | 0 | 0 | 5545.716
2025-01-02 | 4804.868 | 19.4 | 0 | 0 | 0 | 0 | 0 | 0 | 0 | 0 | 0 | 0 | 0 | 0 | 0 | 0 | 1 | 0 | 0 | 0 | 0 | 0 | 0 | 0 | 0 | 0 | 0 | 0 | 5502.6591
2025-01-02 | 4787.851 | 18.8 | 0 | 0 | 0 | 0 | 0 | 0 | 0 | 0 | 0 | 0 | 0 | 0 | 0 | 0 | 0 | 1 | 0 | 0 | 0 | 0 | 0 | 0 | 0 | 0 | 0 | 0 | 5454.8486
2025-01-02 | 4802.239 | 18.6 | 0 | 0 | 0 | 0 | 0 | 0 | 0 | 0 | 0 | 0 | 0 | 0 | 0 | 0 | 0 | 0 | 1 | 0 | 0 | 0 | 0 | 0 | 0 | 0 | 0 | 0 | 5388.7243
2025-01-02 | 4750.279 | 19.3 | 0 | 0 | 0 | 0 | 0 | 0 | 0 | 0 | 0 | 0 | 0 | 0 | 0 | 0 | 0 | 0 | 0 | 1 | 0 | 0 | 0 | 0 | 0 | 0 | 0 | 0 | 5304.3521
2025-01-02 | 4700.815 | 20.1 | 0 | 0 | 0 | 0 | 0 | 0 | 0 | 0 | 0 | 0 | 0 | 0 | 0 | 0 | 0 | 0 | 0 | 0 | 1 | 0 | 0 | 0 | 0 | 0 | 0 | 0 | 5063.0623
2025-01-02 | 4473.031 | 21 | 0 | 0 | 0 | 0 | 0 | 0 | 0 | 0 | 0 | 0 | 0 | 0 | 0 | 0 | 0 | 0 | 0 | 0 | 0 | 1 | 0 | 0 | 0 | 0 | 0 | 0 | 4821.5686
2025-01-02 | 4188.241 | 21.2 | 0 | 0 | 0 | 0 | 0 | 0 | 0 | 0 | 0 | 0 | 0 | 0 | 0 | 0 | 0 | 0 | 0 | 0 | 0 | 0 | 1 | 0 | 0 | 0 | 0 | 0 | 4646.2903
2025-01-02 | 3905.657 | 21.2 | 0 | 0 | 0 | 0 | 0 | 0 | 0 | 0 | 0 | 0 | 0 | 0 | 0 | 0 | 0 | 0 | 0 | 0 | 0 | 0 | 0 | 1 | 0 | 0 | 0 | 0 | 4489.9094
2025-01-02 | 3701.67 | 21.1 | 0 | 0 | 0 | 0 | 0 | 0 | 0 | 0 | 0 | 0 | 0 | 0 | 0 | 0 | 0 | 0 | 0 | 0 | 0 | 0 | 0 | 0 | 1 | 0 | 0 | 0 | 4298.2878
2025-01-02 | 3483.376 | 21.1 | 0 | 0 | 0 | 0 | 0 | 0 | 0 | 0 | 0 | 0 | 0 | 0 | 0 | 0 | 0 | 0 | 0 | 0 | 0 | 0 | 0 | 0 | 0 | 1 | 0 | 0 | 4034.4023
2025-01-02 | 3204.156 | 20.9 | 0 | 0 | 0 | 0 | 0 | 0 | 0 | 0 | 0 | 0 | 0 | 0 | 0 | 0 | 0 | 0 | 0 | 0 | 0 | 0 | 0 | 0 | 0 | 0 | 1 | 0 | 3805.5661
2025-01-02 | 3063.533 | 20.7 | 0 | 0 | 0 | 0 | 0 | 0 | 0 | 0 | 0 | 0 | 0 | 0 | 0 | 0 | 0 | 0 | 0 | 0 | 0 | 0 | 0 | 0 | 0 | 0 | 0 | 1 | 3662.1511
2025-01-03 | 2994.938 | 21.4 | 0 | 0 | 1 | 0 | 0 | 0 | 0 | 0 | 0 | 0 | 0 | 0 | 0 | 0 | 0 | 0 | 0 | 0 | 0 | 0 | 0 | 0 | 0 | 0 | 0 | 0 | 3633.1981
2025-01-03 | 2989.415 | 21 | 0 | 0 | 0 | 1 | 0 | 0 | 0 | 0 | 0 | 0 | 0 | 0 | 0 | 0 | 0 | 0 | 0 | 0 | 0 | 0 | 0 | 0 | 0 | 0 | 0 | 0 | 3571.3746
2025-01-03 | 2979.313 | 20.8 | 0 | 0 | 0 | 0 | 1 | 0 | 0 | 0 | 0 | 0 | 0 | 0 | 0 | 0 | 0 | 0 | 0 | 0 | 0 | 0 | 0 | 0 | 0 | 0 | 0 | 0 | 3545.4154
2025-01-03 | 2963.767 | 20.8 | 0 | 0 | 0 | 0 | 0 | 1 | 0 | 0 | 0 | 0 | 0 | 0 | 0 | 0 | 0 | 0 | 0 | 0 | 0 | 0 | 0 | 0 | 0 | 0 | 0 | 0 | 3577.1539
2025-01-03 | 3024.585 | 21 | 0 | 0 | 0 | 0 | 0 | 0 | 1 | 0 | 0 | 0 | 0 | 0 | 0 | 0 | 0 | 0 | 0 | 0 | 0 | 0 | 0 | 0 | 0 | 0 | 0 | 0 | 3637.0423
2025-01-03 | 3129.989 | 21.1 | 0 | 0 | 0 | 0 | 0 | 0 | 0 | 1 | 0 | 0 | 0 | 0 | 0 | 0 | 0 | 0 | 0 | 0 | 0 | 0 | 0 | 0 | 0 | 0 | 0 | 0 | 3749.5113
2025-01-03 | 3344.602 | 21.8 | 0 | 0 | 0 | 0 | 0 | 0 | 0 | 0 | 1 | 0 | 0 | 0 | 0 | 0 | 0 | 0 | 0 | 0 | 0 | 0 | 0 | 0 | 0 | 0 | 0 | 0 | 4136.8748
2025-01-03 | 3828.648 | 21.5 | 0 | 0 | 0 | 0 | 0 | 0 | 0 | 0 | 0 | 1 | 0 | 0 | 0 | 0 | 0 | 0 | 0 | 0 | 0 | 0 | 0 | 0 | 0 | 0 | 0 | 0 | 4618.8377
2025-01-03 | 4195.945 | 21.4 | 0 | 0 | 0 | 0 | 0 | 0 | 0 | 0 | 0 | 0 | 1 | 0 | 0 | 0 | 0 | 0 | 0 | 0 | 0 | 0 | 0 | 0 | 0 | 0 | 0 | 0 | 5231.9349
2025-01-03 | 4456.904 | 21.1 | 0 | 0 | 0 | 0 | 0 | 0 | 0 | 0 | 0 | 0 | 0 | 1 | 0 | 0 | 0 | 0 | 0 | 0 | 0 | 0 | 0 | 0 | 0 | 0 | 0 | 0 | 5431.5889
2025-01-03 | 4724.645 | 20.2 | 0 | 0 | 0 | 0 | 0 | 0 | 0 | 0 | 0 | 0 | 0 | 0 | 1 | 0 | 0 | 0 | 0 | 0 | 0 | 0 | 0 | 0 | 0 | 0 | 0 | 0 | 5553.7603
2025-01-03 | 4854.443 | 19.2 | 0 | 0 | 0 | 0 | 0 | 0 | 0 | 0 | 0 | 0 | 0 | 0 | 0 | 1 | 0 | 0 | 0 | 0 | 0 | 0 | 0 | 0 | 0 | 0 | 0 | 0 | 5512.7746
2025-01-03 | 4854.177 | 18.5 | 0 | 0 | 0 | 0 | 0 | 0 | 0 | 0 | 0 | 0 | 0 | 0 | 0 | 0 | 1 | 0 | 0 | 0 | 0 | 0 | 0 | 0 | 0 | 0 | 0 | 0 | 5443.3645
2025-01-03 | 4782.867 | 19.4 | 0 | 0 | 0 | 0 | 0 | 0 | 0 | 0 | 0 | 0 | 0 | 0 | 0 | 0 | 0 | 1 | 0 | 0 | 0 | 0 | 0 | 0 | 0 | 0 | 0 | 0 | 5494.3784
2025-01-03 | 4741.947 | 19 | 0 | 0 | 0 | 0 | 0 | 0 | 0 | 0 | 0 | 0 | 0 | 0 | 0 | 0 | 0 | 0 | 1 | 0 | 0 | 0 | 0 | 0 | 0 | 0 | 0 | 0 | 5415.0775
2025-01-03 | 4689.281 | 20.2 | 0 | 0 | 0 | 0 | 0 | 0 | 0 | 0 | 0 | 0 | 0 | 0 | 0 | 0 | 0 | 0 | 0 | 1 | 0 | 0 | 0 | 0 | 0 | 0 | 0 | 0 | 5363.6467
2025-01-03 | 4606.816 | 21 | 0 | 0 | 0 | 0 | 0 | 0 | 0 | 0 | 0 | 0 | 0 | 0 | 0 | 0 | 0 | 0 | 0 | 0 | 1 | 0 | 0 | 0 | 0 | 0 | 0 | 0 | 5122.3569
2025-01-03 | 4326.469 | 21.6 | 0 | 0 | 0 | 0 | 0 | 0 | 0 | 0 | 0 | 0 | 0 | 0 | 0 | 0 | 0 | 0 | 0 | 0 | 0 | 1 | 0 | 0 | 0 | 0 | 0 | 0 | 4861.0983
2025-01-03 | 4155.08 | 21.6 | 0 | 0 | 0 | 0 | 0 | 0 | 0 | 0 | 0 | 0 | 0 | 0 | 0 | 0 | 0 | 0 | 0 | 0 | 0 | 0 | 1 | 0 | 0 | 0 | 0 | 0 | 4672.6434
2025-01-03 | 3891.954 | 22.1 | 0 | 0 | 0 | 0 | 0 | 0 | 0 | 0 | 0 | 0 | 0 | 0 | 0 | 0 | 0 | 0 | 0 | 0 | 0 | 0 | 0 | 1 | 0 | 0 | 0 | 0 | 4549.2039
2025-01-03 | 3746.528 | 22.2 | 0 | 0 | 0 | 0 | 0 | 0 | 0 | 0 | 0 | 0 | 0 | 0 | 0 | 0 | 0 | 0 | 0 | 0 | 0 | 0 | 0 | 0 | 1 | 0 | 0 | 0 | 4370.7589
2025-01-03 | 3601.59 | 22.2 | 0 | 0 | 0 | 0 | 0 | 0 | 0 | 0 | 0 | 0 | 0 | 0 | 0 | 0 | 0 | 0 | 0 | 0 | 0 | 0 | 0 | 0 | 0 | 1 | 0 | 0 | 4106.8734
2025-01-03 | 3336.123 | 22.3 | 0 | 0 | 0 | 0 | 0 | 0 | 0 | 0 | 0 | 0 | 0 | 0 | 0 | 0 | 0 | 0 | 0 | 0 | 0 | 0 | 0 | 0 | 0 | 0 | 1 | 0 | 3897.8021
2025-01-03 | 3227.954 | 22.2 | 0 | 0 | 0 | 0 | 0 | 0 | 0 | 0 | 0 | 0 | 0 | 0 | 0 | 0 | 0 | 0 | 0 | 0 | 0 | 0 | 0 | 0 | 0 | 0 | 0 | 1 | 3760.9754
2025-01-04 | 3134.558 | 22.8 | 0 | 1 | 1 | 0 | 0 | 0 | 0 | 0 | 0 | 0 | 0 | 0 | 0 | 0 | 0 | 0 | 0 | 0 | 0 | 0 | 0 | 0 | 0 | 0 | 0 | 0 | 3152.9032
2025-01-04 | 3121.032 | 23.1 | 0 | 1 | 0 | 1 | 0 | 0 | 0 | 0 | 0 | 0 | 0 | 0 | 0 | 0 | 0 | 0 | 0 | 0 | 0 | 0 | 0 | 0 | 0 | 0 | 0 | 0 | 3137.1977
2025-01-04 | 3090.41 | 23.3 | 0 | 1 | 0 | 0 | 1 | 0 | 0 | 0 | 0 | 0 | 0 | 0 | 0 | 0 | 0 | 0 | 0 | 0 | 0 | 0 | 0 | 0 | 0 | 0 | 0 | 0 | 3137.5917
2025-01-04 | 3132.643 | 23.6 | 0 | 1 | 0 | 0 | 0 | 1 | 0 | 0 | 0 | 0 | 0 | 0 | 0 | 0 | 0 | 0 | 0 | 0 | 0 | 0 | 0 | 0 | 0 | 0 | 0 | 0 | 3189.0951
2025-01-04 | 3172.163 | 24.1 | 0 | 1 | 0 | 0 | 0 | 0 | 1 | 0 | 0 | 0 | 0 | 0 | 0 | 0 | 0 | 0 | 0 | 0 | 0 | 0 | 0 | 0 | 0 | 0 | 0 | 0 | 3268.7483
2025-01-04 | 3214.234 | 24.5 | 0 | 1 | 0 | 0 | 0 | 0 | 0 | 1 | 0 | 0 | 0 | 0 | 0 | 0 | 0 | 0 | 0 | 0 | 0 | 0 | 0 | 0 | 0 | 0 | 0 | 0 | 3400.9822
2025-01-04 | 3351.347 | 24.3 | 0 | 1 | 0 | 0 | 0 | 0 | 0 | 0 | 1 | 0 | 0 | 0 | 0 | 0 | 0 | 0 | 0 | 0 | 0 | 0 | 0 | 0 | 0 | 0 | 0 | 0 | 3729.0511
2025-01-04 | 3546.398 | 23.6 | 0 | 1 | 0 | 0 | 0 | 0 | 0 | 0 | 0 | 1 | 0 | 0 | 0 | 0 | 0 | 0 | 0 | 0 | 0 | 0 | 0 | 0 | 0 | 0 | 0 | 0 | 4184.6609
2025-01-04 | 3710.19 | 24 | 0 | 1 | 0 | 0 | 0 | 0 | 0 | 0 | 0 | 0 | 1 | 0 | 0 | 0 | 0 | 0 | 0 | 0 | 0 | 0 | 0 | 0 | 0 | 0 | 0 | 0 | 4830.6995
2025-01-04 | 3920.262 | 23.3 | 0 | 1 | 0 | 0 | 0 | 0 | 0 | 0 | 0 | 0 | 0 | 1 | 0 | 0 | 0 | 0 | 0 | 0 | 0 | 0 | 0 | 0 | 0 | 0 | 0 | 0 | 5004.0003
2025-01-04 | 4213.577 | 22 | 0 | 1 | 0 | 0 | 0 | 0 | 0 | 0 | 0 | 0 | 0 | 0 | 1 | 0 | 0 | 0 | 0 | 0 | 0 | 0 | 0 | 0 | 0 | 0 | 0 | 0 | 5099.8186
2025-01-04 | 4337.448 | 21 | 0 | 1 | 0 | 0 | 0 | 0 | 0 | 0 | 0 | 0 | 0 | 0 | 0 | 1 | 0 | 0 | 0 | 0 | 0 | 0 | 0 | 0 | 0 | 0 | 0 | 0 | 5058.8329
2025-01-04 | 4314.014 | 20.6 | 0 | 1 | 0 | 0 | 0 | 0 | 0 | 0 | 0 | 0 | 0 | 0 | 0 | 0 | 1 | 0 | 0 | 0 | 0 | 0 | 0 | 0 | 0 | 0 | 0 | 0 | 5009.1876
2025-01-04 | 4202.147 | 20.2 | 0 | 1 | 0 | 0 | 0 | 0 | 0 | 0 | 0 | 0 | 0 | 0 | 0 | 0 | 0 | 1 | 0 | 0 | 0 | 0 | 0 | 0 | 0 | 0 | 0 | 0 | 4974.5538
2025-01-04 | 4102.072 | 21 | 0 | 1 | 0 | 0 | 0 | 0 | 0 | 0 | 0 | 0 | 0 | 0 | 0 | 0 | 0 | 0 | 1 | 0 | 0 | 0 | 0 | 0 | 0 | 0 | 0 | 0 | 4974.3123
2025-01-04 | 4205.888 | 21 | 0 | 1 | 0 | 0 | 0 | 0 | 0 | 0 | 0 | 0 | 0 | 0 | 0 | 0 | 0 | 0 | 0 | 1 | 0 | 0 | 0 | 0 | 0 | 0 | 0 | 0 | 4843.8221
2025-01-04 | 4183.396 | 21.4 | 0 | 1 | 0 | 0 | 0 | 0 | 0 | 0 | 0 | 0 | 0 | 0 | 0 | 0 | 0 | 0 | 0 | 0 | 1 | 0 | 0 | 0 | 0 | 0 | 0 | 0 | 4576.1792
2025-01-04 | 4173.259 | 22.6 | 0 | 1 | 0 | 0 | 0 | 0 | 0 | 0 | 0 | 0 | 0 | 0 | 0 | 0 | 0 | 0 | 0 | 0 | 0 | 1 | 0 | 0 | 0 | 0 | 0 | 0 | 4354.4503
2025-01-04 | 4062.1 | 23.2 | 0 | 1 | 0 | 0 | 0 | 0 | 0 | 0 | 0 | 0 | 0 | 0 | 0 | 0 | 0 | 0 | 0 | 0 | 0 | 0 | 1 | 0 | 0 | 0 | 0 | 0 | 4205.5251
2025-01-04 | 3915.045 | 22.8 | 0 | 1 | 0 | 0 | 0 | 0 | 0 | 0 | 0 | 0 | 0 | 0 | 0 | 0 | 0 | 0 | 0 | 0 | 0 | 0 | 0 | 1 | 0 | 0 | 0 | 0 | 4022.7911
2025-01-04 | 3763.152 | 22.7 | 0 | 1 | 0 | 0 | 0 | 0 | 0 | 0 | 0 | 0 | 0 | 0 | 0 | 0 | 0 | 0 | 0 | 0 | 0 | 0 | 0 | 0 | 1 | 0 | 0 | 0 | 3831.1695
2025-01-04 | 3612.001 | 22.8 | 0 | 1 | 0 | 0 | 0 | 0 | 0 | 0 | 0 | 0 | 0 | 0 | 0 | 0 | 0 | 0 | 0 | 0 | 0 | 0 | 0 | 0 | 0 | 1 | 0 | 0 | 3573.8723
2025-01-04 | 3399.861 | 23.2 | 0 | 1 | 0 | 0 | 0 | 0 | 0 | 0 | 0 | 0 | 0 | 0 | 0 | 0 | 0 | 0 | 0 | 0 | 0 | 0 | 0 | 0 | 0 | 0 | 1 | 0 | 3384.5658
2025-01-04 | 3265.24 | 23.3 | 0 | 1 | 0 | 0 | 0 | 0 | 0 | 0 | 0 | 0 | 0 | 0 | 0 | 0 | 0 | 0 | 0 | 0 | 0 | 0 | 0 | 0 | 0 | 0 | 0 | 1 | 3260.9157
2025-01-05 | 3154.262 | 23.4 | 0 | 1 | 1 | 0 | 0 | 0 | 0 | 0 | 0 | 0 | 0 | 0 | 0 | 0 | 0 | 0 | 0 | 0 | 0 | 0 | 0 | 0 | 0 | 0 | 0 | 0 | 3192.4329
2025-01-05 | 3128.584 | 23.5 | 0 | 1 | 0 | 1 | 0 | 0 | 0 | 0 | 0 | 0 | 0 | 0 | 0 | 0 | 0 | 0 | 0 | 0 | 0 | 0 | 0 | 0 | 0 | 0 | 0 | 0 | 3163.5508
2025-01-05 | 3116.104 | 23.7 | 0 | 1 | 0 | 0 | 1 | 0 | 0 | 0 | 0 | 0 | 0 | 0 | 0 | 0 | 0 | 0 | 0 | 0 | 0 | 0 | 0 | 0 | 0 | 0 | 0 | 0 | 3163.9448
2025-01-05 | 3128.434 | 23.7 | 0 | 1 | 0 | 0 | 0 | 1 | 0 | 0 | 0 | 0 | 0 | 0 | 0 | 0 | 0 | 0 | 0 | 0 | 0 | 0 | 0 | 0 | 0 | 0 | 0 | 0 | 3195.6834
2025-01-05 | 3173.887 | 23.6 | 0 | 1 | 0 | 0 | 0 | 0 | 1 | 0 | 0 | 0 | 0 | 0 | 0 | 0 | 0 | 0 | 0 | 0 | 0 | 0 | 0 | 0 | 0 | 0 | 0 | 0 | 3235.8068
2025-01-05 | 3204.525 | 23.6 | 0 | 1 | 0 | 0 | 0 | 0 | 0 | 1 | 0 | 0 | 0 | 0 | 0 | 0 | 0 | 0 | 0 | 0 | 0 | 0 | 0 | 0 | 0 | 0 | 0 | 0 | 3341.6876
2025-01-05 | 3252.23 | 23.7 | 0 | 1 | 0 | 0 | 0 | 0 | 0 | 0 | 1 | 0 | 0 | 0 | 0 | 0 | 0 | 0 | 0 | 0 | 0 | 0 | 0 | 0 | 0 | 0 | 0 | 0 | 3689.5214
2025-01-05 | 3375.076 | 24.4 | 0 | 1 | 0 | 0 | 0 | 0 | 0 | 0 | 0 | 1 | 0 | 0 | 0 | 0 | 0 | 0 | 0 | 0 | 0 | 0 | 0 | 0 | 0 | 0 | 0 | 0 | 4237.3672
2025-01-05 | 3411.044 | 24 | 0 | 1 | 0 | 0 | 0 | 0 | 0 | 0 | 0 | 0 | 1 | 0 | 0 | 0 | 0 | 0 | 0 | 0 | 0 | 0 | 0 | 0 | 0 | 0 | 0 | 0 | 4830.6995
2025-01-05 | 3652.213 | 22.7 | 0 | 1 | 0 | 0 | 0 | 0 | 0 | 0 | 0 | 0 | 0 | 1 | 0 | 0 | 0 | 0 | 0 | 0 | 0 | 0 | 0 | 0 | 0 | 0 | 0 | 0 | 4964.4706
2025-01-05 | 3881.555 | 21.5 | 0 | 1 | 0 | 0 | 0 | 0 | 0 | 0 | 0 | 0 | 0 | 0 | 1 | 0 | 0 | 0 | 0 | 0 | 0 | 0 | 0 | 0 | 0 | 0 | 0 | 0 | 5066.8772
2025-01-05 | 3969.133 | 20.9 | 0 | 1 | 0 | 0 | 0 | 0 | 0 | 0 | 0 | 0 | 0 | 0 | 0 | 1 | 0 | 0 | 0 | 0 | 0 | 0 | 0 | 0 | 0 | 0 | 0 | 0 | 5052.2446
2025-01-05 | 3999.245 | 19.9 | 0 | 1 | 0 | 0 | 0 | 0 | 0 | 0 | 0 | 0 | 0 | 0 | 0 | 0 | 1 | 0 | 0 | 0 | 0 | 0 | 0 | 0 | 0 | 0 | 0 | 0 | 4963.0696
2025-01-05 | 3956.217 | 19 | 0 | 1 | 0 | 0 | 0 | 0 | 0 | 0 | 0 | 0 | 0 | 0 | 0 | 0 | 0 | 1 | 0 | 0 | 0 | 0 | 0 | 0 | 0 | 0 | 0 | 0 | 4895.4944
2025-01-05 | 3905.557 | 19.2 | 0 | 1 | 0 | 0 | 0 | 0 | 0 | 0 | 0 | 0 | 0 | 0 | 0 | 0 | 0 | 0 | 1 | 0 | 0 | 0 | 0 | 0 | 0 | 0 | 0 | 0 | 4855.7232
2025-01-05 | 3833.834 | 19.5 | 0 | 1 | 0 | 0 | 0 | 0 | 0 | 0 | 0 | 0 | 0 | 0 | 0 | 0 | 0 | 0 | 0 | 1 | 0 | 0 | 0 | 0 | 0 | 0 | 0 | 0 | 4744.9978
2025-01-05 | 3896.814 | 21.1 | 0 | 1 | 0 | 0 | 0 | 0 | 0 | 0 | 0 | 0 | 0 | 0 | 0 | 0 | 0 | 0 | 0 | 0 | 1 | 0 | 0 | 0 | 0 | 0 | 0 | 0 | 4556.4143
2025-01-05 | 3992.86 | 21.2 | 0 | 1 | 0 | 0 | 0 | 0 | 0 | 0 | 0 | 0 | 0 | 0 | 0 | 0 | 0 | 0 | 0 | 0 | 0 | 1 | 0 | 0 | 0 | 0 | 0 | 0 | 4262.2143
2025-01-05 | 3884.367 | 21.5 | 0 | 1 | 0 | 0 | 0 | 0 | 0 | 0 | 0 | 0 | 0 | 0 | 0 | 0 | 0 | 0 | 0 | 0 | 0 | 0 | 1 | 0 | 0 | 0 | 0 | 0 | 4093.5243
2025-01-05 | 3727.756 | 21.2 | 0 | 1 | 0 | 0 | 0 | 0 | 0 | 0 | 0 | 0 | 0 | 0 | 0 | 0 | 0 | 0 | 0 | 0 | 0 | 0 | 0 | 1 | 0 | 0 | 0 | 0 | 3917.3785
2025-01-05 | 3589.491 | 21.4 | 0 | 1 | 0 | 0 | 0 | 0 | 0 | 0 | 0 | 0 | 0 | 0 | 0 | 0 | 0 | 0 | 0 | 0 | 0 | 0 | 0 | 0 | 1 | 0 | 0 | 0 | 3745.5218
2025-01-05 | 3451.277 | 21.3 | 0 | 1 | 0 | 0 | 0 | 0 | 0 | 0 | 0 | 0 | 0 | 0 | 0 | 0 | 0 | 0 | 0 | 0 | 0 | 0 | 0 | 0 | 0 | 1 | 0 | 0 | 3475.048
2025-01-05 | 3249.326 | 21.7 | 0 | 1 | 0 | 0 | 0 | 0 | 0 | 0 | 0 | 0 | 0 | 0 | 0 | 0 | 0 | 0 | 0 | 0 | 0 | 0 | 0 | 0 | 0 | 0 | 1 | 0 | 3285.7416
2025-01-05 | 3145.99 | 22.1 | 0 | 1 | 0 | 0 | 0 | 0 | 0 | 0 | 0 | 0 | 0 | 0 | 0 | 0 | 0 | 0 | 0 | 0 | 0 | 0 | 0 | 0 | 0 | 0 | 0 | 1 | 3181.8563
2025-01-06 | 3074.865 | 22 | 0 | 0 | 1 | 0 | 0 | 0 | 0 | 0 | 0 | 0 | 0 | 0 | 0 | 0 | 0 | 0 | 0 | 0 | 0 | 0 | 0 | 0 | 0 | 0 | 0 | 0 | 3672.7278
2025-01-06 | 3091.251 | 21.6 | 0 | 0 | 0 | 1 | 0 | 0 | 0 | 0 | 0 | 0 | 0 | 0 | 0 | 0 | 0 | 0 | 0 | 0 | 0 | 0 | 0 | 0 | 0 | 0 | 0 | 0 | 3610.9043
2025-01-06 | 3125.848 | 22.2 | 0 | 0 | 0 | 0 | 1 | 0 | 0 | 0 | 0 | 0 | 0 | 0 | 0 | 0 | 0 | 0 | 0 | 0 | 0 | 0 | 0 | 0 | 0 | 0 | 0 | 0 | 3637.6514
2025-01-06 | 3137.711 | 22.9 | 0 | 0 | 0 | 0 | 0 | 1 | 0 | 0 | 0 | 0 | 0 | 0 | 0 | 0 | 0 | 0 | 0 | 0 | 0 | 0 | 0 | 0 | 0 | 0 | 0 | 0 | 3715.5079
2025-01-06 | 3237.596 | 24.3 | 0 | 0 | 0 | 0 | 0 | 0 | 1 | 0 | 0 | 0 | 0 | 0 | 0 | 0 | 0 | 0 | 0 | 0 | 0 | 0 | 0 | 0 | 0 | 0 | 0 | 0 | 3854.4557
2025-01-06 | 3371.949 | 24.8 | 0 | 0 | 0 | 0 | 0 | 0 | 0 | 1 | 0 | 0 | 0 | 0 | 0 | 0 | 0 | 0 | 0 | 0 | 0 | 0 | 0 | 0 | 0 | 0 | 0 | 0 | 3993.2779
2025-01-06 | 3614.875 | 25 | 0 | 0 | 0 | 0 | 0 | 0 | 0 | 0 | 1 | 0 | 0 | 0 | 0 | 0 | 0 | 0 | 0 | 0 | 0 | 0 | 0 | 0 | 0 | 0 | 0 | 0 | 4347.7
2025-01-06 | 4164.565 | 25.5 | 0 | 0 | 0 | 0 | 0 | 0 | 0 | 0 | 0 | 1 | 0 | 0 | 0 | 0 | 0 | 0 | 0 | 0 | 0 | 0 | 0 | 0 | 0 | 0 | 0 | 0 | 4882.3691
2025-01-06 | 4669.318 | 26.4 | 0 | 0 | 0 | 0 | 0 | 0 | 0 | 0 | 0 | 0 | 1 | 0 | 0 | 0 | 0 | 0 | 0 | 0 | 0 | 0 | 0 | 0 | 0 | 0 | 0 | 0 | 5561.3492
2025-01-06 | 5172.34 | 27 | 0 | 0 | 0 | 0 | 0 | 0 | 0 | 0 | 0 | 0 | 0 | 1 | 0 | 0 | 0 | 0 | 0 | 0 | 0 | 0 | 0 | 0 | 0 | 0 | 0 | 0 | 5820.2977
2025-01-06 | 5404.263 | 26.9 | 0 | 0 | 0 | 0 | 0 | 0 | 0 | 0 | 0 | 0 | 0 | 0 | 1 | 0 | 0 | 0 | 0 | 0 | 0 | 0 | 0 | 0 | 0 | 0 | 0 | 0 | 5995.1754
2025-01-06 | 5418.325 | 27.1 | 0 | 0 | 0 | 0 | 0 | 0 | 0 | 0 | 0 | 0 | 0 | 0 | 0 | 1 | 0 | 0 | 0 | 0 | 0 | 0 | 0 | 0 | 0 | 0 | 0 | 0 | 6033.2491
2025-01-06 | 5362.388 | 27.1 | 0 | 0 | 0 | 0 | 0 | 0 | 0 | 0 | 0 | 0 | 0 | 0 | 0 | 0 | 1 | 0 | 0 | 0 | 0 | 0 | 0 | 0 | 0 | 0 | 0 | 0 | 6009.957
2025-01-06 | 5388.742 | 26.4 | 0 | 0 | 0 | 0 | 0 | 0 | 0 | 0 | 0 | 0 | 0 | 0 | 0 | 0 | 0 | 1 | 0 | 0 | 0 | 0 | 0 | 0 | 0 | 0 | 0 | 0 | 5955.5583
2025-01-06 | 5310.506 | 26.6 | 0 | 0 | 0 | 0 | 0 | 0 | 0 | 0 | 0 | 0 | 0 | 0 | 0 | 0 | 0 | 0 | 1 | 0 | 0 | 0 | 0 | 0 | 0 | 0 | 0 | 0 | 5915.7872
2025-01-06 | 5167.399 | 26.4 | 0 | 0 | 0 | 0 | 0 | 0 | 0 | 0 | 0 | 0 | 0 | 0 | 0 | 0 | 0 | 0 | 0 | 1 | 0 | 0 | 0 | 0 | 0 | 0 | 0 | 0 | 5772.1203
2025-01-06 | 5047.063 | 26.9 | 0 | 0 | 0 | 0 | 0 | 0 | 0 | 0 | 0 | 0 | 0 | 0 | 0 | 0 | 0 | 0 | 0 | 0 | 1 | 0 | 0 | 0 | 0 | 0 | 0 | 0 | 5511.0657
2025-01-06 | 4878.218 | 27.7 | 0 | 0 | 0 | 0 | 0 | 0 | 0 | 0 | 0 | 0 | 0 | 0 | 0 | 0 | 0 | 0 | 0 | 0 | 0 | 1 | 0 | 0 | 0 | 0 | 0 | 0 | 5262.9837
2025-01-06 | 4531.287 | 27.7 | 0 | 0 | 0 | 0 | 0 | 0 | 0 | 0 | 0 | 0 | 0 | 0 | 0 | 0 | 0 | 0 | 0 | 0 | 0 | 0 | 1 | 0 | 0 | 0 | 0 | 0 | 5074.5288
2025-01-06 | 4314.562 | 27.4 | 0 | 0 | 0 | 0 | 0 | 0 | 0 | 0 | 0 | 0 | 0 | 0 | 0 | 0 | 0 | 0 | 0 | 0 | 0 | 0 | 0 | 1 | 0 | 0 | 0 | 0 | 4898.383
2025-01-06 | 4035.192 | 27 | 0 | 0 | 0 | 0 | 0 | 0 | 0 | 0 | 0 | 0 | 0 | 0 | 0 | 0 | 0 | 0 | 0 | 0 | 0 | 0 | 0 | 0 | 1 | 0 | 0 | 0 | 4686.9966
2025-01-06 | 3754.236 | 26.5 | 0 | 0 | 0 | 0 | 0 | 0 | 0 | 0 | 0 | 0 | 0 | 0 | 0 | 0 | 0 | 0 | 0 | 0 | 0 | 0 | 0 | 0 | 0 | 1 | 0 | 0 | 4390.1697
2025-01-06 | 3524.12 | 26.4 | 0 | 0 | 0 | 0 | 0 | 0 | 0 | 0 | 0 | 0 | 0 | 0 | 0 | 0 | 0 | 0 | 0 | 0 | 0 | 0 | 0 | 0 | 0 | 0 | 1 | 0 | 4167.9218
2025-01-06 | 3394.335 | 26.3 | 0 | 0 | 0 | 0 | 0 | 0 | 0 | 0 | 0 | 0 | 0 | 0 | 0 | 0 | 0 | 0 | 0 | 0 | 0 | 0 | 0 | 0 | 0 | 0 | 0 | 1 | 4031.0951
2025-01-07 | 3319.504 | 26.7 | 0 | 0 | 1 | 0 | 0 | 0 | 0 | 0 | 0 | 0 | 0 | 0 | 0 | 0 | 0 | 0 | 0 | 0 | 0 | 0 | 0 | 0 | 0 | 0 | 0 | 0 | 3982.3772
2025-01-07 | 3311.168 | 26.6 | 0 | 0 | 0 | 1 | 0 | 0 | 0 | 0 | 0 | 0 | 0 | 0 | 0 | 0 | 0 | 0 | 0 | 0 | 0 | 0 | 0 | 0 | 0 | 0 | 0 | 0 | 3940.3185
2025-01-07 | 3314.474 | 26.6 | 0 | 0 | 0 | 0 | 1 | 0 | 0 | 0 | 0 | 0 | 0 | 0 | 0 | 0 | 0 | 0 | 0 | 0 | 0 | 0 | 0 | 0 | 0 | 0 | 0 | 0 | 3927.5359
2025-01-07 | 3323.294 | 26.1 | 0 | 0 | 0 | 0 | 0 | 1 | 0 | 0 | 0 | 0 | 0 | 0 | 0 | 0 | 0 | 0 | 0 | 0 | 0 | 0 | 0 | 0 | 0 | 0 | 0 | 0 | 3926.333
2025-01-07 | 3419.453 | 25.9 | 0 | 0 | 0 | 0 | 0 | 0 | 1 | 0 | 0 | 0 | 0 | 0 | 0 | 0 | 0 | 0 | 0 | 0 | 0 | 0 | 0 | 0 | 0 | 0 | 0 | 0 | 3959.8682
2025-01-07 | 3529.976 | 26.3 | 0 | 0 | 0 | 0 | 0 | 0 | 0 | 1 | 0 | 0 | 0 | 0 | 0 | 0 | 0 | 0 | 0 | 0 | 0 | 0 | 0 | 0 | 0 | 0 | 0 | 0 | 4092.1021
2025-01-07 | 3814.607 | 26.1 | 0 | 0 | 0 | 0 | 0 | 0 | 0 | 0 | 1 | 0 | 0 | 0 | 0 | 0 | 0 | 0 | 0 | 0 | 0 | 0 | 0 | 0 | 0 | 0 | 0 | 0 | 4420.1711
2025-01-07 | 4380.043 | 25.7 | 0 | 0 | 0 | 0 | 0 | 0 | 0 | 0 | 0 | 1 | 0 | 0 | 0 | 0 | 0 | 0 | 0 | 0 | 0 | 0 | 0 | 0 | 0 | 0 | 0 | 0 | 4895.5457
2025-01-07 | 4982.262 | 25.9 | 0 | 0 | 0 | 0 | 0 | 0 | 0 | 0 | 0 | 0 | 1 | 0 | 0 | 0 | 0 | 0 | 0 | 0 | 0 | 0 | 0 | 0 | 0 | 0 | 0 | 0 | 5528.4078
2025-01-07 | 5311.671 | 26.2 | 0 | 0 | 0 | 0 | 0 | 0 | 0 | 0 | 0 | 0 | 0 | 1 | 0 | 0 | 0 | 0 | 0 | 0 | 0 | 0 | 0 | 0 | 0 | 0 | 0 | 0 | 5767.5915
2025-01-07 | 5548.844 | 25.9 | 0 | 0 | 0 | 0 | 0 | 0 | 0 | 0 | 0 | 0 | 0 | 0 | 1 | 0 | 0 | 0 | 0 | 0 | 0 | 0 | 0 | 0 | 0 | 0 | 0 | 0 | 5929.2926
2025-01-07 | 5548.268 | 25.6 | 0 | 0 | 0 | 0 | 0 | 0 | 0 | 0 | 0 | 0 | 0 | 0 | 0 | 1 | 0 | 0 | 0 | 0 | 0 | 0 | 0 | 0 | 0 | 0 | 0 | 0 | 5934.4248
2025-01-07 | 5464.617 | 24.6 | 0 | 0 | 0 | 0 | 0 | 0 | 0 | 0 | 0 | 0 | 0 | 0 | 0 | 0 | 1 | 0 | 0 | 0 | 0 | 0 | 0 | 0 | 0 | 0 | 0 | 0 | 5845.2499
2025-01-07 | 5422.735 | 24.2 | 0 | 0 | 0 | 0 | 0 | 0 | 0 | 0 | 0 | 0 | 0 | 0 | 0 | 0 | 0 | 1 | 0 | 0 | 0 | 0 | 0 | 0 | 0 | 0 | 0 | 0 | 5810.616
2025-01-07 | 5390.114 | 22.4 | 0 | 0 | 0 | 0 | 0 | 0 | 0 | 0 | 0 | 0 | 0 | 0 | 0 | 0 | 0 | 0 | 1 | 0 | 0 | 0 | 0 | 0 | 0 | 0 | 0 | 0 | 5639.0792
2025-01-07 | 5314.515 | 22.9 | 0 | 0 | 0 | 0 | 0 | 0 | 0 | 0 | 0 | 0 | 0 | 0 | 0 | 0 | 0 | 0 | 0 | 1 | 0 | 0 | 0 | 0 | 0 | 0 | 0 | 0 | 5541.5304
2025-01-07 | 5103.208 | 23.6 | 0 | 0 | 0 | 0 | 0 | 0 | 0 | 0 | 0 | 0 | 0 | 0 | 0 | 0 | 0 | 0 | 0 | 0 | 1 | 0 | 0 | 0 | 0 | 0 | 0 | 0 | 5293.6523
2025-01-07 | 4862.857 | 24.2 | 0 | 0 | 0 | 0 | 0 | 0 | 0 | 0 | 0 | 0 | 0 | 0 | 0 | 0 | 0 | 0 | 0 | 0 | 0 | 1 | 0 | 0 | 0 | 0 | 0 | 0 | 5032.3937
2025-01-07 | 4562.002 | 24.8 | 0 | 0 | 0 | 0 | 0 | 0 | 0 | 0 | 0 | 0 | 0 | 0 | 0 | 0 | 0 | 0 | 0 | 0 | 0 | 0 | 1 | 0 | 0 | 0 | 0 | 0 | 4883.4686
2025-01-07 | 4278.908 | 25.1 | 0 | 0 | 0 | 0 | 0 | 0 | 0 | 0 | 0 | 0 | 0 | 0 | 0 | 0 | 0 | 0 | 0 | 0 | 0 | 0 | 0 | 1 | 0 | 0 | 0 | 0 | 4746.8525
2025-01-07 | 4087.618 | 25.3 | 0 | 0 | 0 | 0 | 0 | 0 | 0 | 0 | 0 | 0 | 0 | 0 | 0 | 0 | 0 | 0 | 0 | 0 | 0 | 0 | 0 | 0 | 1 | 0 | 0 | 0 | 4574.9958
2025-01-07 | 3788.464 | 25.4 | 0 | 0 | 0 | 0 | 0 | 0 | 0 | 0 | 0 | 0 | 0 | 0 | 0 | 0 | 0 | 0 | 0 | 0 | 0 | 0 | 0 | 0 | 0 | 1 | 0 | 0 | 4317.6985
2025-01-07 | 3496.462 | 24.6 | 0 | 0 | 0 | 0 | 0 | 0 | 0 | 0 | 0 | 0 | 0 | 0 | 0 | 0 | 0 | 0 | 0 | 0 | 0 | 0 | 0 | 0 | 0 | 0 | 1 | 0 | 4049.3327
2025-01-07 | 3418.641 | 24.8 | 0 | 0 | 0 | 0 | 0 | 0 | 0 | 0 | 0 | 0 | 0 | 0 | 0 | 0 | 0 | 0 | 0 | 0 | 0 | 0 | 0 | 0 | 0 | 0 | 0 | 1 | 3932.2708
2025-01-08 | 3330.958 | 24.8 | 0 | 0 | 1 | 0 | 0 | 0 | 0 | 0 | 0 | 0 | 0 | 0 | 0 | 0 | 0 | 0 | 0 | 0 | 0 | 0 | 0 | 0 | 0 | 0 | 0 | 0 | 3857.1998
2025-01-08 | 3366.014 | 25.3 | 0 | 0 | 0 | 1 | 0 | 0 | 0 | 0 | 0 | 0 | 0 | 0 | 0 | 0 | 0 | 0 | 0 | 0 | 0 | 0 | 0 | 0 | 0 | 0 | 0 | 0 | 3854.6708
2025-01-08 | 3383.586 | 26.7 | 0 | 0 | 0 | 0 | 1 | 0 | 0 | 0 | 0 | 0 | 0 | 0 | 0 | 0 | 0 | 0 | 0 | 0 | 0 | 0 | 0 | 0 | 0 | 0 | 0 | 0 | 3934.1242
2025-01-08 | 3408.991 | 27.1 | 0 | 0 | 0 | 0 | 0 | 1 | 0 | 0 | 0 | 0 | 0 | 0 | 0 | 0 | 0 | 0 | 0 | 0 | 0 | 0 | 0 | 0 | 0 | 0 | 0 | 0 | 3992.2159
2025-01-08 | 3556.793 | 27.1 | 0 | 0 | 0 | 0 | 0 | 0 | 1 | 0 | 0 | 0 | 0 | 0 | 0 | 0 | 0 | 0 | 0 | 0 | 0 | 0 | 0 | 0 | 0 | 0 | 0 | 0 | 4038.9277
2025-01-08 | 3661.21 | 27.3 | 0 | 0 | 0 | 0 | 0 | 0 | 0 | 1 | 0 | 0 | 0 | 0 | 0 | 0 | 0 | 0 | 0 | 0 | 0 | 0 | 0 | 0 | 0 | 0 | 0 | 0 | 4157.985
2025-01-08 | 3957.602 | 30 | 0 | 0 | 0 | 0 | 0 | 0 | 0 | 0 | 1 | 0 | 0 | 0 | 0 | 0 | 0 | 0 | 0 | 0 | 0 | 0 | 0 | 0 | 0 | 0 | 0 | 0 | 4677.1142
2025-01-08 | 4526.686 | 30.9 | 0 | 0 | 0 | 0 | 0 | 0 | 0 | 0 | 0 | 1 | 0 | 0 | 0 | 0 | 0 | 0 | 0 | 0 | 0 | 0 | 0 | 0 | 0 | 0 | 0 | 0 | 5238.1365
2025-01-08 | 5072.647 | 30.6 | 0 | 0 | 0 | 0 | 0 | 0 | 0 | 0 | 0 | 0 | 1 | 0 | 0 | 0 | 0 | 0 | 0 | 0 | 0 | 0 | 0 | 0 | 0 | 0 | 0 | 0 | 5838.0572
2025-01-08 | 5498.96 | 30.2 | 0 | 0 | 0 | 0 | 0 | 0 | 0 | 0 | 0 | 0 | 0 | 1 | 0 | 0 | 0 | 0 | 0 | 0 | 0 | 0 | 0 | 0 | 0 | 0 | 0 | 0 | 6031.1229
2025-01-08 | 5693.168 | 28.9 | 0 | 0 | 0 | 0 | 0 | 0 | 0 | 0 | 0 | 0 | 0 | 0 | 1 | 0 | 0 | 0 | 0 | 0 | 0 | 0 | 0 | 0 | 0 | 0 | 0 | 0 | 6126.9411
2025-01-08 | 5722.317 | 27.9 | 0 | 0 | 0 | 0 | 0 | 0 | 0 | 0 | 0 | 0 | 0 | 0 | 0 | 1 | 0 | 0 | 0 | 0 | 0 | 0 | 0 | 0 | 0 | 0 | 0 | 0 | 6085.9554
2025-01-08 | 5680.248 | 26.2 | 0 | 0 | 0 | 0 | 0 | 0 | 0 | 0 | 0 | 0 | 0 | 0 | 0 | 0 | 1 | 0 | 0 | 0 | 0 | 0 | 0 | 0 | 0 | 0 | 0 | 0 | 5950.6625
2025-01-08 | 5661.403 | 25.8 | 0 | 0 | 0 | 0 | 0 | 0 | 0 | 0 | 0 | 0 | 0 | 0 | 0 | 0 | 0 | 1 | 0 | 0 | 0 | 0 | 0 | 0 | 0 | 0 | 0 | 0 | 5916.0286
2025-01-08 | 5525.304 | 24.6 | 0 | 0 | 0 | 0 | 0 | 0 | 0 | 0 | 0 | 0 | 0 | 0 | 0 | 0 | 0 | 0 | 1 | 0 | 0 | 0 | 0 | 0 | 0 | 0 | 0 | 0 | 5784.0215
2025-01-08 | 5412.542 | 25.3 | 0 | 0 | 0 | 0 | 0 | 0 | 0 | 0 | 0 | 0 | 0 | 0 | 0 | 0 | 0 | 0 | 0 | 1 | 0 | 0 | 0 | 0 | 0 | 0 | 0 | 0 | 5699.6492
2025-01-08 | 5273.367 | 25.8 | 0 | 0 | 0 | 0 | 0 | 0 | 0 | 0 | 0 | 0 | 0 | 0 | 0 | 0 | 0 | 0 | 0 | 0 | 1 | 0 | 0 | 0 | 0 | 0 | 0 | 0 | 5438.5946
2025-01-08 | 5053.479 | 26.1 | 0 | 0 | 0 | 0 | 0 | 0 | 0 | 0 | 0 | 0 | 0 | 0 | 0 | 0 | 0 | 0 | 0 | 0 | 0 | 1 | 0 | 0 | 0 | 0 | 0 | 0 | 5157.5711
2025-01-08 | 4732.07 | 26.3 | 0 | 0 | 0 | 0 | 0 | 0 | 0 | 0 | 0 | 0 | 0 | 0 | 0 | 0 | 0 | 0 | 0 | 0 | 0 | 0 | 1 | 0 | 0 | 0 | 0 | 0 | 4982.2928
2025-01-08 | 4435.995 | 26.5 | 0 | 0 | 0 | 0 | 0 | 0 | 0 | 0 | 0 | 0 | 0 | 0 | 0 | 0 | 0 | 0 | 0 | 0 | 0 | 0 | 0 | 1 | 0 | 0 | 0 | 0 | 4839.0885
2025-01-08 | 4162.623 | 26.4 | 0 | 0 | 0 | 0 | 0 | 0 | 0 | 0 | 0 | 0 | 0 | 0 | 0 | 0 | 0 | 0 | 0 | 0 | 0 | 0 | 0 | 0 | 1 | 0 | 0 | 0 | 4647.4669
2025-01-08 | 3872.396 | 26.8 | 0 | 0 | 0 | 0 | 0 | 0 | 0 | 0 | 0 | 0 | 0 | 0 | 0 | 0 | 0 | 0 | 0 | 0 | 0 | 0 | 0 | 0 | 0 | 1 | 0 | 0 | 4409.9345
2025-01-08 | 3689.659 | 27.5 | 0 | 0 | 0 | 0 | 0 | 0 | 0 | 0 | 0 | 0 | 0 | 0 | 0 | 0 | 0 | 0 | 0 | 0 | 0 | 0 | 0 | 0 | 0 | 0 | 1 | 0 | 4240.3929
2025-01-08 | 3543.146 | 28.1 | 0 | 0 | 0 | 0 | 0 | 0 | 0 | 0 | 0 | 0 | 0 | 0 | 0 | 0 | 0 | 0 | 0 | 0 | 0 | 0 | 0 | 0 | 0 | 0 | 0 | 1 | 4149.6842
2025-01-09 | 3452.51 | 28.2 | 0 | 0 | 1 | 0 | 0 | 0 | 0 | 0 | 0 | 0 | 0 | 0 | 0 | 0 | 0 | 0 | 0 | 0 | 0 | 0 | 0 | 0 | 0 | 0 | 0 | 0 | 4081.2015
2025-01-09 | 3446.469 | 28.5 | 0 | 0 | 0 | 1 | 0 | 0 | 0 | 0 | 0 | 0 | 0 | 0 | 0 | 0 | 0 | 0 | 0 | 0 | 0 | 0 | 0 | 0 | 0 | 0 | 0 | 0 | 4065.4959
2025-01-09 | 3449.093 | 28.4 | 0 | 0 | 0 | 0 | 1 | 0 | 0 | 0 | 0 | 0 | 0 | 0 | 0 | 0 | 0 | 0 | 0 | 0 | 0 | 0 | 0 | 0 | 0 | 0 | 0 | 0 | 4046.1251
2025-01-09 | 3497.972 | 29.5 | 0 | 0 | 0 | 0 | 0 | 1 | 0 | 0 | 0 | 0 | 0 | 0 | 0 | 0 | 0 | 0 | 0 | 0 | 0 | 0 | 0 | 0 | 0 | 0 | 0 | 0 | 4150.3347
2025-01-09 | 3617.28 | 30 | 0 | 0 | 0 | 0 | 0 | 0 | 1 | 0 | 0 | 0 | 0 | 0 | 0 | 0 | 0 | 0 | 0 | 0 | 0 | 0 | 0 | 0 | 0 | 0 | 0 | 0 | 4229.9879
2025-01-09 | 3692.016 | 30.4 | 0 | 0 | 0 | 0 | 0 | 0 | 0 | 1 | 0 | 0 | 0 | 0 | 0 | 0 | 0 | 0 | 0 | 0 | 0 | 0 | 0 | 0 | 0 | 0 | 0 | 0 | 4362.2218
2025-01-09 | 3977.871 | 29.9 | 0 | 0 | 0 | 0 | 0 | 0 | 0 | 0 | 1 | 0 | 0 | 0 | 0 | 0 | 0 | 0 | 0 | 0 | 0 | 0 | 0 | 0 | 0 | 0 | 0 | 0 | 4670.5259
2025-01-09 | 4550.173 | 30.6 | 0 | 0 | 0 | 0 | 0 | 0 | 0 | 0 | 0 | 1 | 0 | 0 | 0 | 0 | 0 | 0 | 0 | 0 | 0 | 0 | 0 | 0 | 0 | 0 | 0 | 0 | 5218.3717
2025-01-09 | 5093.188 | 30.7 | 0 | 0 | 0 | 0 | 0 | 0 | 0 | 0 | 0 | 0 | 1 | 0 | 0 | 0 | 0 | 0 | 0 | 0 | 0 | 0 | 0 | 0 | 0 | 0 | 0 | 0 | 5844.6455
2025-01-09 | 5410.023 | 29.4 | 0 | 0 | 0 | 0 | 0 | 0 | 0 | 0 | 0 | 0 | 0 | 1 | 0 | 0 | 0 | 0 | 0 | 0 | 0 | 0 | 0 | 0 | 0 | 0 | 0 | 0 | 5978.4166
2025-01-09 | 5713.694 | 27.7 | 0 | 0 | 0 | 0 | 0 | 0 | 0 | 0 | 0 | 0 | 0 | 0 | 1 | 0 | 0 | 0 | 0 | 0 | 0 | 0 | 0 | 0 | 0 | 0 | 0 | 0 | 6047.8817
2025-01-09 | 5760.244 | 25.8 | 0 | 0 | 0 | 0 | 0 | 0 | 0 | 0 | 0 | 0 | 0 | 0 | 0 | 1 | 0 | 0 | 0 | 0 | 0 | 0 | 0 | 0 | 0 | 0 | 0 | 0 | 5947.6014
2025-01-09 | 5752.59 | 24.2 | 0 | 0 | 0 | 0 | 0 | 0 | 0 | 0 | 0 | 0 | 0 | 0 | 0 | 0 | 1 | 0 | 0 | 0 | 0 | 0 | 0 | 0 | 0 | 0 | 0 | 0 | 5818.8967
2025-01-09 | 5637.122 | 23.4 | 0 | 0 | 0 | 0 | 0 | 0 | 0 | 0 | 0 | 0 | 0 | 0 | 0 | 0 | 0 | 1 | 0 | 0 | 0 | 0 | 0 | 0 | 0 | 0 | 0 | 0 | 5757.9098
2025-01-09 | 5583.894 | 22.3 | 0 | 0 | 0 | 0 | 0 | 0 | 0 | 0 | 0 | 0 | 0 | 0 | 0 | 0 | 0 | 0 | 1 | 0 | 0 | 0 | 0 | 0 | 0 | 0 | 0 | 0 | 5632.4909
2025-01-09 | 5453.554 | 22.8 | 0 | 0 | 0 | 0 | 0 | 0 | 0 | 0 | 0 | 0 | 0 | 0 | 0 | 0 | 0 | 0 | 0 | 1 | 0 | 0 | 0 | 0 | 0 | 0 | 0 | 0 | 5534.9421
2025-01-09 | 5353.526 | 23.6 | 0 | 0 | 0 | 0 | 0 | 0 | 0 | 0 | 0 | 0 | 0 | 0 | 0 | 0 | 0 | 0 | 0 | 0 | 1 | 0 | 0 | 0 | 0 | 0 | 0 | 0 | 5293.6523
2025-01-09 | 5090.583 | 24.6 | 0 | 0 | 0 | 0 | 0 | 0 | 0 | 0 | 0 | 0 | 0 | 0 | 0 | 0 | 0 | 0 | 0 | 0 | 0 | 1 | 0 | 0 | 0 | 0 | 0 | 0 | 5058.7468
2025-01-09 | 4691.66 | 25.3 | 0 | 0 | 0 | 0 | 0 | 0 | 0 | 0 | 0 | 0 | 0 | 0 | 0 | 0 | 0 | 0 | 0 | 0 | 0 | 0 | 1 | 0 | 0 | 0 | 0 | 0 | 4916.41
2025-01-09 | 4406.204 | 25.8 | 0 | 0 | 0 | 0 | 0 | 0 | 0 | 0 | 0 | 0 | 0 | 0 | 0 | 0 | 0 | 0 | 0 | 0 | 0 | 0 | 0 | 1 | 0 | 0 | 0 | 0 | 4792.9705
2025-01-09 | 4097.074 | 27.4 | 0 | 0 | 0 | 0 | 0 | 0 | 0 | 0 | 0 | 0 | 0 | 0 | 0 | 0 | 0 | 0 | 0 | 0 | 0 | 0 | 0 | 0 | 1 | 0 | 0 | 0 | 4713.3497
2025-01-09 | 3866.58 | 27.4 | 0 | 0 | 0 | 0 | 0 | 0 | 0 | 0 | 0 | 0 | 0 | 0 | 0 | 0 | 0 | 0 | 0 | 0 | 0 | 0 | 0 | 0 | 0 | 1 | 0 | 0 | 4449.4643
2025-01-09 | 3610.62 | 28.4 | 0 | 0 | 0 | 0 | 0 | 0 | 0 | 0 | 0 | 0 | 0 | 0 | 0 | 0 | 0 | 0 | 0 | 0 | 0 | 0 | 0 | 0 | 0 | 0 | 1 | 0 | 4299.6875
2025-01-09 | 3472.002 | 27.7 | 0 | 0 | 0 | 0 | 0 | 0 | 0 | 0 | 0 | 0 | 0 | 0 | 0 | 0 | 0 | 0 | 0 | 0 | 0 | 0 | 0 | 0 | 0 | 0 | 0 | 1 | 4123.3311
2025-01-10 | 3442.914 | 26.8 | 0 | 0 | 1 | 0 | 0 | 0 | 0 | 0 | 0 | 0 | 0 | 0 | 0 | 0 | 0 | 0 | 0 | 0 | 0 | 0 | 0 | 0 | 0 | 0 | 0 | 0 | 3988.9655
2025-01-10 | 3411.908 | 27.9 | 0 | 0 | 0 | 1 | 0 | 0 | 0 | 0 | 0 | 0 | 0 | 0 | 0 | 0 | 0 | 0 | 0 | 0 | 0 | 0 | 0 | 0 | 0 | 0 | 0 | 0 | 4025.9662
2025-01-10 | 3368.964 | 28.4 | 0 | 0 | 0 | 0 | 1 | 0 | 0 | 0 | 0 | 0 | 0 | 0 | 0 | 0 | 0 | 0 | 0 | 0 | 0 | 0 | 0 | 0 | 0 | 0 | 0 | 0 | 4046.1251
2025-01-10 | 3390.62 | 29.2 | 0 | 0 | 0 | 0 | 0 | 1 | 0 | 0 | 0 | 0 | 0 | 0 | 0 | 0 | 0 | 0 | 0 | 0 | 0 | 0 | 0 | 0 | 0 | 0 | 0 | 0 | 4130.5699
2025-01-10 | 3481.419 | 29.3 | 0 | 0 | 0 | 0 | 0 | 0 | 1 | 0 | 0 | 0 | 0 | 0 | 0 | 0 | 0 | 0 | 0 | 0 | 0 | 0 | 0 | 0 | 0 | 0 | 0 | 0 | 4183.8699
2025-01-10 | 3579.342 | 29.2 | 0 | 0 | 0 | 0 | 0 | 0 | 0 | 1 | 0 | 0 | 0 | 0 | 0 | 0 | 0 | 0 | 0 | 0 | 0 | 0 | 0 | 0 | 0 | 0 | 0 | 0 | 4283.1624
2025-01-10 | 3861.82 | 29.2 | 0 | 0 | 0 | 0 | 0 | 0 | 0 | 0 | 1 | 0 | 0 | 0 | 0 | 0 | 0 | 0 | 0 | 0 | 0 | 0 | 0 | 0 | 0 | 0 | 0 | 0 | 4624.4079
2025-01-10 | 4397.751 | 28.7 | 0 | 0 | 0 | 0 | 0 | 0 | 0 | 0 | 0 | 1 | 0 | 0 | 0 | 0 | 0 | 0 | 0 | 0 | 0 | 0 | 0 | 0 | 0 | 0 | 0 | 0 | 5093.1943
2025-01-10 | 4961.674 | 28.6 | 0 | 0 | 0 | 0 | 0 | 0 | 0 | 0 | 0 | 0 | 1 | 0 | 0 | 0 | 0 | 0 | 0 | 0 | 0 | 0 | 0 | 0 | 0 | 0 | 0 | 0 | 5706.2915
2025-01-10 | 5204.83 | 26.8 | 0 | 0 | 0 | 0 | 0 | 0 | 0 | 0 | 0 | 0 | 0 | 1 | 0 | 0 | 0 | 0 | 0 | 0 | 0 | 0 | 0 | 0 | 0 | 0 | 0 | 0 | 5807.1212
2025-01-10 | 5399.557 | 25.4 | 0 | 0 | 0 | 0 | 0 | 0 | 0 | 0 | 0 | 0 | 0 | 0 | 1 | 0 | 0 | 0 | 0 | 0 | 0 | 0 | 0 | 0 | 0 | 0 | 0 | 0 | 5896.3512
2025-01-10 | 5478.696 | 23 | 0 | 0 | 0 | 0 | 0 | 0 | 0 | 0 | 0 | 0 | 0 | 0 | 0 | 1 | 0 | 0 | 0 | 0 | 0 | 0 | 0 | 0 | 0 | 0 | 0 | 0 | 5763.1294
2025-01-10 | 5432.723 | 22.4 | 0 | 0 | 0 | 0 | 0 | 0 | 0 | 0 | 0 | 0 | 0 | 0 | 0 | 0 | 1 | 0 | 0 | 0 | 0 | 0 | 0 | 0 | 0 | 0 | 0 | 0 | 5700.3076
2025-01-10 | 5321.544 | 21.1 | 0 | 0 | 0 | 0 | 0 | 0 | 0 | 0 | 0 | 0 | 0 | 0 | 0 | 0 | 0 | 1 | 0 | 0 | 0 | 0 | 0 | 0 | 0 | 0 | 0 | 0 | 5606.3792
2025-01-10 | 5265.31 | 21.1 | 0 | 0 | 0 | 0 | 0 | 0 | 0 | 0 | 0 | 0 | 0 | 0 | 0 | 0 | 0 | 0 | 1 | 0 | 0 | 0 | 0 | 0 | 0 | 0 | 0 | 0 | 5553.4315
2025-01-10 | 5188.318 | 21 | 0 | 0 | 0 | 0 | 0 | 0 | 0 | 0 | 0 | 0 | 0 | 0 | 0 | 0 | 0 | 0 | 0 | 1 | 0 | 0 | 0 | 0 | 0 | 0 | 0 | 0 | 5416.3529
2025-01-10 | 5041.429 | 21.1 | 0 | 0 | 0 | 0 | 0 | 0 | 0 | 0 | 0 | 0 | 0 | 0 | 0 | 0 | 0 | 0 | 0 | 0 | 1 | 0 | 0 | 0 | 0 | 0 | 0 | 0 | 5128.9452
2025-01-10 | 4772.881 | 20.9 | 0 | 0 | 0 | 0 | 0 | 0 | 0 | 0 | 0 | 0 | 0 | 0 | 0 | 0 | 0 | 0 | 0 | 0 | 0 | 1 | 0 | 0 | 0 | 0 | 0 | 0 | 4814.9803
2025-01-10 | 4357.437 | 21.1 | 0 | 0 | 0 | 0 | 0 | 0 | 0 | 0 | 0 | 0 | 0 | 0 | 0 | 0 | 0 | 0 | 0 | 0 | 0 | 0 | 1 | 0 | 0 | 0 | 0 | 0 | 4639.702
2025-01-10 | 4147.77 | 21.2 | 0 | 0 | 0 | 0 | 0 | 0 | 0 | 0 | 0 | 0 | 0 | 0 | 0 | 0 | 0 | 0 | 0 | 0 | 0 | 0 | 0 | 1 | 0 | 0 | 0 | 0 | 4489.9094
2025-01-10 | 3931.884 | 22.5 | 0 | 0 | 0 | 0 | 0 | 0 | 0 | 0 | 0 | 0 | 0 | 0 | 0 | 0 | 0 | 0 | 0 | 0 | 0 | 0 | 0 | 0 | 1 | 0 | 0 | 0 | 4390.5238
2025-01-10 | 3697.087 | 22.8 | 0 | 0 | 0 | 0 | 0 | 0 | 0 | 0 | 0 | 0 | 0 | 0 | 0 | 0 | 0 | 0 | 0 | 0 | 0 | 0 | 0 | 0 | 0 | 1 | 0 | 0 | 4146.4031
2025-01-10 | 3442.404 | 23.1 | 0 | 0 | 0 | 0 | 0 | 0 | 0 | 0 | 0 | 0 | 0 | 0 | 0 | 0 | 0 | 0 | 0 | 0 | 0 | 0 | 0 | 0 | 0 | 0 | 1 | 0 | 3950.5084
2025-01-10 | 3292.972 | 23.2 | 0 | 0 | 0 | 0 | 0 | 0 | 0 | 0 | 0 | 0 | 0 | 0 | 0 | 0 | 0 | 0 | 0 | 0 | 0 | 0 | 0 | 0 | 0 | 0 | 0 | 1 | 3826.8582
2025-01-11 | 3163.073 | 23.3 | 0 | 1 | 1 | 0 | 0 | 0 | 0 | 0 | 0 | 0 | 0 | 0 | 0 | 0 | 0 | 0 | 0 | 0 | 0 | 0 | 0 | 0 | 0 | 0 | 0 | 0 | 3185.8447
2025-01-11 | 3125.405 | 23.3 | 0 | 1 | 0 | 1 | 0 | 0 | 0 | 0 | 0 | 0 | 0 | 0 | 0 | 0 | 0 | 0 | 0 | 0 | 0 | 0 | 0 | 0 | 0 | 0 | 0 | 0 | 3150.3743
2025-01-11 | 3071.872 | 23.1 | 0 | 1 | 0 | 0 | 1 | 0 | 0 | 0 | 0 | 0 | 0 | 0 | 0 | 0 | 0 | 0 | 0 | 0 | 0 | 0 | 0 | 0 | 0 | 0 | 0 | 0 | 3124.4151
2025-01-11 | 3151.145 | 23 | 0 | 1 | 0 | 0 | 0 | 1 | 0 | 0 | 0 | 0 | 0 | 0 | 0 | 0 | 0 | 0 | 0 | 0 | 0 | 0 | 0 | 0 | 0 | 0 | 0 | 0 | 3149.5654
2025-01-11 | 3162.653 | 23.5 | 0 | 1 | 0 | 0 | 0 | 0 | 1 | 0 | 0 | 0 | 0 | 0 | 0 | 0 | 0 | 0 | 0 | 0 | 0 | 0 | 0 | 0 | 0 | 0 | 0 | 0 | 3229.2186
2025-01-11 | 3164.619 | 23.3 | 0 | 1 | 0 | 0 | 0 | 0 | 0 | 1 | 0 | 0 | 0 | 0 | 0 | 0 | 0 | 0 | 0 | 0 | 0 | 0 | 0 | 0 | 0 | 0 | 0 | 0 | 3321.9227
2025-01-11 | 3297.496 | 23.1 | 0 | 1 | 0 | 0 | 0 | 0 | 0 | 0 | 1 | 0 | 0 | 0 | 0 | 0 | 0 | 0 | 0 | 0 | 0 | 0 | 0 | 0 | 0 | 0 | 0 | 0 | 3649.9917
2025-01-11 | 3506.716 | 23 | 0 | 1 | 0 | 0 | 0 | 0 | 0 | 0 | 0 | 1 | 0 | 0 | 0 | 0 | 0 | 0 | 0 | 0 | 0 | 0 | 0 | 0 | 0 | 0 | 0 | 0 | 4145.1312
2025-01-11 | 3721.851 | 23.3 | 0 | 1 | 0 | 0 | 0 | 0 | 0 | 0 | 0 | 0 | 1 | 0 | 0 | 0 | 0 | 0 | 0 | 0 | 0 | 0 | 0 | 0 | 0 | 0 | 0 | 0 | 4784.5815
2025-01-11 | 4031.007 | 23.8 | 0 | 1 | 0 | 0 | 0 | 0 | 0 | 0 | 0 | 0 | 0 | 1 | 0 | 0 | 0 | 0 | 0 | 0 | 0 | 0 | 0 | 0 | 0 | 0 | 0 | 0 | 5036.9418
2025-01-11 | 4290.944 | 22.5 | 0 | 1 | 0 | 0 | 0 | 0 | 0 | 0 | 0 | 0 | 0 | 0 | 1 | 0 | 0 | 0 | 0 | 0 | 0 | 0 | 0 | 0 | 0 | 0 | 0 | 0 | 5132.76
2025-01-11 | 4323.59 | 21.6 | 0 | 1 | 0 | 0 | 0 | 0 | 0 | 0 | 0 | 0 | 0 | 0 | 0 | 1 | 0 | 0 | 0 | 0 | 0 | 0 | 0 | 0 | 0 | 0 | 0 | 0 | 5098.3626
2025-01-11 | 4267.304 | 20.1 | 0 | 1 | 0 | 0 | 0 | 0 | 0 | 0 | 0 | 0 | 0 | 0 | 0 | 0 | 1 | 0 | 0 | 0 | 0 | 0 | 0 | 0 | 0 | 0 | 0 | 0 | 4976.2462
2025-01-11 | 4188.928 | 19.3 | 0 | 1 | 0 | 0 | 0 | 0 | 0 | 0 | 0 | 0 | 0 | 0 | 0 | 0 | 0 | 1 | 0 | 0 | 0 | 0 | 0 | 0 | 0 | 0 | 0 | 0 | 4915.2592
2025-01-11 | 4180.868 | 18.5 | 0 | 1 | 0 | 0 | 0 | 0 | 0 | 0 | 0 | 0 | 0 | 0 | 0 | 0 | 0 | 0 | 1 | 0 | 0 | 0 | 0 | 0 | 0 | 0 | 0 | 0 | 4809.6052
2025-01-11 | 4138.449 | 18.2 | 0 | 1 | 0 | 0 | 0 | 0 | 0 | 0 | 0 | 0 | 0 | 0 | 0 | 0 | 0 | 0 | 0 | 1 | 0 | 0 | 0 | 0 | 0 | 0 | 0 | 0 | 4659.3501
2025-01-11 | 4156.379 | 18 | 0 | 1 | 0 | 0 | 0 | 0 | 0 | 0 | 0 | 0 | 0 | 0 | 0 | 0 | 0 | 0 | 0 | 0 | 1 | 0 | 0 | 0 | 0 | 0 | 0 | 0 | 4352.1775
2025-01-11 | 4139.977 | 18.8 | 0 | 1 | 0 | 0 | 0 | 0 | 0 | 0 | 0 | 0 | 0 | 0 | 0 | 0 | 0 | 0 | 0 | 0 | 0 | 1 | 0 | 0 | 0 | 0 | 0 | 0 | 4104.0955
2025-01-11 | 4022.562 | 19.3 | 0 | 1 | 0 | 0 | 0 | 0 | 0 | 0 | 0 | 0 | 0 | 0 | 0 | 0 | 0 | 0 | 0 | 0 | 0 | 0 | 1 | 0 | 0 | 0 | 0 | 0 | 3948.582
2025-01-11 | 3875.729 | 19.6 | 0 | 1 | 0 | 0 | 0 | 0 | 0 | 0 | 0 | 0 | 0 | 0 | 0 | 0 | 0 | 0 | 0 | 0 | 0 | 0 | 0 | 1 | 0 | 0 | 0 | 0 | 3811.9659
2025-01-11 | 3734.678 | 19.7 | 0 | 1 | 0 | 0 | 0 | 0 | 0 | 0 | 0 | 0 | 0 | 0 | 0 | 0 | 0 | 0 | 0 | 0 | 0 | 0 | 0 | 0 | 1 | 0 | 0 | 0 | 3633.5209
2025-01-11 | 3565.661 | 19.6 | 0 | 1 | 0 | 0 | 0 | 0 | 0 | 0 | 0 | 0 | 0 | 0 | 0 | 0 | 0 | 0 | 0 | 0 | 0 | 0 | 0 | 0 | 0 | 1 | 0 | 0 | 3363.0472
2025-01-11 | 3368.497 | 19.4 | 0 | 1 | 0 | 0 | 0 | 0 | 0 | 0 | 0 | 0 | 0 | 0 | 0 | 0 | 0 | 0 | 0 | 0 | 0 | 0 | 0 | 0 | 0 | 0 | 1 | 0 | 3134.211
2025-01-11 | 3222.558 | 19.2 | 0 | 1 | 0 | 0 | 0 | 0 | 0 | 0 | 0 | 0 | 0 | 0 | 0 | 0 | 0 | 0 | 0 | 0 | 0 | 0 | 0 | 0 | 0 | 0 | 0 | 1 | 2990.796
2025-01-12 | 3091.052 | 19.5 | 0 | 1 | 1 | 0 | 0 | 0 | 0 | 0 | 0 | 0 | 0 | 0 | 0 | 0 | 0 | 0 | 0 | 0 | 0 | 0 | 0 | 0 | 0 | 0 | 0 | 0 | 2935.4898
2025-01-12 | 3070.813 | 21.7 | 0 | 1 | 0 | 1 | 0 | 0 | 0 | 0 | 0 | 0 | 0 | 0 | 0 | 0 | 0 | 0 | 0 | 0 | 0 | 0 | 0 | 0 | 0 | 0 | 0 | 0 | 3044.9617
2025-01-12 | 3040.505 | 20.1 | 0 | 1 | 0 | 0 | 1 | 0 | 0 | 0 | 0 | 0 | 0 | 0 | 0 | 0 | 0 | 0 | 0 | 0 | 0 | 0 | 0 | 0 | 0 | 0 | 0 | 0 | 2926.7666
2025-01-12 | 3065.27 | 21.5 | 0 | 1 | 0 | 0 | 0 | 1 | 0 | 0 | 0 | 0 | 0 | 0 | 0 | 0 | 0 | 0 | 0 | 0 | 0 | 0 | 0 | 0 | 0 | 0 | 0 | 0 | 3050.7411
2025-01-12 | 3097.075 | 20.7 | 0 | 1 | 0 | 0 | 0 | 0 | 1 | 0 | 0 | 0 | 0 | 0 | 0 | 0 | 0 | 0 | 0 | 0 | 0 | 0 | 0 | 0 | 0 | 0 | 0 | 0 | 3044.7466
2025-01-12 | 3137.734 | 20.8 | 0 | 1 | 0 | 0 | 0 | 0 | 0 | 1 | 0 | 0 | 0 | 0 | 0 | 0 | 0 | 0 | 0 | 0 | 0 | 0 | 0 | 0 | 0 | 0 | 0 | 0 | 3157.2156
2025-01-12 | 3170.849 | 20.8 | 0 | 1 | 0 | 0 | 0 | 0 | 0 | 0 | 1 | 0 | 0 | 0 | 0 | 0 | 0 | 0 | 0 | 0 | 0 | 0 | 0 | 0 | 0 | 0 | 0 | 0 | 3498.4611
2025-01-12 | 3327.917 | 20.2 | 0 | 1 | 0 | 0 | 0 | 0 | 0 | 0 | 0 | 1 | 0 | 0 | 0 | 0 | 0 | 0 | 0 | 0 | 0 | 0 | 0 | 0 | 0 | 0 | 0 | 0 | 3960.6592
2025-01-12 | 3437.462 | 20.3 | 0 | 1 | 0 | 0 | 0 | 0 | 0 | 0 | 0 | 0 | 1 | 0 | 0 | 0 | 0 | 0 | 0 | 0 | 0 | 0 | 0 | 0 | 0 | 0 | 0 | 0 | 4586.933
2025-01-12 | 3656.044 | 19.6 | 0 | 1 | 0 | 0 | 0 | 0 | 0 | 0 | 0 | 0 | 0 | 1 | 0 | 0 | 0 | 0 | 0 | 0 | 0 | 0 | 0 | 0 | 0 | 0 | 0 | 0 | 4760.2338
2025-01-12 | 3868.485 | 19 | 0 | 1 | 0 | 0 | 0 | 0 | 0 | 0 | 0 | 0 | 0 | 0 | 1 | 0 | 0 | 0 | 0 | 0 | 0 | 0 | 0 | 0 | 0 | 0 | 0 | 0 | 4902.1701
2025-01-12 | 3995.312 | 17.4 | 0 | 1 | 0 | 0 | 0 | 0 | 0 | 0 | 0 | 0 | 0 | 0 | 0 | 1 | 0 | 0 | 0 | 0 | 0 | 0 | 0 | 0 | 0 | 0 | 0 | 0 | 4821.6546
2025-01-12 | 4002.76 | 16.6 | 0 | 1 | 0 | 0 | 0 | 0 | 0 | 0 | 0 | 0 | 0 | 0 | 0 | 0 | 1 | 0 | 0 | 0 | 0 | 0 | 0 | 0 | 0 | 0 | 0 | 0 | 4745.6562
2025-01-12 | 3910.616 | 17.2 | 0 | 1 | 0 | 0 | 0 | 0 | 0 | 0 | 0 | 0 | 0 | 0 | 0 | 0 | 0 | 1 | 0 | 0 | 0 | 0 | 0 | 0 | 0 | 0 | 0 | 0 | 4776.9052
2025-01-12 | 3942.751 | 16.9 | 0 | 1 | 0 | 0 | 0 | 0 | 0 | 0 | 0 | 0 | 0 | 0 | 0 | 0 | 0 | 0 | 1 | 0 | 0 | 0 | 0 | 0 | 0 | 0 | 0 | 0 | 4704.1926
2025-01-12 | 3869.187 | 17.2 | 0 | 1 | 0 | 0 | 0 | 0 | 0 | 0 | 0 | 0 | 0 | 0 | 0 | 0 | 0 | 0 | 0 | 1 | 0 | 0 | 0 | 0 | 0 | 0 | 0 | 0 | 4593.4673
2025-01-12 | 3994.015 | 17.5 | 0 | 1 | 0 | 0 | 0 | 0 | 0 | 0 | 0 | 0 | 0 | 0 | 0 | 0 | 0 | 0 | 0 | 0 | 1 | 0 | 0 | 0 | 0 | 0 | 0 | 0 | 4319.236
2025-01-12 | 3995.588 | 18 | 0 | 1 | 0 | 0 | 0 | 0 | 0 | 0 | 0 | 0 | 0 | 0 | 0 | 0 | 0 | 0 | 0 | 0 | 0 | 1 | 0 | 0 | 0 | 0 | 0 | 0 | 4051.3892
2025-01-12 | 3870.304 | 18.3 | 0 | 1 | 0 | 0 | 0 | 0 | 0 | 0 | 0 | 0 | 0 | 0 | 0 | 0 | 0 | 0 | 0 | 0 | 0 | 0 | 1 | 0 | 0 | 0 | 0 | 0 | 3882.6992
2025-01-12 | 3699.221 | 18.3 | 0 | 1 | 0 | 0 | 0 | 0 | 0 | 0 | 0 | 0 | 0 | 0 | 0 | 0 | 0 | 0 | 0 | 0 | 0 | 0 | 0 | 1 | 0 | 0 | 0 | 0 | 3726.3182
2025-01-12 | 3544.841 | 17.9 | 0 | 1 | 0 | 0 | 0 | 0 | 0 | 0 | 0 | 0 | 0 | 0 | 0 | 0 | 0 | 0 | 0 | 0 | 0 | 0 | 0 | 0 | 1 | 0 | 0 | 0 | 3514.9318
2025-01-12 | 3414.285 | 17.9 | 0 | 1 | 0 | 0 | 0 | 0 | 0 | 0 | 0 | 0 | 0 | 0 | 0 | 0 | 0 | 0 | 0 | 0 | 0 | 0 | 0 | 0 | 0 | 1 | 0 | 0 | 3251.0463
2025-01-12 | 3268.98 | 19 | 0 | 1 | 0 | 0 | 0 | 0 | 0 | 0 | 0 | 0 | 0 | 0 | 0 | 0 | 0 | 0 | 0 | 0 | 0 | 0 | 0 | 0 | 0 | 0 | 1 | 0 | 3107.8579
2025-01-12 | 3124.189 | 18.7 | 0 | 1 | 0 | 0 | 0 | 0 | 0 | 0 | 0 | 0 | 0 | 0 | 0 | 0 | 0 | 0 | 0 | 0 | 0 | 0 | 0 | 0 | 0 | 0 | 0 | 1 | 2957.8546
2025-01-13 | 3064.865 | 18.4 | 0 | 0 | 1 | 0 | 0 | 0 | 0 | 0 | 0 | 0 | 0 | 0 | 0 | 0 | 0 | 0 | 0 | 0 | 0 | 0 | 0 | 0 | 0 | 0 | 0 | 0 | 3435.5495
2025-01-13 | 3029.898 | 18.3 | 0 | 0 | 0 | 1 | 0 | 0 | 0 | 0 | 0 | 0 | 0 | 0 | 0 | 0 | 0 | 0 | 0 | 0 | 0 | 0 | 0 | 0 | 0 | 0 | 0 | 0 | 3393.4909
2025-01-13 | 3017.22 | 17.9 | 0 | 0 | 0 | 0 | 1 | 0 | 0 | 0 | 0 | 0 | 0 | 0 | 0 | 0 | 0 | 0 | 0 | 0 | 0 | 0 | 0 | 0 | 0 | 0 | 0 | 0 | 3354.3551
2025-01-13 | 3044.066 | 17.4 | 0 | 0 | 0 | 0 | 0 | 1 | 0 | 0 | 0 | 0 | 0 | 0 | 0 | 0 | 0 | 0 | 0 | 0 | 0 | 0 | 0 | 0 | 0 | 0 | 0 | 0 | 3353.1522
2025-01-13 | 3076.355 | 17.3 | 0 | 0 | 0 | 0 | 0 | 0 | 1 | 0 | 0 | 0 | 0 | 0 | 0 | 0 | 0 | 0 | 0 | 0 | 0 | 0 | 0 | 0 | 0 | 0 | 0 | 0 | 3393.2757
2025-01-13 | 3154.784 | 16.9 | 0 | 0 | 0 | 0 | 0 | 0 | 0 | 1 | 0 | 0 | 0 | 0 | 0 | 0 | 0 | 0 | 0 | 0 | 0 | 0 | 0 | 0 | 0 | 0 | 0 | 0 | 3472.8033
2025-01-13 | 3373.869 | 16.9 | 0 | 0 | 0 | 0 | 0 | 0 | 0 | 0 | 1 | 0 | 0 | 0 | 0 | 0 | 0 | 0 | 0 | 0 | 0 | 0 | 0 | 0 | 0 | 0 | 0 | 0 | 3814.0489
2025-01-13 | 3953.283 | 17.7 | 0 | 0 | 0 | 0 | 0 | 0 | 0 | 0 | 0 | 1 | 0 | 0 | 0 | 0 | 0 | 0 | 0 | 0 | 0 | 0 | 0 | 0 | 0 | 0 | 0 | 0 | 4368.4829
2025-01-13 | 4490.406 | 18.9 | 0 | 0 | 0 | 0 | 0 | 0 | 0 | 0 | 0 | 0 | 1 | 0 | 0 | 0 | 0 | 0 | 0 | 0 | 0 | 0 | 0 | 0 | 0 | 0 | 0 | 0 | 5067.2278
2025-01-13 | 4867.607 | 18.9 | 0 | 0 | 0 | 0 | 0 | 0 | 0 | 0 | 0 | 0 | 0 | 1 | 0 | 0 | 0 | 0 | 0 | 0 | 0 | 0 | 0 | 0 | 0 | 0 | 0 | 0 | 5286.6466
2025-01-13 | 5143.172 | 18.9 | 0 | 0 | 0 | 0 | 0 | 0 | 0 | 0 | 0 | 0 | 0 | 0 | 1 | 0 | 0 | 0 | 0 | 0 | 0 | 0 | 0 | 0 | 0 | 0 | 0 | 0 | 5468.1126
2025-01-13 | 5187.043 | 19.1 | 0 | 0 | 0 | 0 | 0 | 0 | 0 | 0 | 0 | 0 | 0 | 0 | 0 | 1 | 0 | 0 | 0 | 0 | 0 | 0 | 0 | 0 | 0 | 0 | 0 | 0 | 5506.1863
2025-01-13 | 5115.504 | 19.9 | 0 | 0 | 0 | 0 | 0 | 0 | 0 | 0 | 0 | 0 | 0 | 0 | 0 | 0 | 1 | 0 | 0 | 0 | 0 | 0 | 0 | 0 | 0 | 0 | 0 | 0 | 5535.6005
2025-01-13 | 5228.619 | 19.9 | 0 | 0 | 0 | 0 | 0 | 0 | 0 | 0 | 0 | 0 | 0 | 0 | 0 | 0 | 0 | 1 | 0 | 0 | 0 | 0 | 0 | 0 | 0 | 0 | 0 | 0 | 5527.3198
2025-01-13 | 5244.351 | 20 | 0 | 0 | 0 | 0 | 0 | 0 | 0 | 0 | 0 | 0 | 0 | 0 | 0 | 0 | 0 | 0 | 1 | 0 | 0 | 0 | 0 | 0 | 0 | 0 | 0 | 0 | 5480.9603
2025-01-13 | 5103.869 | 20.1 | 0 | 0 | 0 | 0 | 0 | 0 | 0 | 0 | 0 | 0 | 0 | 0 | 0 | 0 | 0 | 0 | 0 | 1 | 0 | 0 | 0 | 0 | 0 | 0 | 0 | 0 | 5357.0584
2025-01-13 | 4886.688 | 20.4 | 0 | 0 | 0 | 0 | 0 | 0 | 0 | 0 | 0 | 0 | 0 | 0 | 0 | 0 | 0 | 0 | 0 | 0 | 1 | 0 | 0 | 0 | 0 | 0 | 0 | 0 | 5082.8272
2025-01-13 | 4659.984 | 21.1 | 0 | 0 | 0 | 0 | 0 | 0 | 0 | 0 | 0 | 0 | 0 | 0 | 0 | 0 | 0 | 0 | 0 | 0 | 0 | 1 | 0 | 0 | 0 | 0 | 0 | 0 | 4828.1569
2025-01-13 | 4295.148 | 21.5 | 0 | 0 | 0 | 0 | 0 | 0 | 0 | 0 | 0 | 0 | 0 | 0 | 0 | 0 | 0 | 0 | 0 | 0 | 0 | 0 | 1 | 0 | 0 | 0 | 0 | 0 | 4666.0551
2025-01-13 | 4125.206 | 22.1 | 0 | 0 | 0 | 0 | 0 | 0 | 0 | 0 | 0 | 0 | 0 | 0 | 0 | 0 | 0 | 0 | 0 | 0 | 0 | 0 | 0 | 1 | 0 | 0 | 0 | 0 | 4549.2039
2025-01-13 | 3880.812 | 22.3 | 0 | 0 | 0 | 0 | 0 | 0 | 0 | 0 | 0 | 0 | 0 | 0 | 0 | 0 | 0 | 0 | 0 | 0 | 0 | 0 | 0 | 0 | 1 | 0 | 0 | 0 | 4377.3472
2025-01-13 | 3652.349 | 22.7 | 0 | 0 | 0 | 0 | 0 | 0 | 0 | 0 | 0 | 0 | 0 | 0 | 0 | 0 | 0 | 0 | 0 | 0 | 0 | 0 | 0 | 0 | 0 | 1 | 0 | 0 | 4139.8149
2025-01-13 | 3387.232 | 23.7 | 0 | 0 | 0 | 0 | 0 | 0 | 0 | 0 | 0 | 0 | 0 | 0 | 0 | 0 | 0 | 0 | 0 | 0 | 0 | 0 | 0 | 0 | 0 | 0 | 1 | 0 | 3990.0381
2025-01-13 | 3246.279 | 24.4 | 0 | 0 | 0 | 0 | 0 | 0 | 0 | 0 | 0 | 0 | 0 | 0 | 0 | 0 | 0 | 0 | 0 | 0 | 0 | 0 | 0 | 0 | 0 | 0 | 0 | 1 | 3905.9177
2025-01-14 | 3191.713 | 25.5 | 0 | 0 | 1 | 0 | 0 | 0 | 0 | 0 | 0 | 0 | 0 | 0 | 0 | 0 | 0 | 0 | 0 | 0 | 0 | 0 | 0 | 0 | 0 | 0 | 0 | 0 | 3903.3178
2025-01-14 | 3181.428 | 26.2 | 0 | 0 | 0 | 1 | 0 | 0 | 0 | 0 | 0 | 0 | 0 | 0 | 0 | 0 | 0 | 0 | 0 | 0 | 0 | 0 | 0 | 0 | 0 | 0 | 0 | 0 | 3913.9654
2025-01-14 | 3211.767 | 25.9 | 0 | 0 | 0 | 0 | 1 | 0 | 0 | 0 | 0 | 0 | 0 | 0 | 0 | 0 | 0 | 0 | 0 | 0 | 0 | 0 | 0 | 0 | 0 | 0 | 0 | 0 | 3881.4179
2025-01-14 | 3218.299 | 25.8 | 0 | 0 | 0 | 0 | 0 | 1 | 0 | 0 | 0 | 0 | 0 | 0 | 0 | 0 | 0 | 0 | 0 | 0 | 0 | 0 | 0 | 0 | 0 | 0 | 0 | 0 | 3906.5682
2025-01-14 | 3285.57 | 25.7 | 0 | 0 | 0 | 0 | 0 | 0 | 1 | 0 | 0 | 0 | 0 | 0 | 0 | 0 | 0 | 0 | 0 | 0 | 0 | 0 | 0 | 0 | 0 | 0 | 0 | 0 | 3946.6917
2025-01-14 | 3346.06 | 25.8 | 0 | 0 | 0 | 0 | 0 | 0 | 0 | 1 | 0 | 0 | 0 | 0 | 0 | 0 | 0 | 0 | 0 | 0 | 0 | 0 | 0 | 0 | 0 | 0 | 0 | 0 | 4059.1607
2025-01-14 | 3667.361 | 25.6 | 0 | 0 | 0 | 0 | 0 | 0 | 0 | 0 | 1 | 0 | 0 | 0 | 0 | 0 | 0 | 0 | 0 | 0 | 0 | 0 | 0 | 0 | 0 | 0 | 0 | 0 | 4387.2297
2025-01-14 | 4273.783 | 25.8 | 0 | 0 | 0 | 0 | 0 | 0 | 0 | 0 | 0 | 1 | 0 | 0 | 0 | 0 | 0 | 0 | 0 | 0 | 0 | 0 | 0 | 0 | 0 | 0 | 0 | 0 | 4902.134
2025-01-14 | 4901.349 | 25.8 | 0 | 0 | 0 | 0 | 0 | 0 | 0 | 0 | 0 | 0 | 1 | 0 | 0 | 0 | 0 | 0 | 0 | 0 | 0 | 0 | 0 | 0 | 0 | 0 | 0 | 0 | 5521.8195
2025-01-14 | 5223.227 | 25.8 | 0 | 0 | 0 | 0 | 0 | 0 | 0 | 0 | 0 | 0 | 0 | 1 | 0 | 0 | 0 | 0 | 0 | 0 | 0 | 0 | 0 | 0 | 0 | 0 | 0 | 0 | 5741.2383
2025-01-14 | 5553.751 | 25.5 | 0 | 0 | 0 | 0 | 0 | 0 | 0 | 0 | 0 | 0 | 0 | 0 | 1 | 0 | 0 | 0 | 0 | 0 | 0 | 0 | 0 | 0 | 0 | 0 | 0 | 0 | 5902.9394
2025-01-14 | 5574.533 | 24.8 | 0 | 0 | 0 | 0 | 0 | 0 | 0 | 0 | 0 | 0 | 0 | 0 | 0 | 1 | 0 | 0 | 0 | 0 | 0 | 0 | 0 | 0 | 0 | 0 | 0 | 0 | 5881.7185
2025-01-14 | 5488.829 | 24.7 | 0 | 0 | 0 | 0 | 0 | 0 | 0 | 0 | 0 | 0 | 0 | 0 | 0 | 0 | 1 | 0 | 0 | 0 | 0 | 0 | 0 | 0 | 0 | 0 | 0 | 0 | 5851.8382
2025-01-14 | 5407.737 | 24.2 | 0 | 0 | 0 | 0 | 0 | 0 | 0 | 0 | 0 | 0 | 0 | 0 | 0 | 0 | 0 | 1 | 0 | 0 | 0 | 0 | 0 | 0 | 0 | 0 | 0 | 0 | 5810.616
2025-01-14 | 5322.161 | 24.4 | 0 | 0 | 0 | 0 | 0 | 0 | 0 | 0 | 0 | 0 | 0 | 0 | 0 | 0 | 0 | 0 | 1 | 0 | 0 | 0 | 0 | 0 | 0 | 0 | 0 | 0 | 5770.8449
2025-01-14 | 5241.323 | 24.8 | 0 | 0 | 0 | 0 | 0 | 0 | 0 | 0 | 0 | 0 | 0 | 0 | 0 | 0 | 0 | 0 | 0 | 1 | 0 | 0 | 0 | 0 | 0 | 0 | 0 | 0 | 5666.7078
2025-01-14 | 5100.617 | 25.3 | 0 | 0 | 0 | 0 | 0 | 0 | 0 | 0 | 0 | 0 | 0 | 0 | 0 | 0 | 0 | 0 | 0 | 0 | 1 | 0 | 0 | 0 | 0 | 0 | 0 | 0 | 5405.6531
2025-01-14 | 4867.206 | 26.1 | 0 | 0 | 0 | 0 | 0 | 0 | 0 | 0 | 0 | 0 | 0 | 0 | 0 | 0 | 0 | 0 | 0 | 0 | 0 | 1 | 0 | 0 | 0 | 0 | 0 | 0 | 5157.5711
2025-01-14 | 4536.425 | 26.8 | 0 | 0 | 0 | 0 | 0 | 0 | 0 | 0 | 0 | 0 | 0 | 0 | 0 | 0 | 0 | 0 | 0 | 0 | 0 | 0 | 1 | 0 | 0 | 0 | 0 | 0 | 5015.2343
2025-01-14 | 4251.406 | 27.2 | 0 | 0 | 0 | 0 | 0 | 0 | 0 | 0 | 0 | 0 | 0 | 0 | 0 | 0 | 0 | 0 | 0 | 0 | 0 | 0 | 0 | 1 | 0 | 0 | 0 | 0 | 4885.2065
2025-01-14 | 4040.923 | 26.5 | 0 | 0 | 0 | 0 | 0 | 0 | 0 | 0 | 0 | 0 | 0 | 0 | 0 | 0 | 0 | 0 | 0 | 0 | 0 | 0 | 0 | 0 | 1 | 0 | 0 | 0 | 4654.0552
2025-01-14 | 3720.631 | 26.5 | 0 | 0 | 0 | 0 | 0 | 0 | 0 | 0 | 0 | 0 | 0 | 0 | 0 | 0 | 0 | 0 | 0 | 0 | 0 | 0 | 0 | 0 | 0 | 1 | 0 | 0 | 4390.1697
2025-01-14 | 3481.777 | 26.5 | 0 | 0 | 0 | 0 | 0 | 0 | 0 | 0 | 0 | 0 | 0 | 0 | 0 | 0 | 0 | 0 | 0 | 0 | 0 | 0 | 0 | 0 | 0 | 0 | 1 | 0 | 4174.5101
2025-01-14 | 3359.747 | 26 | 0 | 0 | 0 | 0 | 0 | 0 | 0 | 0 | 0 | 0 | 0 | 0 | 0 | 0 | 0 | 0 | 0 | 0 | 0 | 0 | 0 | 0 | 0 | 0 | 0 | 1 | 4011.3302
2025-01-15 | 3336.456 | 25.9 | 0 | 0 | 1 | 0 | 0 | 0 | 0 | 0 | 0 | 0 | 0 | 0 | 0 | 0 | 0 | 0 | 0 | 0 | 0 | 0 | 0 | 0 | 0 | 0 | 0 | 0 | 3929.6709
2025-01-15 | 3307.117 | 26.1 | 0 | 0 | 0 | 1 | 0 | 0 | 0 | 0 | 0 | 0 | 0 | 0 | 0 | 0 | 0 | 0 | 0 | 0 | 0 | 0 | 0 | 0 | 0 | 0 | 0 | 0 | 3907.3771
2025-01-15 | 3310.93 | 26.2 | 0 | 0 | 0 | 0 | 1 | 0 | 0 | 0 | 0 | 0 | 0 | 0 | 0 | 0 | 0 | 0 | 0 | 0 | 0 | 0 | 0 | 0 | 0 | 0 | 0 | 0 | 3901.1828
2025-01-15 | 3349.514 | 26.9 | 0 | 0 | 0 | 0 | 0 | 1 | 0 | 0 | 0 | 0 | 0 | 0 | 0 | 0 | 0 | 0 | 0 | 0 | 0 | 0 | 0 | 0 | 0 | 0 | 0 | 0 | 3979.0393
2025-01-15 | 3405.935 | 28 | 0 | 0 | 0 | 0 | 0 | 0 | 1 | 0 | 0 | 0 | 0 | 0 | 0 | 0 | 0 | 0 | 0 | 0 | 0 | 0 | 0 | 0 | 0 | 0 | 0 | 0 | 4098.2222
2025-01-15 | 3520.046 | 28.2 | 0 | 0 | 0 | 0 | 0 | 0 | 0 | 1 | 0 | 0 | 0 | 0 | 0 | 0 | 0 | 0 | 0 | 0 | 0 | 0 | 0 | 0 | 0 | 0 | 0 | 0 | 4217.2796
2025-01-15 | 3803.9 | 28.6 | 0 | 0 | 0 | 0 | 0 | 0 | 0 | 0 | 1 | 0 | 0 | 0 | 0 | 0 | 0 | 0 | 0 | 0 | 0 | 0 | 0 | 0 | 0 | 0 | 0 | 0 | 4584.8782
2025-01-15 | 4477.145 | 27.5 | 0 | 0 | 0 | 0 | 0 | 0 | 0 | 0 | 0 | 1 | 0 | 0 | 0 | 0 | 0 | 0 | 0 | 0 | 0 | 0 | 0 | 0 | 0 | 0 | 0 | 0 | 5014.1348
2025-01-15 | 4974.142 | 27.8 | 0 | 0 | 0 | 0 | 0 | 0 | 0 | 0 | 0 | 0 | 1 | 0 | 0 | 0 | 0 | 0 | 0 | 0 | 0 | 0 | 0 | 0 | 0 | 0 | 0 | 0 | 5653.5852
2025-01-15 | 5298.177 | 25.9 | 0 | 0 | 0 | 0 | 0 | 0 | 0 | 0 | 0 | 0 | 0 | 1 | 0 | 0 | 0 | 0 | 0 | 0 | 0 | 0 | 0 | 0 | 0 | 0 | 0 | 0 | 5747.8266
2025-01-15 | 5575.498 | 24.2 | 0 | 0 | 0 | 0 | 0 | 0 | 0 | 0 | 0 | 0 | 0 | 0 | 1 | 0 | 0 | 0 | 0 | 0 | 0 | 0 | 0 | 0 | 0 | 0 | 0 | 0 | 5817.2917
2025-01-15 | 5672.31 | 23.3 | 0 | 0 | 0 | 0 | 0 | 0 | 0 | 0 | 0 | 0 | 0 | 0 | 0 | 1 | 0 | 0 | 0 | 0 | 0 | 0 | 0 | 0 | 0 | 0 | 0 | 0 | 5782.8943
2025-01-15 | 5600.647 | 22.8 | 0 | 0 | 0 | 0 | 0 | 0 | 0 | 0 | 0 | 0 | 0 | 0 | 0 | 0 | 1 | 0 | 0 | 0 | 0 | 0 | 0 | 0 | 0 | 0 | 0 | 0 | 5726.6608
2025-01-15 | 5570.442 | 22 | 0 | 0 | 0 | 0 | 0 | 0 | 0 | 0 | 0 | 0 | 0 | 0 | 0 | 0 | 0 | 1 | 0 | 0 | 0 | 0 | 0 | 0 | 0 | 0 | 0 | 0 | 5665.6738
2025-01-15 | 5446.562 | 21.8 | 0 | 0 | 0 | 0 | 0 | 0 | 0 | 0 | 0 | 0 | 0 | 0 | 0 | 0 | 0 | 0 | 1 | 0 | 0 | 0 | 0 | 0 | 0 | 0 | 0 | 0 | 5599.5495
2025-01-15 | 5340.478 | 22.4 | 0 | 0 | 0 | 0 | 0 | 0 | 0 | 0 | 0 | 0 | 0 | 0 | 0 | 0 | 0 | 0 | 0 | 1 | 0 | 0 | 0 | 0 | 0 | 0 | 0 | 0 | 5508.5889
2025-01-15 | 5161.325 | 22.4 | 0 | 0 | 0 | 0 | 0 | 0 | 0 | 0 | 0 | 0 | 0 | 0 | 0 | 0 | 0 | 0 | 0 | 0 | 1 | 0 | 0 | 0 | 0 | 0 | 0 | 0 | 5214.5929
2025-01-15 | 4940.164 | 23.2 | 0 | 0 | 0 | 0 | 0 | 0 | 0 | 0 | 0 | 0 | 0 | 0 | 0 | 0 | 0 | 0 | 0 | 0 | 0 | 1 | 0 | 0 | 0 | 0 | 0 | 0 | 4966.5108
2025-01-15 | 4571.786 | 23.5 | 0 | 0 | 0 | 0 | 0 | 0 | 0 | 0 | 0 | 0 | 0 | 0 | 0 | 0 | 0 | 0 | 0 | 0 | 0 | 0 | 1 | 0 | 0 | 0 | 0 | 0 | 4797.8209
2025-01-15 | 4281.601 | 24 | 0 | 0 | 0 | 0 | 0 | 0 | 0 | 0 | 0 | 0 | 0 | 0 | 0 | 0 | 0 | 0 | 0 | 0 | 0 | 0 | 0 | 1 | 0 | 0 | 0 | 0 | 4674.3813
2025-01-15 | 3957.508 | 24.5 | 0 | 0 | 0 | 0 | 0 | 0 | 0 | 0 | 0 | 0 | 0 | 0 | 0 | 0 | 0 | 0 | 0 | 0 | 0 | 0 | 0 | 0 | 1 | 0 | 0 | 0 | 4522.2895
2025-01-15 | 3702.77 | 24.6 | 0 | 0 | 0 | 0 | 0 | 0 | 0 | 0 | 0 | 0 | 0 | 0 | 0 | 0 | 0 | 0 | 0 | 0 | 0 | 0 | 0 | 0 | 0 | 1 | 0 | 0 | 4264.9923
2025-01-15 | 3458.625 | 24.9 | 0 | 0 | 0 | 0 | 0 | 0 | 0 | 0 | 0 | 0 | 0 | 0 | 0 | 0 | 0 | 0 | 0 | 0 | 0 | 0 | 0 | 0 | 0 | 0 | 1 | 0 | 4069.0975
2025-01-15 | 3363.057 | 24.8 | 0 | 0 | 0 | 0 | 0 | 0 | 0 | 0 | 0 | 0 | 0 | 0 | 0 | 0 | 0 | 0 | 0 | 0 | 0 | 0 | 0 | 0 | 0 | 0 | 0 | 1 | 3932.2708
2025-01-16 | 3292.708 | 25.3 | 0 | 0 | 1 | 0 | 0 | 0 | 0 | 0 | 0 | 0 | 0 | 0 | 0 | 0 | 0 | 0 | 0 | 0 | 0 | 0 | 0 | 0 | 0 | 0 | 0 | 0 | 3890.1412
2025-01-16 | 3255.276 | 25.7 | 0 | 0 | 0 | 1 | 0 | 0 | 0 | 0 | 0 | 0 | 0 | 0 | 0 | 0 | 0 | 0 | 0 | 0 | 0 | 0 | 0 | 0 | 0 | 0 | 0 | 0 | 3881.024
2025-01-16 | 3232.161 | 25.7 | 0 | 0 | 0 | 0 | 1 | 0 | 0 | 0 | 0 | 0 | 0 | 0 | 0 | 0 | 0 | 0 | 0 | 0 | 0 | 0 | 0 | 0 | 0 | 0 | 0 | 0 | 3868.2414
2025-01-16 | 3224.736 | 25.5 | 0 | 0 | 0 | 0 | 0 | 1 | 0 | 0 | 0 | 0 | 0 | 0 | 0 | 0 | 0 | 0 | 0 | 0 | 0 | 0 | 0 | 0 | 0 | 0 | 0 | 0 | 3886.8033
2025-01-16 | 3293.63 | 24.4 | 0 | 0 | 0 | 0 | 0 | 0 | 1 | 0 | 0 | 0 | 0 | 0 | 0 | 0 | 0 | 0 | 0 | 0 | 0 | 0 | 0 | 0 | 0 | 0 | 0 | 0 | 3861.044
2025-01-16 | 3412.569 | 24.6 | 0 | 0 | 0 | 0 | 0 | 0 | 0 | 1 | 0 | 0 | 0 | 0 | 0 | 0 | 0 | 0 | 0 | 0 | 0 | 0 | 0 | 0 | 0 | 0 | 0 | 0 | 3980.1013
2025-01-16 | 3721.944 | 24 | 0 | 0 | 0 | 0 | 0 | 0 | 0 | 0 | 1 | 0 | 0 | 0 | 0 | 0 | 0 | 0 | 0 | 0 | 0 | 0 | 0 | 0 | 0 | 0 | 0 | 0 | 4281.8171
2025-01-16 | 4304.729 | 23 | 0 | 0 | 0 | 0 | 0 | 0 | 0 | 0 | 0 | 1 | 0 | 0 | 0 | 0 | 0 | 0 | 0 | 0 | 0 | 0 | 0 | 0 | 0 | 0 | 0 | 0 | 4717.662
2025-01-16 | 4827.49 | 23.6 | 0 | 0 | 0 | 0 | 0 | 0 | 0 | 0 | 0 | 0 | 1 | 0 | 0 | 0 | 0 | 0 | 0 | 0 | 0 | 0 | 0 | 0 | 0 | 0 | 0 | 0 | 5376.8772
2025-01-16 | 5267.899 | 23.9 | 0 | 0 | 0 | 0 | 0 | 0 | 0 | 0 | 0 | 0 | 0 | 1 | 0 | 0 | 0 | 0 | 0 | 0 | 0 | 0 | 0 | 0 | 0 | 0 | 0 | 0 | 5616.0609
2025-01-16 | 5532.182 | 24.2 | 0 | 0 | 0 | 0 | 0 | 0 | 0 | 0 | 0 | 0 | 0 | 0 | 1 | 0 | 0 | 0 | 0 | 0 | 0 | 0 | 0 | 0 | 0 | 0 | 0 | 0 | 5817.2917
2025-01-16 | 5634.157 | 22.9 | 0 | 0 | 0 | 0 | 0 | 0 | 0 | 0 | 0 | 0 | 0 | 0 | 0 | 1 | 0 | 0 | 0 | 0 | 0 | 0 | 0 | 0 | 0 | 0 | 0 | 0 | 5756.5411
2025-01-16 | 5539.032 | 23 | 0 | 0 | 0 | 0 | 0 | 0 | 0 | 0 | 0 | 0 | 0 | 0 | 0 | 0 | 1 | 0 | 0 | 0 | 0 | 0 | 0 | 0 | 0 | 0 | 0 | 0 | 5739.8373
2025-01-16 | 5599.673 | 23.5 | 0 | 0 | 0 | 0 | 0 | 0 | 0 | 0 | 0 | 0 | 0 | 0 | 0 | 0 | 0 | 1 | 0 | 0 | 0 | 0 | 0 | 0 | 0 | 0 | 0 | 0 | 5764.498
2025-01-16 | 5500.512 | 23.3 | 0 | 0 | 0 | 0 | 0 | 0 | 0 | 0 | 0 | 0 | 0 | 0 | 0 | 0 | 0 | 0 | 1 | 0 | 0 | 0 | 0 | 0 | 0 | 0 | 0 | 0 | 5698.3737
2025-01-16 | 5276.366 | 23.3 | 0 | 0 | 0 | 0 | 0 | 0 | 0 | 0 | 0 | 0 | 0 | 0 | 0 | 0 | 0 | 0 | 0 | 1 | 0 | 0 | 0 | 0 | 0 | 0 | 0 | 0 | 5567.8835
2025-01-16 | 5107.605 | 23.1 | 0 | 0 | 0 | 0 | 0 | 0 | 0 | 0 | 0 | 0 | 0 | 0 | 0 | 0 | 0 | 0 | 0 | 0 | 1 | 0 | 0 | 0 | 0 | 0 | 0 | 0 | 5260.7109
2025-01-16 | 4795.194 | 23.2 | 0 | 0 | 0 | 0 | 0 | 0 | 0 | 0 | 0 | 0 | 0 | 0 | 0 | 0 | 0 | 0 | 0 | 0 | 0 | 1 | 0 | 0 | 0 | 0 | 0 | 0 | 4966.5108
2025-01-16 | 4425.992 | 23 | 0 | 0 | 0 | 0 | 0 | 0 | 0 | 0 | 0 | 0 | 0 | 0 | 0 | 0 | 0 | 0 | 0 | 0 | 0 | 0 | 1 | 0 | 0 | 0 | 0 | 0 | 4764.8794
2025-01-16 | 4203.81 | 22.6 | 0 | 0 | 0 | 0 | 0 | 0 | 0 | 0 | 0 | 0 | 0 | 0 | 0 | 0 | 0 | 0 | 0 | 0 | 0 | 0 | 0 | 1 | 0 | 0 | 0 | 0 | 4582.1453
2025-01-16 | 3956.385 | 22.4 | 0 | 0 | 0 | 0 | 0 | 0 | 0 | 0 | 0 | 0 | 0 | 0 | 0 | 0 | 0 | 0 | 0 | 0 | 0 | 0 | 0 | 0 | 1 | 0 | 0 | 0 | 4383.9355
2025-01-16 | 3703.833 | 21.5 | 0 | 0 | 0 | 0 | 0 | 0 | 0 | 0 | 0 | 0 | 0 | 0 | 0 | 0 | 0 | 0 | 0 | 0 | 0 | 0 | 0 | 0 | 0 | 1 | 0 | 0 | 4060.7554
2025-01-16 | 3441.852 | 21.3 | 0 | 0 | 0 | 0 | 0 | 0 | 0 | 0 | 0 | 0 | 0 | 0 | 0 | 0 | 0 | 0 | 0 | 0 | 0 | 0 | 0 | 0 | 0 | 0 | 1 | 0 | 3831.9193
2025-01-16 | 3285.573 | 20.5 | 0 | 0 | 0 | 0 | 0 | 0 | 0 | 0 | 0 | 0 | 0 | 0 | 0 | 0 | 0 | 0 | 0 | 0 | 0 | 0 | 0 | 0 | 0 | 0 | 0 | 1 | 3648.9745
2025-01-17 | 3241.185 | 20.2 | 0 | 0 | 1 | 0 | 0 | 0 | 0 | 0 | 0 | 0 | 0 | 0 | 0 | 0 | 0 | 0 | 0 | 0 | 0 | 0 | 0 | 0 | 0 | 0 | 0 | 0 | 3554.1387
2025-01-17 | 3221.902 | 19.7 | 0 | 0 | 0 | 1 | 0 | 0 | 0 | 0 | 0 | 0 | 0 | 0 | 0 | 0 | 0 | 0 | 0 | 0 | 0 | 0 | 0 | 0 | 0 | 0 | 0 | 0 | 3485.7268
2025-01-17 | 3153.668 | 19.8 | 0 | 0 | 0 | 0 | 1 | 0 | 0 | 0 | 0 | 0 | 0 | 0 | 0 | 0 | 0 | 0 | 0 | 0 | 0 | 0 | 0 | 0 | 0 | 0 | 0 | 0 | 3479.5325
2025-01-17 | 3183.272 | 19.6 | 0 | 0 | 0 | 0 | 0 | 1 | 0 | 0 | 0 | 0 | 0 | 0 | 0 | 0 | 0 | 0 | 0 | 0 | 0 | 0 | 0 | 0 | 0 | 0 | 0 | 0 | 3498.0945
2025-01-17 | 3234.979 | 19.9 | 0 | 0 | 0 | 0 | 0 | 0 | 1 | 0 | 0 | 0 | 0 | 0 | 0 | 0 | 0 | 0 | 0 | 0 | 0 | 0 | 0 | 0 | 0 | 0 | 0 | 0 | 3564.5711
2025-01-17 | 3356.731 | 19.5 | 0 | 0 | 0 | 0 | 0 | 0 | 0 | 1 | 0 | 0 | 0 | 0 | 0 | 0 | 0 | 0 | 0 | 0 | 0 | 0 | 0 | 0 | 0 | 0 | 0 | 0 | 3644.0988
2025-01-17 | 3577.883 | 19.6 | 0 | 0 | 0 | 0 | 0 | 0 | 0 | 0 | 1 | 0 | 0 | 0 | 0 | 0 | 0 | 0 | 0 | 0 | 0 | 0 | 0 | 0 | 0 | 0 | 0 | 0 | 3991.9326
2025-01-17 | 4126.463 | 19.8 | 0 | 0 | 0 | 0 | 0 | 0 | 0 | 0 | 0 | 1 | 0 | 0 | 0 | 0 | 0 | 0 | 0 | 0 | 0 | 0 | 0 | 0 | 0 | 0 | 0 | 0 | 4506.8369
2025-01-17 | 4603.849 | 19.9 | 0 | 0 | 0 | 0 | 0 | 0 | 0 | 0 | 0 | 0 | 1 | 0 | 0 | 0 | 0 | 0 | 0 | 0 | 0 | 0 | 0 | 0 | 0 | 0 | 0 | 0 | 5133.1107
2025-01-17 | 4820.901 | 19.8 | 0 | 0 | 0 | 0 | 0 | 0 | 0 | 0 | 0 | 0 | 0 | 1 | 0 | 0 | 0 | 0 | 0 | 0 | 0 | 0 | 0 | 0 | 0 | 0 | 0 | 0 | 5345.9412
2025-01-17 | 5072.314 | 19.7 | 0 | 0 | 0 | 0 | 0 | 0 | 0 | 0 | 0 | 0 | 0 | 0 | 1 | 0 | 0 | 0 | 0 | 0 | 0 | 0 | 0 | 0 | 0 | 0 | 0 | 0 | 5520.8189
2025-01-17 | 5251.587 | 18.7 | 0 | 0 | 0 | 0 | 0 | 0 | 0 | 0 | 0 | 0 | 0 | 0 | 0 | 1 | 0 | 0 | 0 | 0 | 0 | 0 | 0 | 0 | 0 | 0 | 0 | 0 | 5479.8332
2025-01-17 | 5178.135 | 17.6 | 0 | 0 | 0 | 0 | 0 | 0 | 0 | 0 | 0 | 0 | 0 | 0 | 0 | 0 | 1 | 0 | 0 | 0 | 0 | 0 | 0 | 0 | 0 | 0 | 0 | 0 | 5384.0699
2025-01-17 | 5267.778 | 16.6 | 0 | 0 | 0 | 0 | 0 | 0 | 0 | 0 | 0 | 0 | 0 | 0 | 0 | 0 | 0 | 1 | 0 | 0 | 0 | 0 | 0 | 0 | 0 | 0 | 0 | 0 | 5309.9064
2025-01-17 | 5105.446 | 16.1 | 0 | 0 | 0 | 0 | 0 | 0 | 0 | 0 | 0 | 0 | 0 | 0 | 0 | 0 | 0 | 0 | 1 | 0 | 0 | 0 | 0 | 0 | 0 | 0 | 0 | 0 | 5224.0172
2025-01-17 | 4943.734 | 16 | 0 | 0 | 0 | 0 | 0 | 0 | 0 | 0 | 0 | 0 | 0 | 0 | 0 | 0 | 0 | 0 | 0 | 1 | 0 | 0 | 0 | 0 | 0 | 0 | 0 | 0 | 5086.9387
2025-01-17 | 4765.335 | 16 | 0 | 0 | 0 | 0 | 0 | 0 | 0 | 0 | 0 | 0 | 0 | 0 | 0 | 0 | 0 | 0 | 0 | 0 | 1 | 0 | 0 | 0 | 0 | 0 | 0 | 0 | 4792.9426
2025-01-17 | 4585.91 | 16 | 0 | 0 | 0 | 0 | 0 | 0 | 0 | 0 | 0 | 0 | 0 | 0 | 0 | 0 | 0 | 0 | 0 | 0 | 0 | 1 | 0 | 0 | 0 | 0 | 0 | 0 | 4492.1543
2025-01-17 | 4292.15 | 16.2 | 0 | 0 | 0 | 0 | 0 | 0 | 0 | 0 | 0 | 0 | 0 | 0 | 0 | 0 | 0 | 0 | 0 | 0 | 0 | 0 | 1 | 0 | 0 | 0 | 0 | 0 | 4316.876
2025-01-17 | 4008.042 | 16.1 | 0 | 0 | 0 | 0 | 0 | 0 | 0 | 0 | 0 | 0 | 0 | 0 | 0 | 0 | 0 | 0 | 0 | 0 | 0 | 0 | 0 | 1 | 0 | 0 | 0 | 0 | 4153.9068
2025-01-17 | 3845.734 | 16 | 0 | 0 | 0 | 0 | 0 | 0 | 0 | 0 | 0 | 0 | 0 | 0 | 0 | 0 | 0 | 0 | 0 | 0 | 0 | 0 | 0 | 0 | 1 | 0 | 0 | 0 | 3962.2852
2025-01-17 | 3574.313 | 15.8 | 0 | 0 | 0 | 0 | 0 | 0 | 0 | 0 | 0 | 0 | 0 | 0 | 0 | 0 | 0 | 0 | 0 | 0 | 0 | 0 | 0 | 0 | 0 | 1 | 0 | 0 | 3685.2232
2025-01-17 | 3339.481 | 15.7 | 0 | 0 | 0 | 0 | 0 | 0 | 0 | 0 | 0 | 0 | 0 | 0 | 0 | 0 | 0 | 0 | 0 | 0 | 0 | 0 | 0 | 0 | 0 | 0 | 1 | 0 | 3462.9753
2025-01-17 | 3207.605 | 15.6 | 0 | 0 | 0 | 0 | 0 | 0 | 0 | 0 | 0 | 0 | 0 | 0 | 0 | 0 | 0 | 0 | 0 | 0 | 0 | 0 | 0 | 0 | 0 | 0 | 0 | 1 | 3326.1486
2025-01-18 | 3044.899 | 15.7 | 0 | 1 | 1 | 0 | 0 | 0 | 0 | 0 | 0 | 0 | 0 | 0 | 0 | 0 | 0 | 0 | 0 | 0 | 0 | 0 | 0 | 0 | 0 | 0 | 0 | 0 | 2685.135
2025-01-18 | 2996.878 | 16 | 0 | 1 | 0 | 1 | 0 | 0 | 0 | 0 | 0 | 0 | 0 | 0 | 0 | 0 | 0 | 0 | 0 | 0 | 0 | 0 | 0 | 0 | 0 | 0 | 0 | 0 | 2669.4294
2025-01-18 | 2957.187 | 15.6 | 0 | 1 | 0 | 0 | 1 | 0 | 0 | 0 | 0 | 0 | 0 | 0 | 0 | 0 | 0 | 0 | 0 | 0 | 0 | 0 | 0 | 0 | 0 | 0 | 0 | 0 | 2630.2937
2025-01-18 | 2986.173 | 15.6 | 0 | 1 | 0 | 0 | 0 | 1 | 0 | 0 | 0 | 0 | 0 | 0 | 0 | 0 | 0 | 0 | 0 | 0 | 0 | 0 | 0 | 0 | 0 | 0 | 0 | 0 | 2662.0323
2025-01-18 | 2992.152 | 15.3 | 0 | 1 | 0 | 0 | 0 | 0 | 1 | 0 | 0 | 0 | 0 | 0 | 0 | 0 | 0 | 0 | 0 | 0 | 0 | 0 | 0 | 0 | 0 | 0 | 0 | 0 | 2688.9792
2025-01-18 | 3021.438 | 14.5 | 0 | 1 | 0 | 0 | 0 | 0 | 0 | 1 | 0 | 0 | 0 | 0 | 0 | 0 | 0 | 0 | 0 | 0 | 0 | 0 | 0 | 0 | 0 | 0 | 0 | 0 | 2742.1537
2025-01-18 | 3140.275 | 14.1 | 0 | 1 | 0 | 0 | 0 | 0 | 0 | 0 | 1 | 0 | 0 | 0 | 0 | 0 | 0 | 0 | 0 | 0 | 0 | 0 | 0 | 0 | 0 | 0 | 0 | 0 | 3057.046
2025-01-18 | 3378.862 | 14.7 | 0 | 1 | 0 | 0 | 0 | 0 | 0 | 0 | 0 | 1 | 0 | 0 | 0 | 0 | 0 | 0 | 0 | 0 | 0 | 0 | 0 | 0 | 0 | 0 | 0 | 0 | 3598.3035
2025-01-18 | 3625.059 | 15.5 | 0 | 1 | 0 | 0 | 0 | 0 | 0 | 0 | 0 | 0 | 1 | 0 | 0 | 0 | 0 | 0 | 0 | 0 | 0 | 0 | 0 | 0 | 0 | 0 | 0 | 0 | 4270.6953
2025-01-18 | 3931.542 | 15.6 | 0 | 1 | 0 | 0 | 0 | 0 | 0 | 0 | 0 | 0 | 0 | 1 | 0 | 0 | 0 | 0 | 0 | 0 | 0 | 0 | 0 | 0 | 0 | 0 | 0 | 0 | 4496.7024
2025-01-18 | 4243.29 | 15.6 | 0 | 1 | 0 | 0 | 0 | 0 | 0 | 0 | 0 | 0 | 0 | 0 | 1 | 0 | 0 | 0 | 0 | 0 | 0 | 0 | 0 | 0 | 0 | 0 | 0 | 0 | 4678.1684
2025-01-18 | 4345.097 | 15.4 | 0 | 1 | 0 | 0 | 0 | 0 | 0 | 0 | 0 | 0 | 0 | 0 | 0 | 1 | 0 | 0 | 0 | 0 | 0 | 0 | 0 | 0 | 0 | 0 | 0 | 0 | 4689.8889
2025-01-18 | 4376.959 | 15.5 | 0 | 1 | 0 | 0 | 0 | 0 | 0 | 0 | 0 | 0 | 0 | 0 | 0 | 0 | 1 | 0 | 0 | 0 | 0 | 0 | 0 | 0 | 0 | 0 | 0 | 0 | 4673.1851
2025-01-18 | 4279.703 | 16.6 | 0 | 1 | 0 | 0 | 0 | 0 | 0 | 0 | 0 | 0 | 0 | 0 | 0 | 0 | 0 | 1 | 0 | 0 | 0 | 0 | 0 | 0 | 0 | 0 | 0 | 0 | 4737.3755
2025-01-18 | 4269.432 | 17.8 | 0 | 1 | 0 | 0 | 0 | 0 | 0 | 0 | 0 | 0 | 0 | 0 | 0 | 0 | 0 | 0 | 1 | 0 | 0 | 0 | 0 | 0 | 0 | 0 | 0 | 0 | 4763.4872
2025-01-18 | 4064.459 | 19.1 | 0 | 1 | 0 | 0 | 0 | 0 | 0 | 0 | 0 | 0 | 0 | 0 | 0 | 0 | 0 | 0 | 0 | 1 | 0 | 0 | 0 | 0 | 0 | 0 | 0 | 0 | 4718.6447
2025-01-18 | 4079.924 | 19.4 | 0 | 1 | 0 | 0 | 0 | 0 | 0 | 0 | 0 | 0 | 0 | 0 | 0 | 0 | 0 | 0 | 0 | 0 | 1 | 0 | 0 | 0 | 0 | 0 | 0 | 0 | 4444.4135
2025-01-18 | 4072.993 | 20.3 | 0 | 1 | 0 | 0 | 0 | 0 | 0 | 0 | 0 | 0 | 0 | 0 | 0 | 0 | 0 | 0 | 0 | 0 | 0 | 1 | 0 | 0 | 0 | 0 | 0 | 0 | 4202.9197
2025-01-18 | 3997.638 | 21.6 | 0 | 1 | 0 | 0 | 0 | 0 | 0 | 0 | 0 | 0 | 0 | 0 | 0 | 0 | 0 | 0 | 0 | 0 | 0 | 0 | 1 | 0 | 0 | 0 | 0 | 0 | 4100.1126
2025-01-18 | 3878.052 | 22.6 | 0 | 1 | 0 | 0 | 0 | 0 | 0 | 0 | 0 | 0 | 0 | 0 | 0 | 0 | 0 | 0 | 0 | 0 | 0 | 0 | 0 | 1 | 0 | 0 | 0 | 0 | 4009.6145
2025-01-18 | 3747.485 | 23.1 | 0 | 1 | 0 | 0 | 0 | 0 | 0 | 0 | 0 | 0 | 0 | 0 | 0 | 0 | 0 | 0 | 0 | 0 | 0 | 0 | 0 | 0 | 1 | 0 | 0 | 0 | 3857.5226
2025-01-18 | 3605.598 | 23 | 0 | 1 | 0 | 0 | 0 | 0 | 0 | 0 | 0 | 0 | 0 | 0 | 0 | 0 | 0 | 0 | 0 | 0 | 0 | 0 | 0 | 0 | 0 | 1 | 0 | 0 | 3587.0489
2025-01-18 | 3415.438 | 23.5 | 0 | 1 | 0 | 0 | 0 | 0 | 0 | 0 | 0 | 0 | 0 | 0 | 0 | 0 | 0 | 0 | 0 | 0 | 0 | 0 | 0 | 0 | 0 | 0 | 1 | 0 | 3404.3307
2025-01-18 | 3324.071 | 23.9 | 0 | 1 | 0 | 0 | 0 | 0 | 0 | 0 | 0 | 0 | 0 | 0 | 0 | 0 | 0 | 0 | 0 | 0 | 0 | 0 | 0 | 0 | 0 | 0 | 0 | 1 | 3300.4454
2025-01-19 | 3233.898 | 24 | 0 | 1 | 1 | 0 | 0 | 0 | 0 | 0 | 0 | 0 | 0 | 0 | 0 | 0 | 0 | 0 | 0 | 0 | 0 | 0 | 0 | 0 | 0 | 0 | 0 | 0 | 3231.9627
2025-01-19 | 3178.126 | 24.5 | 0 | 1 | 0 | 1 | 0 | 0 | 0 | 0 | 0 | 0 | 0 | 0 | 0 | 0 | 0 | 0 | 0 | 0 | 0 | 0 | 0 | 0 | 0 | 0 | 0 | 0 | 3229.4337
2025-01-19 | 3167.304 | 25.9 | 0 | 1 | 0 | 0 | 1 | 0 | 0 | 0 | 0 | 0 | 0 | 0 | 0 | 0 | 0 | 0 | 0 | 0 | 0 | 0 | 0 | 0 | 0 | 0 | 0 | 0 | 3308.8871
2025-01-19 | 3208.511 | 26.1 | 0 | 1 | 0 | 0 | 0 | 1 | 0 | 0 | 0 | 0 | 0 | 0 | 0 | 0 | 0 | 0 | 0 | 0 | 0 | 0 | 0 | 0 | 0 | 0 | 0 | 0 | 3353.8022
2025-01-19 | 3271.017 | 26.4 | 0 | 1 | 0 | 0 | 0 | 0 | 1 | 0 | 0 | 0 | 0 | 0 | 0 | 0 | 0 | 0 | 0 | 0 | 0 | 0 | 0 | 0 | 0 | 0 | 0 | 0 | 3420.2788
2025-01-19 | 3319.935 | 25.6 | 0 | 1 | 0 | 0 | 0 | 0 | 0 | 1 | 0 | 0 | 0 | 0 | 0 | 0 | 0 | 0 | 0 | 0 | 0 | 0 | 0 | 0 | 0 | 0 | 0 | 0 | 3473.4533
2025-01-19 | 3389.536 | 25.8 | 0 | 1 | 0 | 0 | 0 | 0 | 0 | 0 | 1 | 0 | 0 | 0 | 0 | 0 | 0 | 0 | 0 | 0 | 0 | 0 | 0 | 0 | 0 | 0 | 0 | 0 | 3827.8754
2025-01-19 | 3520.268 | 26.2 | 0 | 1 | 0 | 0 | 0 | 0 | 0 | 0 | 0 | 1 | 0 | 0 | 0 | 0 | 0 | 0 | 0 | 0 | 0 | 0 | 0 | 0 | 0 | 0 | 0 | 0 | 4355.9563
2025-01-19 | 3632.095 | 26.4 | 0 | 1 | 0 | 0 | 0 | 0 | 0 | 0 | 0 | 0 | 1 | 0 | 0 | 0 | 0 | 0 | 0 | 0 | 0 | 0 | 0 | 0 | 0 | 0 | 0 | 0 | 4988.8184
2025-01-19 | 3789.616 | 26.3 | 0 | 1 | 0 | 0 | 0 | 0 | 0 | 0 | 0 | 0 | 0 | 1 | 0 | 0 | 0 | 0 | 0 | 0 | 0 | 0 | 0 | 0 | 0 | 0 | 0 | 0 | 5201.6489
2025-01-19 | 4055.635 | 26.2 | 0 | 1 | 0 | 0 | 0 | 0 | 0 | 0 | 0 | 0 | 0 | 0 | 1 | 0 | 0 | 0 | 0 | 0 | 0 | 0 | 0 | 0 | 0 | 0 | 0 | 0 | 5376.5266
2025-01-19 | 4128.211 | 25.8 | 0 | 1 | 0 | 0 | 0 | 0 | 0 | 0 | 0 | 0 | 0 | 0 | 0 | 1 | 0 | 0 | 0 | 0 | 0 | 0 | 0 | 0 | 0 | 0 | 0 | 0 | 5375.0706
2025-01-19 | 4153.174 | 25.3 | 0 | 1 | 0 | 0 | 0 | 0 | 0 | 0 | 0 | 0 | 0 | 0 | 0 | 0 | 1 | 0 | 0 | 0 | 0 | 0 | 0 | 0 | 0 | 0 | 0 | 0 | 5318.837
2025-01-19 | 4138.784 | 24.8 | 0 | 1 | 0 | 0 | 0 | 0 | 0 | 0 | 0 | 0 | 0 | 0 | 0 | 0 | 0 | 1 | 0 | 0 | 0 | 0 | 0 | 0 | 0 | 0 | 0 | 0 | 5277.6149
2025-01-19 | 4103.336 | 24.3 | 0 | 1 | 0 | 0 | 0 | 0 | 0 | 0 | 0 | 0 | 0 | 0 | 0 | 0 | 0 | 0 | 1 | 0 | 0 | 0 | 0 | 0 | 0 | 0 | 0 | 0 | 5191.7258
2025-01-19 | 4044.854 | 24 | 0 | 1 | 0 | 0 | 0 | 0 | 0 | 0 | 0 | 0 | 0 | 0 | 0 | 0 | 0 | 0 | 0 | 1 | 0 | 0 | 0 | 0 | 0 | 0 | 0 | 0 | 5041.4706
2025-01-19 | 4143.455 | 24.1 | 0 | 1 | 0 | 0 | 0 | 0 | 0 | 0 | 0 | 0 | 0 | 0 | 0 | 0 | 0 | 0 | 0 | 0 | 1 | 0 | 0 | 0 | 0 | 0 | 0 | 0 | 4754.0629
2025-01-19 | 4143.484 | 24.6 | 0 | 1 | 0 | 0 | 0 | 0 | 0 | 0 | 0 | 0 | 0 | 0 | 0 | 0 | 0 | 0 | 0 | 0 | 0 | 1 | 0 | 0 | 0 | 0 | 0 | 0 | 4486.216
2025-01-19 | 4080.516 | 25 | 0 | 1 | 0 | 0 | 0 | 0 | 0 | 0 | 0 | 0 | 0 | 0 | 0 | 0 | 0 | 0 | 0 | 0 | 0 | 0 | 1 | 0 | 0 | 0 | 0 | 0 | 4324.1143
2025-01-19 | 3974.434 | 24.9 | 0 | 1 | 0 | 0 | 0 | 0 | 0 | 0 | 0 | 0 | 0 | 0 | 0 | 0 | 0 | 0 | 0 | 0 | 0 | 0 | 0 | 1 | 0 | 0 | 0 | 0 | 4161.1451
2025-01-19 | 3828.234 | 24.8 | 0 | 1 | 0 | 0 | 0 | 0 | 0 | 0 | 0 | 0 | 0 | 0 | 0 | 0 | 0 | 0 | 0 | 0 | 0 | 0 | 0 | 0 | 1 | 0 | 0 | 0 | 3969.5235
2025-01-19 | 3683.499 | 25.2 | 0 | 1 | 0 | 0 | 0 | 0 | 0 | 0 | 0 | 0 | 0 | 0 | 0 | 0 | 0 | 0 | 0 | 0 | 0 | 0 | 0 | 0 | 0 | 1 | 0 | 0 | 3731.9911
2025-01-19 | 3526.006 | 26.4 | 0 | 1 | 0 | 0 | 0 | 0 | 0 | 0 | 0 | 0 | 0 | 0 | 0 | 0 | 0 | 0 | 0 | 0 | 0 | 0 | 0 | 0 | 0 | 0 | 1 | 0 | 3595.391
2025-01-19 | 3383.192 | 27.2 | 0 | 1 | 0 | 0 | 0 | 0 | 0 | 0 | 0 | 0 | 0 | 0 | 0 | 0 | 0 | 0 | 0 | 0 | 0 | 0 | 0 | 0 | 0 | 0 | 0 | 1 | 3517.8588
2025-01-20 | 3348.978 | 28.2 | 0 | 0 | 1 | 0 | 0 | 0 | 0 | 0 | 0 | 0 | 0 | 0 | 0 | 0 | 0 | 0 | 0 | 0 | 0 | 0 | 0 | 0 | 0 | 0 | 0 | 0 | 4081.2015
2025-01-20 | 3345.696 | 29.1 | 0 | 0 | 0 | 1 | 0 | 0 | 0 | 0 | 0 | 0 | 0 | 0 | 0 | 0 | 0 | 0 | 0 | 0 | 0 | 0 | 0 | 0 | 0 | 0 | 0 | 0 | 4105.0257
2025-01-20 | 3373.457 | 29.7 | 0 | 0 | 0 | 0 | 1 | 0 | 0 | 0 | 0 | 0 | 0 | 0 | 0 | 0 | 0 | 0 | 0 | 0 | 0 | 0 | 0 | 0 | 0 | 0 | 0 | 0 | 4131.7728
2025-01-20 | 3378.152 | 30.6 | 0 | 0 | 0 | 0 | 0 | 1 | 0 | 0 | 0 | 0 | 0 | 0 | 0 | 0 | 0 | 0 | 0 | 0 | 0 | 0 | 0 | 0 | 0 | 0 | 0 | 0 | 4222.8059
2025-01-20 | 3463.672 | 30.6 | 0 | 0 | 0 | 0 | 0 | 0 | 1 | 0 | 0 | 0 | 0 | 0 | 0 | 0 | 0 | 0 | 0 | 0 | 0 | 0 | 0 | 0 | 0 | 0 | 0 | 0 | 4269.5177
2025-01-20 | 3563.568 | 31 | 0 | 0 | 0 | 0 | 0 | 0 | 0 | 1 | 0 | 0 | 0 | 0 | 0 | 0 | 0 | 0 | 0 | 0 | 0 | 0 | 0 | 0 | 0 | 0 | 0 | 0 | 4401.7516
2025-01-20 | 3803.138 | 31.3 | 0 | 0 | 0 | 0 | 0 | 0 | 0 | 0 | 1 | 0 | 0 | 0 | 0 | 0 | 0 | 0 | 0 | 0 | 0 | 0 | 0 | 0 | 0 | 0 | 0 | 0 | 4762.7619
2025-01-20 | 4360.024 | 31.6 | 0 | 0 | 0 | 0 | 0 | 0 | 0 | 0 | 0 | 1 | 0 | 0 | 0 | 0 | 0 | 0 | 0 | 0 | 0 | 0 | 0 | 0 | 0 | 0 | 0 | 0 | 5284.2545
2025-01-20 | 4955.703 | 31.5 | 0 | 0 | 0 | 0 | 0 | 0 | 0 | 0 | 0 | 0 | 1 | 0 | 0 | 0 | 0 | 0 | 0 | 0 | 0 | 0 | 0 | 0 | 0 | 0 | 0 | 0 | 5897.3517
2025-01-20 | 5368.425 | 30.8 | 0 | 0 | 0 | 0 | 0 | 0 | 0 | 0 | 0 | 0 | 0 | 1 | 0 | 0 | 0 | 0 | 0 | 0 | 0 | 0 | 0 | 0 | 0 | 0 | 0 | 0 | 6070.6526
2025-01-20 | 5581.921 | 30 | 0 | 0 | 0 | 0 | 0 | 0 | 0 | 0 | 0 | 0 | 0 | 0 | 1 | 0 | 0 | 0 | 0 | 0 | 0 | 0 | 0 | 0 | 0 | 0 | 0 | 0 | 6199.4123
2025-01-20 | 5626.867 | 28.7 | 0 | 0 | 0 | 0 | 0 | 0 | 0 | 0 | 0 | 0 | 0 | 0 | 0 | 1 | 0 | 0 | 0 | 0 | 0 | 0 | 0 | 0 | 0 | 0 | 0 | 0 | 6138.6617
2025-01-20 | 5512.869 | 28.2 | 0 | 0 | 0 | 0 | 0 | 0 | 0 | 0 | 0 | 0 | 0 | 0 | 0 | 0 | 1 | 0 | 0 | 0 | 0 | 0 | 0 | 0 | 0 | 0 | 0 | 0 | 6082.4282
2025-01-20 | 5543.666 | 28.1 | 0 | 0 | 0 | 0 | 0 | 0 | 0 | 0 | 0 | 0 | 0 | 0 | 0 | 0 | 0 | 1 | 0 | 0 | 0 | 0 | 0 | 0 | 0 | 0 | 0 | 0 | 6067.5592
2025-01-20 | 5621.914 | 28.1 | 0 | 0 | 0 | 0 | 0 | 0 | 0 | 0 | 0 | 0 | 0 | 0 | 0 | 0 | 0 | 0 | 1 | 0 | 0 | 0 | 0 | 0 | 0 | 0 | 0 | 0 | 6014.6114
2025-01-20 | 5403.243 | 29.4 | 0 | 0 | 0 | 0 | 0 | 0 | 0 | 0 | 0 | 0 | 0 | 0 | 0 | 0 | 0 | 0 | 0 | 1 | 0 | 0 | 0 | 0 | 0 | 0 | 0 | 0 | 5969.7689
2025-01-20 | 5243.469 | 29.8 | 0 | 0 | 0 | 0 | 0 | 0 | 0 | 0 | 0 | 0 | 0 | 0 | 0 | 0 | 0 | 0 | 0 | 0 | 1 | 0 | 0 | 0 | 0 | 0 | 0 | 0 | 5702.126
2025-01-20 | 5054.611 | 30.8 | 0 | 0 | 0 | 0 | 0 | 0 | 0 | 0 | 0 | 0 | 0 | 0 | 0 | 0 | 0 | 0 | 0 | 0 | 0 | 1 | 0 | 0 | 0 | 0 | 0 | 0 | 5467.2205
2025-01-20 | 4733.629 | 31.2 | 0 | 0 | 0 | 0 | 0 | 0 | 0 | 0 | 0 | 0 | 0 | 0 | 0 | 0 | 0 | 0 | 0 | 0 | 0 | 0 | 1 | 0 | 0 | 0 | 0 | 0 | 5305.1188
2025-01-20 | 4499.937 | 31.5 | 0 | 0 | 0 | 0 | 0 | 0 | 0 | 0 | 0 | 0 | 0 | 0 | 0 | 0 | 0 | 0 | 0 | 0 | 0 | 0 | 0 | 1 | 0 | 0 | 0 | 0 | 5168.5027
2025-01-20 | 4218.941 | 31.6 | 0 | 0 | 0 | 0 | 0 | 0 | 0 | 0 | 0 | 0 | 0 | 0 | 0 | 0 | 0 | 0 | 0 | 0 | 0 | 0 | 0 | 0 | 1 | 0 | 0 | 0 | 4990.0577
2025-01-20 | 4030.101 | 31.8 | 0 | 0 | 0 | 0 | 0 | 0 | 0 | 0 | 0 | 0 | 0 | 0 | 0 | 0 | 0 | 0 | 0 | 0 | 0 | 0 | 0 | 0 | 0 | 1 | 0 | 0 | 4739.3488
2025-01-20 | 3776.198 | 31.9 | 0 | 0 | 0 | 0 | 0 | 0 | 0 | 0 | 0 | 0 | 0 | 0 | 0 | 0 | 0 | 0 | 0 | 0 | 0 | 0 | 0 | 0 | 0 | 0 | 1 | 0 | 4530.2775
2025-01-20 | 3641.087 | 31.7 | 0 | 0 | 0 | 0 | 0 | 0 | 0 | 0 | 0 | 0 | 0 | 0 | 0 | 0 | 0 | 0 | 0 | 0 | 0 | 0 | 0 | 0 | 0 | 0 | 0 | 1 | 4386.8625
2025-01-21 | 3592.794 | 32 | 0 | 0 | 1 | 0 | 0 | 0 | 0 | 0 | 0 | 0 | 0 | 0 | 0 | 0 | 0 | 0 | 0 | 0 | 0 | 0 | 0 | 0 | 0 | 0 | 0 | 0 | 4331.5563
2025-01-21 | 3593.42 | 31.9 | 0 | 0 | 0 | 1 | 0 | 0 | 0 | 0 | 0 | 0 | 0 | 0 | 0 | 0 | 0 | 0 | 0 | 0 | 0 | 0 | 0 | 0 | 0 | 0 | 0 | 0 | 4289.4976
2025-01-21 | 3596.59 | 32.2 | 0 | 0 | 0 | 0 | 1 | 0 | 0 | 0 | 0 | 0 | 0 | 0 | 0 | 0 | 0 | 0 | 0 | 0 | 0 | 0 | 0 | 0 | 0 | 0 | 0 | 0 | 4296.4799
2025-01-21 | 3752.362 | 32.6 | 0 | 0 | 0 | 0 | 0 | 1 | 0 | 0 | 0 | 0 | 0 | 0 | 0 | 0 | 0 | 0 | 0 | 0 | 0 | 0 | 0 | 0 | 0 | 0 | 0 | 0 | 4354.5716
2025-01-21 | 3757.84 | 32.9 | 0 | 0 | 0 | 0 | 0 | 0 | 1 | 0 | 0 | 0 | 0 | 0 | 0 | 0 | 0 | 0 | 0 | 0 | 0 | 0 | 0 | 0 | 0 | 0 | 0 | 0 | 4421.0482
2025-01-21 | 3799.916 | 33.2 | 0 | 0 | 0 | 0 | 0 | 0 | 0 | 1 | 0 | 0 | 0 | 0 | 0 | 0 | 0 | 0 | 0 | 0 | 0 | 0 | 0 | 0 | 0 | 0 | 0 | 0 | 4546.6938
2025-01-21 | 4077.891 | 33.6 | 0 | 0 | 0 | 0 | 0 | 0 | 0 | 0 | 1 | 0 | 0 | 0 | 0 | 0 | 0 | 0 | 0 | 0 | 0 | 0 | 0 | 0 | 0 | 0 | 0 | 0 | 4914.2925
2025-01-21 | 4697.274 | 33.8 | 0 | 0 | 0 | 0 | 0 | 0 | 0 | 0 | 0 | 1 | 0 | 0 | 0 | 0 | 0 | 0 | 0 | 0 | 0 | 0 | 0 | 0 | 0 | 0 | 0 | 0 | 5429.1968
2025-01-21 | 5257.552 | 33.8 | 0 | 0 | 0 | 0 | 0 | 0 | 0 | 0 | 0 | 0 | 1 | 0 | 0 | 0 | 0 | 0 | 0 | 0 | 0 | 0 | 0 | 0 | 0 | 0 | 0 | 0 | 6048.8823
2025-01-21 | 5449.573 | 32.5 | 0 | 0 | 0 | 0 | 0 | 0 | 0 | 0 | 0 | 0 | 0 | 1 | 0 | 0 | 0 | 0 | 0 | 0 | 0 | 0 | 0 | 0 | 0 | 0 | 0 | 0 | 6182.6534
2025-01-21 | 5824.456 | 31.2 | 0 | 0 | 0 | 0 | 0 | 0 | 0 | 0 | 0 | 0 | 0 | 0 | 1 | 0 | 0 | 0 | 0 | 0 | 0 | 0 | 0 | 0 | 0 | 0 | 0 | 0 | 6278.4717
2025-01-21 | 5894.524 | 29.7 | 0 | 0 | 0 | 0 | 0 | 0 | 0 | 0 | 0 | 0 | 0 | 0 | 0 | 1 | 0 | 0 | 0 | 0 | 0 | 0 | 0 | 0 | 0 | 0 | 0 | 0 | 6204.5445
2025-01-21 | 5791.975 | 29.1 | 0 | 0 | 0 | 0 | 0 | 0 | 0 | 0 | 0 | 0 | 0 | 0 | 0 | 0 | 1 | 0 | 0 | 0 | 0 | 0 | 0 | 0 | 0 | 0 | 0 | 0 | 6141.7227
2025-01-21 | 5639.826 | 29.6 | 0 | 0 | 0 | 0 | 0 | 0 | 0 | 0 | 0 | 0 | 0 | 0 | 0 | 0 | 0 | 1 | 0 | 0 | 0 | 0 | 0 | 0 | 0 | 0 | 0 | 0 | 6166.3834
2025-01-21 | 5770.975 | 29.1 | 0 | 0 | 0 | 0 | 0 | 0 | 0 | 0 | 0 | 0 | 0 | 0 | 0 | 0 | 0 | 0 | 1 | 0 | 0 | 0 | 0 | 0 | 0 | 0 | 0 | 0 | 6080.4943
2025-01-21 | 5743.751 | 29.5 | 0 | 0 | 0 | 0 | 0 | 0 | 0 | 0 | 0 | 0 | 0 | 0 | 0 | 0 | 0 | 0 | 0 | 1 | 0 | 0 | 0 | 0 | 0 | 0 | 0 | 0 | 5976.3572
2025-01-21 | 5582.395 | 30 | 0 | 0 | 0 | 0 | 0 | 0 | 0 | 0 | 0 | 0 | 0 | 0 | 0 | 0 | 0 | 0 | 0 | 0 | 1 | 0 | 0 | 0 | 0 | 0 | 0 | 0 | 5715.3025
2025-01-21 | 5241.086 | 30.9 | 0 | 0 | 0 | 0 | 0 | 0 | 0 | 0 | 0 | 0 | 0 | 0 | 0 | 0 | 0 | 0 | 0 | 0 | 0 | 1 | 0 | 0 | 0 | 0 | 0 | 0 | 5473.8088
2025-01-21 | 4914.47 | 31.8 | 0 | 0 | 0 | 0 | 0 | 0 | 0 | 0 | 0 | 0 | 0 | 0 | 0 | 0 | 0 | 0 | 0 | 0 | 0 | 0 | 1 | 0 | 0 | 0 | 0 | 0 | 5344.6485
2025-01-21 | 4633.708 | 32.4 | 0 | 0 | 0 | 0 | 0 | 0 | 0 | 0 | 0 | 0 | 0 | 0 | 0 | 0 | 0 | 0 | 0 | 0 | 0 | 0 | 0 | 1 | 0 | 0 | 0 | 0 | 5227.7973
2025-01-21 | 4374.125 | 33 | 0 | 0 | 0 | 0 | 0 | 0 | 0 | 0 | 0 | 0 | 0 | 0 | 0 | 0 | 0 | 0 | 0 | 0 | 0 | 0 | 0 | 0 | 1 | 0 | 0 | 0 | 5082.2937
2025-01-21 | 4071.458 | 33.7 | 0 | 0 | 0 | 0 | 0 | 0 | 0 | 0 | 0 | 0 | 0 | 0 | 0 | 0 | 0 | 0 | 0 | 0 | 0 | 0 | 0 | 0 | 0 | 1 | 0 | 0 | 4864.5262
2025-01-21 | 3871.193 | 34.1 | 0 | 0 | 0 | 0 | 0 | 0 | 0 | 0 | 0 | 0 | 0 | 0 | 0 | 0 | 0 | 0 | 0 | 0 | 0 | 0 | 0 | 0 | 0 | 0 | 1 | 0 | 4675.2198
2025-01-21 | 3701.667 | 34.3 | 0 | 0 | 0 | 0 | 0 | 0 | 0 | 0 | 0 | 0 | 0 | 0 | 0 | 0 | 0 | 0 | 0 | 0 | 0 | 0 | 0 | 0 | 0 | 0 | 0 | 1 | 4558.1579
2025-01-22 | 3648.016 | 34.5 | 0 | 0 | 1 | 0 | 0 | 0 | 0 | 0 | 0 | 0 | 0 | 0 | 0 | 0 | 0 | 0 | 0 | 0 | 0 | 0 | 0 | 0 | 0 | 0 | 0 | 0 | 4496.2634
2025-01-22 | 3679.667 | 35.1 | 0 | 0 | 0 | 1 | 0 | 0 | 0 | 0 | 0 | 0 | 0 | 0 | 0 | 0 | 0 | 0 | 0 | 0 | 0 | 0 | 0 | 0 | 0 | 0 | 0 | 0 | 4500.3228
2025-01-22 | 3659.401 | 35.3 | 0 | 0 | 0 | 0 | 1 | 0 | 0 | 0 | 0 | 0 | 0 | 0 | 0 | 0 | 0 | 0 | 0 | 0 | 0 | 0 | 0 | 0 | 0 | 0 | 0 | 0 | 4500.7167
2025-01-22 | 3681.055 | 35.4 | 0 | 0 | 0 | 0 | 0 | 1 | 0 | 0 | 0 | 0 | 0 | 0 | 0 | 0 | 0 | 0 | 0 | 0 | 0 | 0 | 0 | 0 | 0 | 0 | 0 | 0 | 4539.0436
2025-01-22 | 3773.409 | 35.6 | 0 | 0 | 0 | 0 | 0 | 0 | 1 | 0 | 0 | 0 | 0 | 0 | 0 | 0 | 0 | 0 | 0 | 0 | 0 | 0 | 0 | 0 | 0 | 0 | 0 | 0 | 4598.9319
2025-01-22 | 3888.477 | 36 | 0 | 0 | 0 | 0 | 0 | 0 | 0 | 1 | 0 | 0 | 0 | 0 | 0 | 0 | 0 | 0 | 0 | 0 | 0 | 0 | 0 | 0 | 0 | 0 | 0 | 0 | 4731.1658
2025-01-22 | 4214.898 | 36.2 | 0 | 0 | 0 | 0 | 0 | 0 | 0 | 0 | 1 | 0 | 0 | 0 | 0 | 0 | 0 | 0 | 0 | 0 | 0 | 0 | 0 | 0 | 0 | 0 | 0 | 0 | 5085.5879
2025-01-22 | 4788.472 | 36.2 | 0 | 0 | 0 | 0 | 0 | 0 | 0 | 0 | 0 | 1 | 0 | 0 | 0 | 0 | 0 | 0 | 0 | 0 | 0 | 0 | 0 | 0 | 0 | 0 | 0 | 0 | 5587.3157
2025-01-22 | 5400.086 | 36 | 0 | 0 | 0 | 0 | 0 | 0 | 0 | 0 | 0 | 0 | 1 | 0 | 0 | 0 | 0 | 0 | 0 | 0 | 0 | 0 | 0 | 0 | 0 | 0 | 0 | 0 | 6193.8246
2025-01-22 | 5760.242 | 34.5 | 0 | 0 | 0 | 0 | 0 | 0 | 0 | 0 | 0 | 0 | 0 | 1 | 0 | 0 | 0 | 0 | 0 | 0 | 0 | 0 | 0 | 0 | 0 | 0 | 0 | 0 | 6314.4191
2025-01-22 | 6055.554 | 32.6 | 0 | 0 | 0 | 0 | 0 | 0 | 0 | 0 | 0 | 0 | 0 | 0 | 1 | 0 | 0 | 0 | 0 | 0 | 0 | 0 | 0 | 0 | 0 | 0 | 0 | 0 | 6370.7077
2025-01-22 | 6070.008 | 31.1 | 0 | 0 | 0 | 0 | 0 | 0 | 0 | 0 | 0 | 0 | 0 | 0 | 0 | 1 | 0 | 0 | 0 | 0 | 0 | 0 | 0 | 0 | 0 | 0 | 0 | 0 | 6296.7805
2025-01-22 | 6072.299 | 30.6 | 0 | 0 | 0 | 0 | 0 | 0 | 0 | 0 | 0 | 0 | 0 | 0 | 0 | 0 | 1 | 0 | 0 | 0 | 0 | 0 | 0 | 0 | 0 | 0 | 0 | 0 | 6240.547
2025-01-22 | 6142.966 | 30.2 | 0 | 0 | 0 | 0 | 0 | 0 | 0 | 0 | 0 | 0 | 0 | 0 | 0 | 0 | 0 | 1 | 0 | 0 | 0 | 0 | 0 | 0 | 0 | 0 | 0 | 0 | 6205.9131
2025-01-22 | 5979.135 | 30.2 | 0 | 0 | 0 | 0 | 0 | 0 | 0 | 0 | 0 | 0 | 0 | 0 | 0 | 0 | 0 | 0 | 1 | 0 | 0 | 0 | 0 | 0 | 0 | 0 | 0 | 0 | 6152.9654
2025-01-22 | 5844.362 | 30 | 0 | 0 | 0 | 0 | 0 | 0 | 0 | 0 | 0 | 0 | 0 | 0 | 0 | 0 | 0 | 0 | 0 | 1 | 0 | 0 | 0 | 0 | 0 | 0 | 0 | 0 | 6009.2986
2025-01-22 | 5653.112 | 30.2 | 0 | 0 | 0 | 0 | 0 | 0 | 0 | 0 | 0 | 0 | 0 | 0 | 0 | 0 | 0 | 0 | 0 | 0 | 1 | 0 | 0 | 0 | 0 | 0 | 0 | 0 | 5728.4791
2025-01-22 | 5381.612 | 29.9 | 0 | 0 | 0 | 0 | 0 | 0 | 0 | 0 | 0 | 0 | 0 | 0 | 0 | 0 | 0 | 0 | 0 | 0 | 0 | 1 | 0 | 0 | 0 | 0 | 0 | 0 | 5407.926
2025-01-22 | 4952.723 | 29.7 | 0 | 0 | 0 | 0 | 0 | 0 | 0 | 0 | 0 | 0 | 0 | 0 | 0 | 0 | 0 | 0 | 0 | 0 | 0 | 0 | 1 | 0 | 0 | 0 | 0 | 0 | 5206.2945
2025-01-22 | 4674.661 | 28.9 | 0 | 0 | 0 | 0 | 0 | 0 | 0 | 0 | 0 | 0 | 0 | 0 | 0 | 0 | 0 | 0 | 0 | 0 | 0 | 0 | 0 | 1 | 0 | 0 | 0 | 0 | 4997.2073
2025-01-22 | 4510.032 | 28.6 | 0 | 0 | 0 | 0 | 0 | 0 | 0 | 0 | 0 | 0 | 0 | 0 | 0 | 0 | 0 | 0 | 0 | 0 | 0 | 0 | 0 | 0 | 1 | 0 | 0 | 0 | 4792.4092
2025-01-22 | 4182.593 | 28.5 | 0 | 0 | 0 | 0 | 0 | 0 | 0 | 0 | 0 | 0 | 0 | 0 | 0 | 0 | 0 | 0 | 0 | 0 | 0 | 0 | 0 | 0 | 0 | 1 | 0 | 0 | 4521.9354
2025-01-22 | 3907.422 | 28.5 | 0 | 0 | 0 | 0 | 0 | 0 | 0 | 0 | 0 | 0 | 0 | 0 | 0 | 0 | 0 | 0 | 0 | 0 | 0 | 0 | 0 | 0 | 0 | 0 | 1 | 0 | 4306.2758
2025-01-22 | 3732.849 | 28.5 | 0 | 0 | 0 | 0 | 0 | 0 | 0 | 0 | 0 | 0 | 0 | 0 | 0 | 0 | 0 | 0 | 0 | 0 | 0 | 0 | 0 | 0 | 0 | 0 | 0 | 1 | 4176.0374
2025-01-23 | 3634.562 | 27.6 | 0 | 0 | 1 | 0 | 0 | 0 | 0 | 0 | 0 | 0 | 0 | 0 | 0 | 0 | 0 | 0 | 0 | 0 | 0 | 0 | 0 | 0 | 0 | 0 | 0 | 0 | 4041.6718
2025-01-23 | 3595.574 | 27.4 | 0 | 0 | 0 | 1 | 0 | 0 | 0 | 0 | 0 | 0 | 0 | 0 | 0 | 0 | 0 | 0 | 0 | 0 | 0 | 0 | 0 | 0 | 0 | 0 | 0 | 0 | 3993.0248
2025-01-23 | 3588.684 | 27 | 0 | 0 | 0 | 0 | 1 | 0 | 0 | 0 | 0 | 0 | 0 | 0 | 0 | 0 | 0 | 0 | 0 | 0 | 0 | 0 | 0 | 0 | 0 | 0 | 0 | 0 | 3953.8891
2025-01-23 | 3561.901 | 26.6 | 0 | 0 | 0 | 0 | 0 | 1 | 0 | 0 | 0 | 0 | 0 | 0 | 0 | 0 | 0 | 0 | 0 | 0 | 0 | 0 | 0 | 0 | 0 | 0 | 0 | 0 | 3959.2745
2025-01-23 | 3639.773 | 26.9 | 0 | 0 | 0 | 0 | 0 | 0 | 1 | 0 | 0 | 0 | 0 | 0 | 0 | 0 | 0 | 0 | 0 | 0 | 0 | 0 | 0 | 0 | 0 | 0 | 0 | 0 | 4025.7511
2025-01-23 | 3729.402 | 27.3 | 0 | 0 | 0 | 0 | 0 | 0 | 0 | 1 | 0 | 0 | 0 | 0 | 0 | 0 | 0 | 0 | 0 | 0 | 0 | 0 | 0 | 0 | 0 | 0 | 0 | 0 | 4157.985
2025-01-23 | 3987.921 | 27.1 | 0 | 0 | 0 | 0 | 0 | 0 | 0 | 0 | 1 | 0 | 0 | 0 | 0 | 0 | 0 | 0 | 0 | 0 | 0 | 0 | 0 | 0 | 0 | 0 | 0 | 0 | 4486.054
2025-01-23 | 4455.277 | 26.7 | 0 | 0 | 0 | 0 | 0 | 0 | 0 | 0 | 0 | 1 | 0 | 0 | 0 | 0 | 0 | 0 | 0 | 0 | 0 | 0 | 0 | 0 | 0 | 0 | 0 | 0 | 4961.4286
2025-01-23 | 4918.061 | 26.3 | 0 | 0 | 0 | 0 | 0 | 0 | 0 | 0 | 0 | 0 | 1 | 0 | 0 | 0 | 0 | 0 | 0 | 0 | 0 | 0 | 0 | 0 | 0 | 0 | 0 | 0 | 5554.7609
2025-01-23 | 5350.103 | 25.2 | 0 | 0 | 0 | 0 | 0 | 0 | 0 | 0 | 0 | 0 | 0 | 1 | 0 | 0 | 0 | 0 | 0 | 0 | 0 | 0 | 0 | 0 | 0 | 0 | 0 | 0 | 5701.7086
2025-01-23 | 5660.34 | 24.2 | 0 | 0 | 0 | 0 | 0 | 0 | 0 | 0 | 0 | 0 | 0 | 0 | 1 | 0 | 0 | 0 | 0 | 0 | 0 | 0 | 0 | 0 | 0 | 0 | 0 | 0 | 5817.2917
2025-01-23 | 5659.05 | 23.7 | 0 | 0 | 0 | 0 | 0 | 0 | 0 | 0 | 0 | 0 | 0 | 0 | 0 | 1 | 0 | 0 | 0 | 0 | 0 | 0 | 0 | 0 | 0 | 0 | 0 | 0 | 5809.2474
2025-01-23 | 5575.943 | 23 | 0 | 0 | 0 | 0 | 0 | 0 | 0 | 0 | 0 | 0 | 0 | 0 | 0 | 0 | 1 | 0 | 0 | 0 | 0 | 0 | 0 | 0 | 0 | 0 | 0 | 0 | 5739.8373
2025-01-23 | 5519.214 | 22.4 | 0 | 0 | 0 | 0 | 0 | 0 | 0 | 0 | 0 | 0 | 0 | 0 | 0 | 0 | 0 | 1 | 0 | 0 | 0 | 0 | 0 | 0 | 0 | 0 | 0 | 0 | 5692.0269
2025-01-23 | 5391.772 | 22.1 | 0 | 0 | 0 | 0 | 0 | 0 | 0 | 0 | 0 | 0 | 0 | 0 | 0 | 0 | 0 | 0 | 1 | 0 | 0 | 0 | 0 | 0 | 0 | 0 | 0 | 0 | 5619.3143
2025-01-23 | 5407.283 | 22 | 0 | 0 | 0 | 0 | 0 | 0 | 0 | 0 | 0 | 0 | 0 | 0 | 0 | 0 | 0 | 0 | 0 | 1 | 0 | 0 | 0 | 0 | 0 | 0 | 0 | 0 | 5482.2358
2025-01-23 | 5229.614 | 22.3 | 0 | 0 | 0 | 0 | 0 | 0 | 0 | 0 | 0 | 0 | 0 | 0 | 0 | 0 | 0 | 0 | 0 | 0 | 1 | 0 | 0 | 0 | 0 | 0 | 0 | 0 | 5208.0046
2025-01-23 | 5008.944 | 22.9 | 0 | 0 | 0 | 0 | 0 | 0 | 0 | 0 | 0 | 0 | 0 | 0 | 0 | 0 | 0 | 0 | 0 | 0 | 0 | 1 | 0 | 0 | 0 | 0 | 0 | 0 | 4946.746
2025-01-23 | 4631.332 | 23.7 | 0 | 0 | 0 | 0 | 0 | 0 | 0 | 0 | 0 | 0 | 0 | 0 | 0 | 0 | 0 | 0 | 0 | 0 | 0 | 0 | 1 | 0 | 0 | 0 | 0 | 0 | 4810.9974
2025-01-23 | 4349.967 | 23.8 | 0 | 0 | 0 | 0 | 0 | 0 | 0 | 0 | 0 | 0 | 0 | 0 | 0 | 0 | 0 | 0 | 0 | 0 | 0 | 0 | 0 | 1 | 0 | 0 | 0 | 0 | 4661.2048
2025-01-23 | 4163.827 | 24 | 0 | 0 | 0 | 0 | 0 | 0 | 0 | 0 | 0 | 0 | 0 | 0 | 0 | 0 | 0 | 0 | 0 | 0 | 0 | 0 | 0 | 0 | 1 | 0 | 0 | 0 | 4489.3481
2025-01-23 | 3914.943 | 24.1 | 0 | 0 | 0 | 0 | 0 | 0 | 0 | 0 | 0 | 0 | 0 | 0 | 0 | 0 | 0 | 0 | 0 | 0 | 0 | 0 | 0 | 0 | 0 | 1 | 0 | 0 | 4232.0508
2025-01-23 | 3715.628 | 23.9 | 0 | 0 | 0 | 0 | 0 | 0 | 0 | 0 | 0 | 0 | 0 | 0 | 0 | 0 | 0 | 0 | 0 | 0 | 0 | 0 | 0 | 0 | 0 | 0 | 1 | 0 | 4003.2147
2025-01-23 | 3491.729 | 24.6 | 0 | 0 | 0 | 0 | 0 | 0 | 0 | 0 | 0 | 0 | 0 | 0 | 0 | 0 | 0 | 0 | 0 | 0 | 0 | 0 | 0 | 0 | 0 | 0 | 0 | 1 | 3919.0942
2025-01-24 | 3473.743 | 25.2 | 0 | 0 | 1 | 0 | 0 | 0 | 0 | 0 | 0 | 0 | 0 | 0 | 0 | 0 | 0 | 0 | 0 | 0 | 0 | 0 | 0 | 0 | 0 | 0 | 0 | 0 | 3883.5529
2025-01-24 | 3399.509 | 26 | 0 | 0 | 0 | 1 | 0 | 0 | 0 | 0 | 0 | 0 | 0 | 0 | 0 | 0 | 0 | 0 | 0 | 0 | 0 | 0 | 0 | 0 | 0 | 0 | 0 | 0 | 3900.7888
2025-01-24 | 3391.571 | 26 | 0 | 0 | 0 | 0 | 1 | 0 | 0 | 0 | 0 | 0 | 0 | 0 | 0 | 0 | 0 | 0 | 0 | 0 | 0 | 0 | 0 | 0 | 0 | 0 | 0 | 0 | 3888.0062
2025-01-24 | 3447.516 | 26 | 0 | 0 | 0 | 0 | 0 | 1 | 0 | 0 | 0 | 0 | 0 | 0 | 0 | 0 | 0 | 0 | 0 | 0 | 0 | 0 | 0 | 0 | 0 | 0 | 0 | 0 | 3919.7448
2025-01-24 | 3456.843 | 26.9 | 0 | 0 | 0 | 0 | 0 | 0 | 1 | 0 | 0 | 0 | 0 | 0 | 0 | 0 | 0 | 0 | 0 | 0 | 0 | 0 | 0 | 0 | 0 | 0 | 0 | 0 | 4025.7511
2025-01-24 | 3588.276 | 26.5 | 0 | 0 | 0 | 0 | 0 | 0 | 0 | 1 | 0 | 0 | 0 | 0 | 0 | 0 | 0 | 0 | 0 | 0 | 0 | 0 | 0 | 0 | 0 | 0 | 0 | 0 | 4105.2787
2025-01-24 | 3888.903 | 27 | 0 | 0 | 0 | 0 | 0 | 0 | 0 | 0 | 1 | 0 | 0 | 0 | 0 | 0 | 0 | 0 | 0 | 0 | 0 | 0 | 0 | 0 | 0 | 0 | 0 | 0 | 4479.4657
2025-01-24 | 4492.405 | 27.1 | 0 | 0 | 0 | 0 | 0 | 0 | 0 | 0 | 0 | 1 | 0 | 0 | 0 | 0 | 0 | 0 | 0 | 0 | 0 | 0 | 0 | 0 | 0 | 0 | 0 | 0 | 4987.7817
2025-01-24 | 4988.036 | 27.6 | 0 | 0 | 0 | 0 | 0 | 0 | 0 | 0 | 0 | 0 | 1 | 0 | 0 | 0 | 0 | 0 | 0 | 0 | 0 | 0 | 0 | 0 | 0 | 0 | 0 | 0 | 5640.4086
2025-01-24 | 5348.228 | 25.9 | 0 | 0 | 0 | 0 | 0 | 0 | 0 | 0 | 0 | 0 | 0 | 1 | 0 | 0 | 0 | 0 | 0 | 0 | 0 | 0 | 0 | 0 | 0 | 0 | 0 | 0 | 5747.8266
2025-01-24 | 5510.194 | 25.8 | 0 | 0 | 0 | 0 | 0 | 0 | 0 | 0 | 0 | 0 | 0 | 0 | 1 | 0 | 0 | 0 | 0 | 0 | 0 | 0 | 0 | 0 | 0 | 0 | 0 | 0 | 5922.7043
2025-01-24 | 5590.58 | 24.3 | 0 | 0 | 0 | 0 | 0 | 0 | 0 | 0 | 0 | 0 | 0 | 0 | 0 | 1 | 0 | 0 | 0 | 0 | 0 | 0 | 0 | 0 | 0 | 0 | 0 | 0 | 5848.7771
2025-01-24 | 5498.849 | 23.8 | 0 | 0 | 0 | 0 | 0 | 0 | 0 | 0 | 0 | 0 | 0 | 0 | 0 | 0 | 1 | 0 | 0 | 0 | 0 | 0 | 0 | 0 | 0 | 0 | 0 | 0 | 5792.5436
2025-01-24 | 5417.409 | 23.1 | 0 | 0 | 0 | 0 | 0 | 0 | 0 | 0 | 0 | 0 | 0 | 0 | 0 | 0 | 0 | 1 | 0 | 0 | 0 | 0 | 0 | 0 | 0 | 0 | 0 | 0 | 5738.1449
2025-01-24 | 5369.772 | 22.8 | 0 | 0 | 0 | 0 | 0 | 0 | 0 | 0 | 0 | 0 | 0 | 0 | 0 | 0 | 0 | 0 | 1 | 0 | 0 | 0 | 0 | 0 | 0 | 0 | 0 | 0 | 5665.4323
2025-01-24 | 5246.546 | 23.2 | 0 | 0 | 0 | 0 | 0 | 0 | 0 | 0 | 0 | 0 | 0 | 0 | 0 | 0 | 0 | 0 | 0 | 1 | 0 | 0 | 0 | 0 | 0 | 0 | 0 | 0 | 5561.2952
2025-01-24 | 5170.301 | 23.7 | 0 | 0 | 0 | 0 | 0 | 0 | 0 | 0 | 0 | 0 | 0 | 0 | 0 | 0 | 0 | 0 | 0 | 0 | 1 | 0 | 0 | 0 | 0 | 0 | 0 | 0 | 5300.2406
2025-01-24 | 4982.483 | 24.7 | 0 | 0 | 0 | 0 | 0 | 0 | 0 | 0 | 0 | 0 | 0 | 0 | 0 | 0 | 0 | 0 | 0 | 0 | 0 | 1 | 0 | 0 | 0 | 0 | 0 | 0 | 5065.3351
2025-01-24 | 4676.414 | 25 | 0 | 0 | 0 | 0 | 0 | 0 | 0 | 0 | 0 | 0 | 0 | 0 | 0 | 0 | 0 | 0 | 0 | 0 | 0 | 0 | 1 | 0 | 0 | 0 | 0 | 0 | 4896.6451
2025-01-24 | 4375.815 | 25.2 | 0 | 0 | 0 | 0 | 0 | 0 | 0 | 0 | 0 | 0 | 0 | 0 | 0 | 0 | 0 | 0 | 0 | 0 | 0 | 0 | 0 | 1 | 0 | 0 | 0 | 0 | 4753.4408
2025-01-24 | 4210.796 | 25.6 | 0 | 0 | 0 | 0 | 0 | 0 | 0 | 0 | 0 | 0 | 0 | 0 | 0 | 0 | 0 | 0 | 0 | 0 | 0 | 0 | 0 | 0 | 1 | 0 | 0 | 0 | 4594.7606
2025-01-24 | 3982.345 | 25.7 | 0 | 0 | 0 | 0 | 0 | 0 | 0 | 0 | 0 | 0 | 0 | 0 | 0 | 0 | 0 | 0 | 0 | 0 | 0 | 0 | 0 | 0 | 0 | 1 | 0 | 0 | 4337.4634
2025-01-24 | 3741.001 | 26 | 0 | 0 | 0 | 0 | 0 | 0 | 0 | 0 | 0 | 0 | 0 | 0 | 0 | 0 | 0 | 0 | 0 | 0 | 0 | 0 | 0 | 0 | 0 | 0 | 1 | 0 | 4141.5687
2025-01-24 | 3549.09 | 25.7 | 0 | 0 | 0 | 0 | 0 | 0 | 0 | 0 | 0 | 0 | 0 | 0 | 0 | 0 | 0 | 0 | 0 | 0 | 0 | 0 | 0 | 0 | 0 | 0 | 0 | 1 | 3991.5654
2025-01-25 | 3419.426 | 25.9 | 0 | 1 | 1 | 0 | 0 | 0 | 0 | 0 | 0 | 0 | 0 | 0 | 0 | 0 | 0 | 0 | 0 | 0 | 0 | 0 | 0 | 0 | 0 | 0 | 0 | 0 | 3357.1401
2025-01-25 | 3402.284 | 26.3 | 0 | 1 | 0 | 1 | 0 | 0 | 0 | 0 | 0 | 0 | 0 | 0 | 0 | 0 | 0 | 0 | 0 | 0 | 0 | 0 | 0 | 0 | 0 | 0 | 0 | 0 | 3348.0228
2025-01-25 | 3385.033 | 26.6 | 0 | 1 | 0 | 0 | 1 | 0 | 0 | 0 | 0 | 0 | 0 | 0 | 0 | 0 | 0 | 0 | 0 | 0 | 0 | 0 | 0 | 0 | 0 | 0 | 0 | 0 | 3355.0051
2025-01-25 | 3396.521 | 26.1 | 0 | 1 | 0 | 0 | 0 | 1 | 0 | 0 | 0 | 0 | 0 | 0 | 0 | 0 | 0 | 0 | 0 | 0 | 0 | 0 | 0 | 0 | 0 | 0 | 0 | 0 | 3353.8022
2025-01-25 | 3434.377 | 26.8 | 0 | 1 | 0 | 0 | 0 | 0 | 1 | 0 | 0 | 0 | 0 | 0 | 0 | 0 | 0 | 0 | 0 | 0 | 0 | 0 | 0 | 0 | 0 | 0 | 0 | 0 | 3446.632
2025-01-25 | 3459.949 | 26.9 | 0 | 1 | 0 | 0 | 0 | 0 | 0 | 1 | 0 | 0 | 0 | 0 | 0 | 0 | 0 | 0 | 0 | 0 | 0 | 0 | 0 | 0 | 0 | 0 | 0 | 0 | 3559.101
2025-01-25 | 3572.386 | 26.7 | 0 | 1 | 0 | 0 | 0 | 0 | 0 | 0 | 1 | 0 | 0 | 0 | 0 | 0 | 0 | 0 | 0 | 0 | 0 | 0 | 0 | 0 | 0 | 0 | 0 | 0 | 3887.17
2025-01-25 | 3813.233 | 26.3 | 0 | 1 | 0 | 0 | 0 | 0 | 0 | 0 | 0 | 1 | 0 | 0 | 0 | 0 | 0 | 0 | 0 | 0 | 0 | 0 | 0 | 0 | 0 | 0 | 0 | 0 | 4362.5446
2025-01-25 | 4054.018 | 26 | 0 | 1 | 0 | 0 | 0 | 0 | 0 | 0 | 0 | 0 | 1 | 0 | 0 | 0 | 0 | 0 | 0 | 0 | 0 | 0 | 0 | 0 | 0 | 0 | 0 | 0 | 4962.4652
2025-01-25 | 4483.594 | 25.3 | 0 | 1 | 0 | 0 | 0 | 0 | 0 | 0 | 0 | 0 | 0 | 1 | 0 | 0 | 0 | 0 | 0 | 0 | 0 | 0 | 0 | 0 | 0 | 0 | 0 | 0 | 5135.766
2025-01-25 | 4756.592 | 24.8 | 0 | 1 | 0 | 0 | 0 | 0 | 0 | 0 | 0 | 0 | 0 | 0 | 1 | 0 | 0 | 0 | 0 | 0 | 0 | 0 | 0 | 0 | 0 | 0 | 0 | 0 | 5284.2906
2025-01-25 | 4876.477 | 23.8 | 0 | 1 | 0 | 0 | 0 | 0 | 0 | 0 | 0 | 0 | 0 | 0 | 0 | 1 | 0 | 0 | 0 | 0 | 0 | 0 | 0 | 0 | 0 | 0 | 0 | 0 | 5243.3049
2025-01-25 | 4882.828 | 22.4 | 0 | 1 | 0 | 0 | 0 | 0 | 0 | 0 | 0 | 0 | 0 | 0 | 0 | 0 | 1 | 0 | 0 | 0 | 0 | 0 | 0 | 0 | 0 | 0 | 0 | 0 | 5127.7768
2025-01-25 | 4845.184 | 21.1 | 0 | 1 | 0 | 0 | 0 | 0 | 0 | 0 | 0 | 0 | 0 | 0 | 0 | 0 | 0 | 1 | 0 | 0 | 0 | 0 | 0 | 0 | 0 | 0 | 0 | 0 | 5033.8484
2025-01-25 | 4751.165 | 20.9 | 0 | 1 | 0 | 0 | 0 | 0 | 0 | 0 | 0 | 0 | 0 | 0 | 0 | 0 | 0 | 0 | 1 | 0 | 0 | 0 | 0 | 0 | 0 | 0 | 0 | 0 | 4967.7241
2025-01-25 | 4684.267 | 20.3 | 0 | 1 | 0 | 0 | 0 | 0 | 0 | 0 | 0 | 0 | 0 | 0 | 0 | 0 | 0 | 0 | 0 | 1 | 0 | 0 | 0 | 0 | 0 | 0 | 0 | 0 | 4797.7041
2025-01-25 | 4595.126 | 20 | 0 | 1 | 0 | 0 | 0 | 0 | 0 | 0 | 0 | 0 | 0 | 0 | 0 | 0 | 0 | 0 | 0 | 0 | 1 | 0 | 0 | 0 | 0 | 0 | 0 | 0 | 4483.9432
2025-01-25 | 4527.691 | 20.2 | 0 | 1 | 0 | 0 | 0 | 0 | 0 | 0 | 0 | 0 | 0 | 0 | 0 | 0 | 0 | 0 | 0 | 0 | 0 | 1 | 0 | 0 | 0 | 0 | 0 | 0 | 4196.3314
2025-01-25 | 4416.098 | 20.5 | 0 | 1 | 0 | 0 | 0 | 0 | 0 | 0 | 0 | 0 | 0 | 0 | 0 | 0 | 0 | 0 | 0 | 0 | 0 | 0 | 1 | 0 | 0 | 0 | 0 | 0 | 4027.6414
2025-01-25 | 4206.369 | 21.3 | 0 | 1 | 0 | 0 | 0 | 0 | 0 | 0 | 0 | 0 | 0 | 0 | 0 | 0 | 0 | 0 | 0 | 0 | 0 | 0 | 0 | 1 | 0 | 0 | 0 | 0 | 3923.9668
2025-01-25 | 4061.987 | 22 | 0 | 1 | 0 | 0 | 0 | 0 | 0 | 0 | 0 | 0 | 0 | 0 | 0 | 0 | 0 | 0 | 0 | 0 | 0 | 0 | 0 | 0 | 1 | 0 | 0 | 0 | 3785.0515
2025-01-25 | 3877.644 | 21.5 | 0 | 1 | 0 | 0 | 0 | 0 | 0 | 0 | 0 | 0 | 0 | 0 | 0 | 0 | 0 | 0 | 0 | 0 | 0 | 0 | 0 | 0 | 0 | 1 | 0 | 0 | 3488.2246
2025-01-25 | 3640.073 | 19.8 | 0 | 1 | 0 | 0 | 0 | 0 | 0 | 0 | 0 | 0 | 0 | 0 | 0 | 0 | 0 | 0 | 0 | 0 | 0 | 0 | 0 | 0 | 0 | 0 | 1 | 0 | 3160.5641
2025-01-25 | 3495.583 | 19 | 0 | 1 | 0 | 0 | 0 | 0 | 0 | 0 | 0 | 0 | 0 | 0 | 0 | 0 | 0 | 0 | 0 | 0 | 0 | 0 | 0 | 0 | 0 | 0 | 0 | 1 | 2977.6194
2025-01-26 | 3312.858 | 19.4 | 0 | 1 | 1 | 0 | 0 | 0 | 0 | 0 | 0 | 0 | 0 | 0 | 0 | 0 | 0 | 0 | 0 | 0 | 0 | 0 | 0 | 0 | 0 | 0 | 0 | 0 | 2928.9015
2025-01-26 | 3290.344 | 19.5 | 0 | 1 | 0 | 1 | 0 | 0 | 0 | 0 | 0 | 0 | 0 | 0 | 0 | 0 | 0 | 0 | 0 | 0 | 0 | 0 | 0 | 0 | 0 | 0 | 0 | 0 | 2900.0194
2025-01-26 | 3231.952 | 19.3 | 0 | 1 | 0 | 0 | 1 | 0 | 0 | 0 | 0 | 0 | 0 | 0 | 0 | 0 | 0 | 0 | 0 | 0 | 0 | 0 | 0 | 0 | 0 | 0 | 0 | 0 | 2874.0603
2025-01-26 | 3245.7 | 19.4 | 0 | 1 | 0 | 0 | 0 | 1 | 0 | 0 | 0 | 0 | 0 | 0 | 0 | 0 | 0 | 0 | 0 | 0 | 0 | 0 | 0 | 0 | 0 | 0 | 0 | 0 | 2912.3871
2025-01-26 | 3286.65 | 19.5 | 0 | 1 | 0 | 0 | 0 | 0 | 1 | 0 | 0 | 0 | 0 | 0 | 0 | 0 | 0 | 0 | 0 | 0 | 0 | 0 | 0 | 0 | 0 | 0 | 0 | 0 | 2965.6872
2025-01-26 | 3307.762 | 19.6 | 0 | 1 | 0 | 0 | 0 | 0 | 0 | 1 | 0 | 0 | 0 | 0 | 0 | 0 | 0 | 0 | 0 | 0 | 0 | 0 | 0 | 0 | 0 | 0 | 0 | 0 | 3078.1562
2025-01-26 | 3406.098 | 20.3 | 0 | 1 | 0 | 0 | 0 | 0 | 0 | 0 | 1 | 0 | 0 | 0 | 0 | 0 | 0 | 0 | 0 | 0 | 0 | 0 | 0 | 0 | 0 | 0 | 0 | 0 | 3465.5197
2025-01-26 | 3524.484 | 20.6 | 0 | 1 | 0 | 0 | 0 | 0 | 0 | 0 | 0 | 1 | 0 | 0 | 0 | 0 | 0 | 0 | 0 | 0 | 0 | 0 | 0 | 0 | 0 | 0 | 0 | 0 | 3987.0123
2025-01-26 | 3604.045 | 20.5 | 0 | 1 | 0 | 0 | 0 | 0 | 0 | 0 | 0 | 0 | 1 | 0 | 0 | 0 | 0 | 0 | 0 | 0 | 0 | 0 | 0 | 0 | 0 | 0 | 0 | 0 | 4600.1095
2025-01-26 | 3732.806 | 19.7 | 0 | 1 | 0 | 0 | 0 | 0 | 0 | 0 | 0 | 0 | 0 | 1 | 0 | 0 | 0 | 0 | 0 | 0 | 0 | 0 | 0 | 0 | 0 | 0 | 0 | 0 | 4766.8221
2025-01-26 | 3929.037 | 19.3 | 0 | 1 | 0 | 0 | 0 | 0 | 0 | 0 | 0 | 0 | 0 | 0 | 1 | 0 | 0 | 0 | 0 | 0 | 0 | 0 | 0 | 0 | 0 | 0 | 0 | 0 | 4921.9349
2025-01-26 | 4052.816 | 17.8 | 0 | 1 | 0 | 0 | 0 | 0 | 0 | 0 | 0 | 0 | 0 | 0 | 0 | 1 | 0 | 0 | 0 | 0 | 0 | 0 | 0 | 0 | 0 | 0 | 0 | 0 | 4848.0077
2025-01-26 | 4108.625 | 18.4 | 0 | 1 | 0 | 0 | 0 | 0 | 0 | 0 | 0 | 0 | 0 | 0 | 0 | 0 | 1 | 0 | 0 | 0 | 0 | 0 | 0 | 0 | 0 | 0 | 0 | 0 | 4864.2454
2025-01-26 | 4060.042 | 18.6 | 0 | 1 | 0 | 0 | 0 | 0 | 0 | 0 | 0 | 0 | 0 | 0 | 0 | 0 | 0 | 1 | 0 | 0 | 0 | 0 | 0 | 0 | 0 | 0 | 0 | 0 | 4869.1412
2025-01-26 | 4050.913 | 18.9 | 0 | 1 | 0 | 0 | 0 | 0 | 0 | 0 | 0 | 0 | 0 | 0 | 0 | 0 | 0 | 0 | 1 | 0 | 0 | 0 | 0 | 0 | 0 | 0 | 0 | 0 | 4835.9584
2025-01-26 | 3955.405 | 19.6 | 0 | 1 | 0 | 0 | 0 | 0 | 0 | 0 | 0 | 0 | 0 | 0 | 0 | 0 | 0 | 0 | 0 | 1 | 0 | 0 | 0 | 0 | 0 | 0 | 0 | 0 | 4751.5861
2025-01-26 | 4018.089 | 19.5 | 0 | 1 | 0 | 0 | 0 | 0 | 0 | 0 | 0 | 0 | 0 | 0 | 0 | 0 | 0 | 0 | 0 | 0 | 1 | 0 | 0 | 0 | 0 | 0 | 0 | 0 | 4451.0017
2025-01-26 | 4072.844 | 20.5 | 0 | 1 | 0 | 0 | 0 | 0 | 0 | 0 | 0 | 0 | 0 | 0 | 0 | 0 | 0 | 0 | 0 | 0 | 0 | 1 | 0 | 0 | 0 | 0 | 0 | 0 | 4216.0963
2025-01-26 | 4048.793 | 20.7 | 0 | 1 | 0 | 0 | 0 | 0 | 0 | 0 | 0 | 0 | 0 | 0 | 0 | 0 | 0 | 0 | 0 | 0 | 0 | 0 | 1 | 0 | 0 | 0 | 0 | 0 | 4040.818
2025-01-26 | 3881.908 | 20.9 | 0 | 1 | 0 | 0 | 0 | 0 | 0 | 0 | 0 | 0 | 0 | 0 | 0 | 0 | 0 | 0 | 0 | 0 | 0 | 0 | 0 | 1 | 0 | 0 | 0 | 0 | 3897.6136
2025-01-26 | 3796.704 | 20.8 | 0 | 1 | 0 | 0 | 0 | 0 | 0 | 0 | 0 | 0 | 0 | 0 | 0 | 0 | 0 | 0 | 0 | 0 | 0 | 0 | 0 | 0 | 1 | 0 | 0 | 0 | 3705.9921
2025-01-26 | 3625.28 | 21.3 | 0 | 1 | 0 | 0 | 0 | 0 | 0 | 0 | 0 | 0 | 0 | 0 | 0 | 0 | 0 | 0 | 0 | 0 | 0 | 0 | 0 | 0 | 0 | 1 | 0 | 0 | 3475.048
2025-01-26 | 3432.215 | 22 | 0 | 1 | 0 | 0 | 0 | 0 | 0 | 0 | 0 | 0 | 0 | 0 | 0 | 0 | 0 | 0 | 0 | 0 | 0 | 0 | 0 | 0 | 0 | 0 | 1 | 0 | 3305.5064
2025-01-26 | 3269.262 | 22.7 | 0 | 1 | 0 | 0 | 0 | 0 | 0 | 0 | 0 | 0 | 0 | 0 | 0 | 0 | 0 | 0 | 0 | 0 | 0 | 0 | 0 | 0 | 0 | 0 | 0 | 1 | 3221.386
2025-01-27 | 3262.679 | 23.8 | 0 | 0 | 1 | 0 | 0 | 0 | 0 | 0 | 0 | 0 | 0 | 0 | 0 | 0 | 0 | 0 | 0 | 0 | 0 | 0 | 0 | 0 | 0 | 0 | 0 | 0 | 3791.3169
2025-01-27 | 3188.361 | 24.2 | 0 | 0 | 0 | 1 | 0 | 0 | 0 | 0 | 0 | 0 | 0 | 0 | 0 | 0 | 0 | 0 | 0 | 0 | 0 | 0 | 0 | 0 | 0 | 0 | 0 | 0 | 3782.1997
2025-01-27 | 3246.269 | 24.1 | 0 | 0 | 0 | 0 | 1 | 0 | 0 | 0 | 0 | 0 | 0 | 0 | 0 | 0 | 0 | 0 | 0 | 0 | 0 | 0 | 0 | 0 | 0 | 0 | 0 | 0 | 3762.8288
2025-01-27 | 3218.317 | 23.3 | 0 | 0 | 0 | 0 | 0 | 1 | 0 | 0 | 0 | 0 | 0 | 0 | 0 | 0 | 0 | 0 | 0 | 0 | 0 | 0 | 0 | 0 | 0 | 0 | 0 | 0 | 3741.8611
2025-01-27 | 3292.465 | 23.8 | 0 | 0 | 0 | 0 | 0 | 0 | 1 | 0 | 0 | 0 | 0 | 0 | 0 | 0 | 0 | 0 | 0 | 0 | 0 | 0 | 0 | 0 | 0 | 0 | 0 | 0 | 3821.5143
2025-01-27 | 3385.537 | 23 | 0 | 0 | 0 | 0 | 0 | 0 | 0 | 1 | 0 | 0 | 0 | 0 | 0 | 0 | 0 | 0 | 0 | 0 | 0 | 0 | 0 | 0 | 0 | 0 | 0 | 0 | 3874.6887
2025-01-27 | 3694.257 | 22.7 | 0 | 0 | 0 | 0 | 0 | 0 | 0 | 0 | 1 | 0 | 0 | 0 | 0 | 0 | 0 | 0 | 0 | 0 | 0 | 0 | 0 | 0 | 0 | 0 | 0 | 0 | 4196.1694
2025-01-27 | 4161.05 | 23 | 0 | 0 | 0 | 0 | 0 | 0 | 0 | 0 | 0 | 1 | 0 | 0 | 0 | 0 | 0 | 0 | 0 | 0 | 0 | 0 | 0 | 0 | 0 | 0 | 0 | 0 | 4717.662
2025-01-27 | 4697.22 | 22.5 | 0 | 0 | 0 | 0 | 0 | 0 | 0 | 0 | 0 | 0 | 1 | 0 | 0 | 0 | 0 | 0 | 0 | 0 | 0 | 0 | 0 | 0 | 0 | 0 | 0 | 0 | 5304.4061
2025-01-27 | 5123.743 | 21 | 0 | 0 | 0 | 0 | 0 | 0 | 0 | 0 | 0 | 0 | 0 | 1 | 0 | 0 | 0 | 0 | 0 | 0 | 0 | 0 | 0 | 0 | 0 | 0 | 0 | 0 | 5425.0006
2025-01-27 | 5314.296 | 19.4 | 0 | 0 | 0 | 0 | 0 | 0 | 0 | 0 | 0 | 0 | 0 | 0 | 1 | 0 | 0 | 0 | 0 | 0 | 0 | 0 | 0 | 0 | 0 | 0 | 0 | 0 | 5501.054
2025-01-27 | 5334.309 | 18.1 | 0 | 0 | 0 | 0 | 0 | 0 | 0 | 0 | 0 | 0 | 0 | 0 | 0 | 1 | 0 | 0 | 0 | 0 | 0 | 0 | 0 | 0 | 0 | 0 | 0 | 0 | 5440.3034
2025-01-27 | 5275.987 | 17.2 | 0 | 0 | 0 | 0 | 0 | 0 | 0 | 0 | 0 | 0 | 0 | 0 | 0 | 0 | 1 | 0 | 0 | 0 | 0 | 0 | 0 | 0 | 0 | 0 | 0 | 0 | 5357.7168
2025-01-27 | 5324.354 | 17 | 0 | 0 | 0 | 0 | 0 | 0 | 0 | 0 | 0 | 0 | 0 | 0 | 0 | 0 | 0 | 1 | 0 | 0 | 0 | 0 | 0 | 0 | 0 | 0 | 0 | 0 | 5336.2595
2025-01-27 | 5351.723 | 16.8 | 0 | 0 | 0 | 0 | 0 | 0 | 0 | 0 | 0 | 0 | 0 | 0 | 0 | 0 | 0 | 0 | 1 | 0 | 0 | 0 | 0 | 0 | 0 | 0 | 0 | 0 | 5270.1352
2025-01-27 | 5298.63 | 17.3 | 0 | 0 | 0 | 0 | 0 | 0 | 0 | 0 | 0 | 0 | 0 | 0 | 0 | 0 | 0 | 0 | 0 | 1 | 0 | 0 | 0 | 0 | 0 | 0 | 0 | 0 | 5172.5864
2025-01-27 | 5149.16 | 18.6 | 0 | 0 | 0 | 0 | 0 | 0 | 0 | 0 | 0 | 0 | 0 | 0 | 0 | 0 | 0 | 0 | 0 | 0 | 1 | 0 | 0 | 0 | 0 | 0 | 0 | 0 | 4964.238
2025-01-27 | 4909.921 | 19.2 | 0 | 0 | 0 | 0 | 0 | 0 | 0 | 0 | 0 | 0 | 0 | 0 | 0 | 0 | 0 | 0 | 0 | 0 | 0 | 1 | 0 | 0 | 0 | 0 | 0 | 0 | 4702.9794
2025-01-27 | 4531.787 | 19.1 | 0 | 0 | 0 | 0 | 0 | 0 | 0 | 0 | 0 | 0 | 0 | 0 | 0 | 0 | 0 | 0 | 0 | 0 | 0 | 0 | 1 | 0 | 0 | 0 | 0 | 0 | 4507.9363
2025-01-27 | 4243.725 | 18.5 | 0 | 0 | 0 | 0 | 0 | 0 | 0 | 0 | 0 | 0 | 0 | 0 | 0 | 0 | 0 | 0 | 0 | 0 | 0 | 0 | 0 | 1 | 0 | 0 | 0 | 0 | 4312.0257
2025-01-27 | 4023.139 | 18.3 | 0 | 0 | 0 | 0 | 0 | 0 | 0 | 0 | 0 | 0 | 0 | 0 | 0 | 0 | 0 | 0 | 0 | 0 | 0 | 0 | 0 | 0 | 1 | 0 | 0 | 0 | 4113.8158
2025-01-27 | 3759.66 | 19.6 | 0 | 0 | 0 | 0 | 0 | 0 | 0 | 0 | 0 | 0 | 0 | 0 | 0 | 0 | 0 | 0 | 0 | 0 | 0 | 0 | 0 | 0 | 0 | 1 | 0 | 0 | 3935.578
2025-01-27 | 3540.638 | 19.3 | 0 | 0 | 0 | 0 | 0 | 0 | 0 | 0 | 0 | 0 | 0 | 0 | 0 | 0 | 0 | 0 | 0 | 0 | 0 | 0 | 0 | 0 | 0 | 0 | 1 | 0 | 3700.1536
2025-01-27 | 3380.541 | 19.3 | 0 | 0 | 0 | 0 | 0 | 0 | 0 | 0 | 0 | 0 | 0 | 0 | 0 | 0 | 0 | 0 | 0 | 0 | 0 | 0 | 0 | 0 | 0 | 0 | 0 | 1 | 3569.9151
2025-01-28 | 3309.872 | 19 | 0 | 0 | 1 | 0 | 0 | 0 | 0 | 0 | 0 | 0 | 0 | 0 | 0 | 0 | 0 | 0 | 0 | 0 | 0 | 0 | 0 | 0 | 0 | 0 | 0 | 0 | 3475.0792
2025-01-28 | 3250.935 | 19.1 | 0 | 0 | 0 | 1 | 0 | 0 | 0 | 0 | 0 | 0 | 0 | 0 | 0 | 0 | 0 | 0 | 0 | 0 | 0 | 0 | 0 | 0 | 0 | 0 | 0 | 0 | 3446.1971
2025-01-28 | 3246.053 | 20 | 0 | 0 | 0 | 0 | 1 | 0 | 0 | 0 | 0 | 0 | 0 | 0 | 0 | 0 | 0 | 0 | 0 | 0 | 0 | 0 | 0 | 0 | 0 | 0 | 0 | 0 | 3492.7091
2025-01-28 | 3268.743 | 22.7 | 0 | 0 | 0 | 0 | 0 | 1 | 0 | 0 | 0 | 0 | 0 | 0 | 0 | 0 | 0 | 0 | 0 | 0 | 0 | 0 | 0 | 0 | 0 | 0 | 0 | 0 | 3702.3314
2025-01-28 | 3370.079 | 24 | 0 | 0 | 0 | 0 | 0 | 0 | 1 | 0 | 0 | 0 | 0 | 0 | 0 | 0 | 0 | 0 | 0 | 0 | 0 | 0 | 0 | 0 | 0 | 0 | 0 | 0 | 3834.6908
2025-01-28 | 3488.011 | 25.3 | 0 | 0 | 0 | 0 | 0 | 0 | 0 | 1 | 0 | 0 | 0 | 0 | 0 | 0 | 0 | 0 | 0 | 0 | 0 | 0 | 0 | 0 | 0 | 0 | 0 | 0 | 4026.2193
2025-01-28 | 3801.857 | 26.5 | 0 | 0 | 0 | 0 | 0 | 0 | 0 | 0 | 1 | 0 | 0 | 0 | 0 | 0 | 0 | 0 | 0 | 0 | 0 | 0 | 0 | 0 | 0 | 0 | 0 | 0 | 4446.5242
2025-01-28 | 4321.792 | 28.7 | 0 | 0 | 0 | 0 | 0 | 0 | 0 | 0 | 0 | 1 | 0 | 0 | 0 | 0 | 0 | 0 | 0 | 0 | 0 | 0 | 0 | 0 | 0 | 0 | 0 | 0 | 5093.1943
2025-01-28 | 4921.594 | 29.7 | 0 | 0 | 0 | 0 | 0 | 0 | 0 | 0 | 0 | 0 | 1 | 0 | 0 | 0 | 0 | 0 | 0 | 0 | 0 | 0 | 0 | 0 | 0 | 0 | 0 | 0 | 5778.7626
2025-01-28 | 5331.883 | 28.5 | 0 | 0 | 0 | 0 | 0 | 0 | 0 | 0 | 0 | 0 | 0 | 1 | 0 | 0 | 0 | 0 | 0 | 0 | 0 | 0 | 0 | 0 | 0 | 0 | 0 | 0 | 5919.122
2025-01-28 | 5477.317 | 26.4 | 0 | 0 | 0 | 0 | 0 | 0 | 0 | 0 | 0 | 0 | 0 | 0 | 1 | 0 | 0 | 0 | 0 | 0 | 0 | 0 | 0 | 0 | 0 | 0 | 0 | 0 | 5962.234
2025-01-28 | 5619.194 | 25.8 | 0 | 0 | 0 | 0 | 0 | 0 | 0 | 0 | 0 | 0 | 0 | 0 | 0 | 1 | 0 | 0 | 0 | 0 | 0 | 0 | 0 | 0 | 0 | 0 | 0 | 0 | 5947.6014
2025-01-28 | 5528.395 | 25.5 | 0 | 0 | 0 | 0 | 0 | 0 | 0 | 0 | 0 | 0 | 0 | 0 | 0 | 0 | 1 | 0 | 0 | 0 | 0 | 0 | 0 | 0 | 0 | 0 | 0 | 0 | 5904.5445
2025-01-28 | 5486.065 | 25 | 0 | 0 | 0 | 0 | 0 | 0 | 0 | 0 | 0 | 0 | 0 | 0 | 0 | 0 | 0 | 1 | 0 | 0 | 0 | 0 | 0 | 0 | 0 | 0 | 0 | 0 | 5863.3223
2025-01-28 | 5407.127 | 24 | 0 | 0 | 0 | 0 | 0 | 0 | 0 | 0 | 0 | 0 | 0 | 0 | 0 | 0 | 0 | 0 | 1 | 0 | 0 | 0 | 0 | 0 | 0 | 0 | 0 | 0 | 5744.4917
2025-01-28 | 5506.099 | 23.2 | 0 | 0 | 0 | 0 | 0 | 0 | 0 | 0 | 0 | 0 | 0 | 0 | 0 | 0 | 0 | 0 | 0 | 1 | 0 | 0 | 0 | 0 | 0 | 0 | 0 | 0 | 5561.2952
2025-01-28 | 5252.965 | 23.2 | 0 | 0 | 0 | 0 | 0 | 0 | 0 | 0 | 0 | 0 | 0 | 0 | 0 | 0 | 0 | 0 | 0 | 0 | 1 | 0 | 0 | 0 | 0 | 0 | 0 | 0 | 5267.2991
2025-01-28 | 4986.858 | 23.4 | 0 | 0 | 0 | 0 | 0 | 0 | 0 | 0 | 0 | 0 | 0 | 0 | 0 | 0 | 0 | 0 | 0 | 0 | 0 | 1 | 0 | 0 | 0 | 0 | 0 | 0 | 4979.6874
2025-01-28 | 4593.362 | 23.9 | 0 | 0 | 0 | 0 | 0 | 0 | 0 | 0 | 0 | 0 | 0 | 0 | 0 | 0 | 0 | 0 | 0 | 0 | 0 | 0 | 1 | 0 | 0 | 0 | 0 | 0 | 4824.174
2025-01-28 | 4325.324 | 22.8 | 0 | 0 | 0 | 0 | 0 | 0 | 0 | 0 | 0 | 0 | 0 | 0 | 0 | 0 | 0 | 0 | 0 | 0 | 0 | 0 | 0 | 1 | 0 | 0 | 0 | 0 | 4595.3219
2025-01-28 | 4085.759 | 22 | 0 | 0 | 0 | 0 | 0 | 0 | 0 | 0 | 0 | 0 | 0 | 0 | 0 | 0 | 0 | 0 | 0 | 0 | 0 | 0 | 0 | 0 | 1 | 0 | 0 | 0 | 4357.5824
2025-01-28 | 3735.47 | 21.3 | 0 | 0 | 0 | 0 | 0 | 0 | 0 | 0 | 0 | 0 | 0 | 0 | 0 | 0 | 0 | 0 | 0 | 0 | 0 | 0 | 0 | 0 | 0 | 1 | 0 | 0 | 4047.5789
2025-01-28 | 3459.752 | 20.5 | 0 | 0 | 0 | 0 | 0 | 0 | 0 | 0 | 0 | 0 | 0 | 0 | 0 | 0 | 0 | 0 | 0 | 0 | 0 | 0 | 0 | 0 | 0 | 0 | 1 | 0 | 3779.213
2025-01-28 | 3307.513 | 19.2 | 0 | 0 | 0 | 0 | 0 | 0 | 0 | 0 | 0 | 0 | 0 | 0 | 0 | 0 | 0 | 0 | 0 | 0 | 0 | 0 | 0 | 0 | 0 | 0 | 0 | 1 | 3563.3268
2025-01-29 | 3164.249 | 15.8 | 0 | 0 | 1 | 0 | 0 | 0 | 0 | 0 | 0 | 0 | 0 | 0 | 0 | 0 | 0 | 0 | 0 | 0 | 0 | 0 | 0 | 0 | 0 | 0 | 0 | 0 | 3264.2541
2025-01-29 | 3157.107 | 15.9 | 0 | 0 | 0 | 1 | 0 | 0 | 0 | 0 | 0 | 0 | 0 | 0 | 0 | 0 | 0 | 0 | 0 | 0 | 0 | 0 | 0 | 0 | 0 | 0 | 0 | 0 | 3235.372
2025-01-29 | 3137.942 | 15.9 | 0 | 0 | 0 | 0 | 1 | 0 | 0 | 0 | 0 | 0 | 0 | 0 | 0 | 0 | 0 | 0 | 0 | 0 | 0 | 0 | 0 | 0 | 0 | 0 | 0 | 0 | 3222.5894
2025-01-29 | 3141.998 | 16.3 | 0 | 0 | 0 | 0 | 0 | 1 | 0 | 0 | 0 | 0 | 0 | 0 | 0 | 0 | 0 | 0 | 0 | 0 | 0 | 0 | 0 | 0 | 0 | 0 | 0 | 0 | 3280.6811
2025-01-29 | 3197.723 | 16.6 | 0 | 0 | 0 | 0 | 0 | 0 | 1 | 0 | 0 | 0 | 0 | 0 | 0 | 0 | 0 | 0 | 0 | 0 | 0 | 0 | 0 | 0 | 0 | 0 | 0 | 0 | 3347.1577
2025-01-29 | 3228.753 | 16.5 | 0 | 0 | 0 | 0 | 0 | 0 | 0 | 1 | 0 | 0 | 0 | 0 | 0 | 0 | 0 | 0 | 0 | 0 | 0 | 0 | 0 | 0 | 0 | 0 | 0 | 0 | 3446.4502
2025-01-29 | 3545.303 | 17.4 | 0 | 0 | 0 | 0 | 0 | 0 | 0 | 0 | 1 | 0 | 0 | 0 | 0 | 0 | 0 | 0 | 0 | 0 | 0 | 0 | 0 | 0 | 0 | 0 | 0 | 0 | 3846.9903
2025-01-29 | 3998.641 | 17.8 | 0 | 0 | 0 | 0 | 0 | 0 | 0 | 0 | 0 | 1 | 0 | 0 | 0 | 0 | 0 | 0 | 0 | 0 | 0 | 0 | 0 | 0 | 0 | 0 | 0 | 0 | 4375.0712
2025-01-29 | 4503.652 | 18.1 | 0 | 0 | 0 | 0 | 0 | 0 | 0 | 0 | 0 | 0 | 1 | 0 | 0 | 0 | 0 | 0 | 0 | 0 | 0 | 0 | 0 | 0 | 0 | 0 | 0 | 0 | 5014.5215
2025-01-29 | 4982.492 | 18.8 | 0 | 0 | 0 | 0 | 0 | 0 | 0 | 0 | 0 | 0 | 0 | 1 | 0 | 0 | 0 | 0 | 0 | 0 | 0 | 0 | 0 | 0 | 0 | 0 | 0 | 0 | 5280.0584
2025-01-29 | 5218.42 | 19.9 | 0 | 0 | 0 | 0 | 0 | 0 | 0 | 0 | 0 | 0 | 0 | 0 | 1 | 0 | 0 | 0 | 0 | 0 | 0 | 0 | 0 | 0 | 0 | 0 | 0 | 0 | 5533.9955
2025-01-29 | 5265.254 | 19.8 | 0 | 0 | 0 | 0 | 0 | 0 | 0 | 0 | 0 | 0 | 0 | 0 | 0 | 1 | 0 | 0 | 0 | 0 | 0 | 0 | 0 | 0 | 0 | 0 | 0 | 0 | 5552.3043
2025-01-29 | 5248.854 | 20.1 | 0 | 0 | 0 | 0 | 0 | 0 | 0 | 0 | 0 | 0 | 0 | 0 | 0 | 0 | 1 | 0 | 0 | 0 | 0 | 0 | 0 | 0 | 0 | 0 | 0 | 0 | 5548.7771
2025-01-29 | 5304.149 | 21.7 | 0 | 0 | 0 | 0 | 0 | 0 | 0 | 0 | 0 | 0 | 0 | 0 | 0 | 0 | 0 | 1 | 0 | 0 | 0 | 0 | 0 | 0 | 0 | 0 | 0 | 0 | 5645.9089
2025-01-29 | 5288.359 | 22 | 0 | 0 | 0 | 0 | 0 | 0 | 0 | 0 | 0 | 0 | 0 | 0 | 0 | 0 | 0 | 0 | 1 | 0 | 0 | 0 | 0 | 0 | 0 | 0 | 0 | 0 | 5612.726
2025-01-29 | 5252.83 | 23.1 | 0 | 0 | 0 | 0 | 0 | 0 | 0 | 0 | 0 | 0 | 0 | 0 | 0 | 0 | 0 | 0 | 0 | 1 | 0 | 0 | 0 | 0 | 0 | 0 | 0 | 0 | 5554.7069
2025-01-29 | 5187.693 | 23.4 | 0 | 0 | 0 | 0 | 0 | 0 | 0 | 0 | 0 | 0 | 0 | 0 | 0 | 0 | 0 | 0 | 0 | 0 | 1 | 0 | 0 | 0 | 0 | 0 | 0 | 0 | 5280.4757
2025-01-29 | 4874.197 | 23.9 | 0 | 0 | 0 | 0 | 0 | 0 | 0 | 0 | 0 | 0 | 0 | 0 | 0 | 0 | 0 | 0 | 0 | 0 | 0 | 1 | 0 | 0 | 0 | 0 | 0 | 0 | 5012.6288
2025-01-29 | 4619.173 | 25.2 | 0 | 0 | 0 | 0 | 0 | 0 | 0 | 0 | 0 | 0 | 0 | 0 | 0 | 0 | 0 | 0 | 0 | 0 | 0 | 0 | 1 | 0 | 0 | 0 | 0 | 0 | 4909.8217
2025-01-29 | 4432.328 | 26.1 | 0 | 0 | 0 | 0 | 0 | 0 | 0 | 0 | 0 | 0 | 0 | 0 | 0 | 0 | 0 | 0 | 0 | 0 | 0 | 0 | 0 | 1 | 0 | 0 | 0 | 0 | 4812.7353
2025-01-29 | 4156.149 | 26.5 | 0 | 0 | 0 | 0 | 0 | 0 | 0 | 0 | 0 | 0 | 0 | 0 | 0 | 0 | 0 | 0 | 0 | 0 | 0 | 0 | 0 | 0 | 1 | 0 | 0 | 0 | 4654.0552
2025-01-29 | 3839.165 | 26.8 | 0 | 0 | 0 | 0 | 0 | 0 | 0 | 0 | 0 | 0 | 0 | 0 | 0 | 0 | 0 | 0 | 0 | 0 | 0 | 0 | 0 | 0 | 0 | 1 | 0 | 0 | 4409.9345
2025-01-29 | 3577.982 | 26.5 | 0 | 0 | 0 | 0 | 0 | 0 | 0 | 0 | 0 | 0 | 0 | 0 | 0 | 0 | 0 | 0 | 0 | 0 | 0 | 0 | 0 | 0 | 0 | 0 | 1 | 0 | 4174.5101
2025-01-29 | 3500.844 | 26.2 | 0 | 0 | 0 | 0 | 0 | 0 | 0 | 0 | 0 | 0 | 0 | 0 | 0 | 0 | 0 | 0 | 0 | 0 | 0 | 0 | 0 | 0 | 0 | 0 | 0 | 1 | 4024.5068
2025-01-30 | 3431.698 | 25.9 | 0 | 0 | 1 | 0 | 0 | 0 | 0 | 0 | 0 | 0 | 0 | 0 | 0 | 0 | 0 | 0 | 0 | 0 | 0 | 0 | 0 | 0 | 0 | 0 | 0 | 0 | 3929.6709
2025-01-30 | 3398.826 | 25.8 | 0 | 0 | 0 | 1 | 0 | 0 | 0 | 0 | 0 | 0 | 0 | 0 | 0 | 0 | 0 | 0 | 0 | 0 | 0 | 0 | 0 | 0 | 0 | 0 | 0 | 0 | 3887.6122
2025-01-30 | 3407.259 | 26.4 | 0 | 0 | 0 | 0 | 1 | 0 | 0 | 0 | 0 | 0 | 0 | 0 | 0 | 0 | 0 | 0 | 0 | 0 | 0 | 0 | 0 | 0 | 0 | 0 | 0 | 0 | 3914.3594
2025-01-30 | 3407.287 | 27.1 | 0 | 0 | 0 | 0 | 0 | 1 | 0 | 0 | 0 | 0 | 0 | 0 | 0 | 0 | 0 | 0 | 0 | 0 | 0 | 0 | 0 | 0 | 0 | 0 | 0 | 0 | 3992.2159
2025-01-30 | 3443.53 | 26.9 | 0 | 0 | 0 | 0 | 0 | 0 | 1 | 0 | 0 | 0 | 0 | 0 | 0 | 0 | 0 | 0 | 0 | 0 | 0 | 0 | 0 | 0 | 0 | 0 | 0 | 0 | 4025.7511
2025-01-30 | 3565.69 | 26.3 | 0 | 0 | 0 | 0 | 0 | 0 | 0 | 1 | 0 | 0 | 0 | 0 | 0 | 0 | 0 | 0 | 0 | 0 | 0 | 0 | 0 | 0 | 0 | 0 | 0 | 0 | 4092.1021
2025-01-30 | 3908.635 | 25.5 | 0 | 0 | 0 | 0 | 0 | 0 | 0 | 0 | 1 | 0 | 0 | 0 | 0 | 0 | 0 | 0 | 0 | 0 | 0 | 0 | 0 | 0 | 0 | 0 | 0 | 0 | 4380.6414
2025-01-30 | 4443.493 | 25.5 | 0 | 0 | 0 | 0 | 0 | 0 | 0 | 0 | 0 | 1 | 0 | 0 | 0 | 0 | 0 | 0 | 0 | 0 | 0 | 0 | 0 | 0 | 0 | 0 | 0 | 0 | 4882.3691
2025-01-30 | 4994.686 | 25 | 0 | 0 | 0 | 0 | 0 | 0 | 0 | 0 | 0 | 0 | 1 | 0 | 0 | 0 | 0 | 0 | 0 | 0 | 0 | 0 | 0 | 0 | 0 | 0 | 0 | 0 | 5469.1132
2025-01-30 | 5424.225 | 24.4 | 0 | 0 | 0 | 0 | 0 | 0 | 0 | 0 | 0 | 0 | 0 | 1 | 0 | 0 | 0 | 0 | 0 | 0 | 0 | 0 | 0 | 0 | 0 | 0 | 0 | 0 | 5649.0023
2025-01-30 | 5623.854 | 22.9 | 0 | 0 | 0 | 0 | 0 | 0 | 0 | 0 | 0 | 0 | 0 | 0 | 1 | 0 | 0 | 0 | 0 | 0 | 0 | 0 | 0 | 0 | 0 | 0 | 0 | 0 | 5731.644
2025-01-30 | 5592.98 | 22 | 0 | 0 | 0 | 0 | 0 | 0 | 0 | 0 | 0 | 0 | 0 | 0 | 0 | 1 | 0 | 0 | 0 | 0 | 0 | 0 | 0 | 0 | 0 | 0 | 0 | 0 | 5697.2466
2025-01-30 | 5540.083 | 21 | 0 | 0 | 0 | 0 | 0 | 0 | 0 | 0 | 0 | 0 | 0 | 0 | 0 | 0 | 1 | 0 | 0 | 0 | 0 | 0 | 0 | 0 | 0 | 0 | 0 | 0 | 5608.0716
2025-01-30 | 5550.499 | 20.4 | 0 | 0 | 0 | 0 | 0 | 0 | 0 | 0 | 0 | 0 | 0 | 0 | 0 | 0 | 0 | 1 | 0 | 0 | 0 | 0 | 0 | 0 | 0 | 0 | 0 | 0 | 5560.2612
2025-01-30 | 5510.072 | 19.7 | 0 | 0 | 0 | 0 | 0 | 0 | 0 | 0 | 0 | 0 | 0 | 0 | 0 | 0 | 0 | 0 | 1 | 0 | 0 | 0 | 0 | 0 | 0 | 0 | 0 | 0 | 5461.1955
2025-01-30 | 5397.759 | 19.4 | 0 | 0 | 0 | 0 | 0 | 0 | 0 | 0 | 0 | 0 | 0 | 0 | 0 | 0 | 0 | 0 | 0 | 1 | 0 | 0 | 0 | 0 | 0 | 0 | 0 | 0 | 5310.9404
2025-01-30 | 5239.503 | 19.1 | 0 | 0 | 0 | 0 | 0 | 0 | 0 | 0 | 0 | 0 | 0 | 0 | 0 | 0 | 0 | 0 | 0 | 0 | 1 | 0 | 0 | 0 | 0 | 0 | 0 | 0 | 4997.1795
2025-01-30 | 4909.076 | 19 | 0 | 0 | 0 | 0 | 0 | 0 | 0 | 0 | 0 | 0 | 0 | 0 | 0 | 0 | 0 | 0 | 0 | 0 | 0 | 1 | 0 | 0 | 0 | 0 | 0 | 0 | 4689.8029
2025-01-30 | 4604.216 | 19.4 | 0 | 0 | 0 | 0 | 0 | 0 | 0 | 0 | 0 | 0 | 0 | 0 | 0 | 0 | 0 | 0 | 0 | 0 | 0 | 0 | 1 | 0 | 0 | 0 | 0 | 0 | 4527.7012
2025-01-30 | 4284.124 | 19.2 | 0 | 0 | 0 | 0 | 0 | 0 | 0 | 0 | 0 | 0 | 0 | 0 | 0 | 0 | 0 | 0 | 0 | 0 | 0 | 0 | 0 | 1 | 0 | 0 | 0 | 0 | 4358.1436
2025-01-30 | 4008.841 | 19.2 | 0 | 0 | 0 | 0 | 0 | 0 | 0 | 0 | 0 | 0 | 0 | 0 | 0 | 0 | 0 | 0 | 0 | 0 | 0 | 0 | 0 | 0 | 1 | 0 | 0 | 0 | 4173.1104
2025-01-30 | 3722.751 | 18.7 | 0 | 0 | 0 | 0 | 0 | 0 | 0 | 0 | 0 | 0 | 0 | 0 | 0 | 0 | 0 | 0 | 0 | 0 | 0 | 0 | 0 | 0 | 0 | 1 | 0 | 0 | 3876.2834
2025-01-30 | 3465.137 | 18.6 | 0 | 0 | 0 | 0 | 0 | 0 | 0 | 0 | 0 | 0 | 0 | 0 | 0 | 0 | 0 | 0 | 0 | 0 | 0 | 0 | 0 | 0 | 0 | 0 | 1 | 0 | 3654.0356
2025-01-30 | 3259.473 | 18.7 | 0 | 0 | 0 | 0 | 0 | 0 | 0 | 0 | 0 | 0 | 0 | 0 | 0 | 0 | 0 | 0 | 0 | 0 | 0 | 0 | 0 | 0 | 0 | 0 | 0 | 1 | 3530.3854
2025-01-31 | 3213.467 | 20.2 | 0 | 0 | 1 | 0 | 0 | 0 | 0 | 0 | 0 | 0 | 0 | 0 | 0 | 0 | 0 | 0 | 0 | 0 | 0 | 0 | 0 | 0 | 0 | 0 | 0 | 0 | 3554.1387
2025-01-31 | 3194.93 | 20.2 | 0 | 0 | 0 | 1 | 0 | 0 | 0 | 0 | 0 | 0 | 0 | 0 | 0 | 0 | 0 | 0 | 0 | 0 | 0 | 0 | 0 | 0 | 0 | 0 | 0 | 0 | 3518.6683
2025-01-31 | 3182.952 | 21 | 0 | 0 | 0 | 0 | 1 | 0 | 0 | 0 | 0 | 0 | 0 | 0 | 0 | 0 | 0 | 0 | 0 | 0 | 0 | 0 | 0 | 0 | 0 | 0 | 0 | 0 | 3558.592
2025-01-31 | 3198.574 | 19.5 | 0 | 0 | 0 | 0 | 0 | 1 | 0 | 0 | 0 | 0 | 0 | 0 | 0 | 0 | 0 | 0 | 0 | 0 | 0 | 0 | 0 | 0 | 0 | 0 | 0 | 0 | 3491.5062
2025-01-31 | 3260.939 | 19.4 | 0 | 0 | 0 | 0 | 0 | 0 | 1 | 0 | 0 | 0 | 0 | 0 | 0 | 0 | 0 | 0 | 0 | 0 | 0 | 0 | 0 | 0 | 0 | 0 | 0 | 0 | 3531.6297
2025-01-31 | 3344.829 | 19.4 | 0 | 0 | 0 | 0 | 0 | 0 | 0 | 1 | 0 | 0 | 0 | 0 | 0 | 0 | 0 | 0 | 0 | 0 | 0 | 0 | 0 | 0 | 0 | 0 | 0 | 0 | 3637.5105
2025-01-31 | 3656.743 | 19.5 | 0 | 0 | 0 | 0 | 0 | 0 | 0 | 0 | 1 | 0 | 0 | 0 | 0 | 0 | 0 | 0 | 0 | 0 | 0 | 0 | 0 | 0 | 0 | 0 | 0 | 0 | 3985.3443
2025-01-31 | 4142.793 | 18.7 | 0 | 0 | 0 | 0 | 0 | 0 | 0 | 0 | 0 | 1 | 0 | 0 | 0 | 0 | 0 | 0 | 0 | 0 | 0 | 0 | 0 | 0 | 0 | 0 | 0 | 0 | 4434.3658
2025-01-31 | 4689.958 | 18.7 | 0 | 0 | 0 | 0 | 0 | 0 | 0 | 0 | 0 | 0 | 1 | 0 | 0 | 0 | 0 | 0 | 0 | 0 | 0 | 0 | 0 | 0 | 0 | 0 | 0 | 0 | 5054.0512
2025-01-31 | 4985.632 | 18.4 | 0 | 0 | 0 | 0 | 0 | 0 | 0 | 0 | 0 | 0 | 0 | 1 | 0 | 0 | 0 | 0 | 0 | 0 | 0 | 0 | 0 | 0 | 0 | 0 | 0 | 0 | 5253.7052
2025-01-31 | 5298.022 | 17.8 | 0 | 0 | 0 | 0 | 0 | 0 | 0 | 0 | 0 | 0 | 0 | 0 | 1 | 0 | 0 | 0 | 0 | 0 | 0 | 0 | 0 | 0 | 0 | 0 | 0 | 0 | 5395.6415
2025-01-31 | 5379.185 | 17.3 | 0 | 0 | 0 | 0 | 0 | 0 | 0 | 0 | 0 | 0 | 0 | 0 | 0 | 1 | 0 | 0 | 0 | 0 | 0 | 0 | 0 | 0 | 0 | 0 | 0 | 0 | 5387.5972
2025-01-31 | 5347.417 | 16.8 | 0 | 0 | 0 | 0 | 0 | 0 | 0 | 0 | 0 | 0 | 0 | 0 | 0 | 0 | 1 | 0 | 0 | 0 | 0 | 0 | 0 | 0 | 0 | 0 | 0 | 0 | 5331.3636
2025-01-31 | 5262.331 | 16.7 | 0 | 0 | 0 | 0 | 0 | 0 | 0 | 0 | 0 | 0 | 0 | 0 | 0 | 0 | 0 | 1 | 0 | 0 | 0 | 0 | 0 | 0 | 0 | 0 | 0 | 0 | 5316.4947
2025-01-31 | 5163.609 | 16.7 | 0 | 0 | 0 | 0 | 0 | 0 | 0 | 0 | 0 | 0 | 0 | 0 | 0 | 0 | 0 | 0 | 1 | 0 | 0 | 0 | 0 | 0 | 0 | 0 | 0 | 0 | 5263.5469
2025-01-31 | 5029.712 | 16.9 | 0 | 0 | 0 | 0 | 0 | 0 | 0 | 0 | 0 | 0 | 0 | 0 | 0 | 0 | 0 | 0 | 0 | 1 | 0 | 0 | 0 | 0 | 0 | 0 | 0 | 0 | 5146.2332
2025-01-31 | 4802.886 | 17.5 | 0 | 0 | 0 | 0 | 0 | 0 | 0 | 0 | 0 | 0 | 0 | 0 | 0 | 0 | 0 | 0 | 0 | 0 | 1 | 0 | 0 | 0 | 0 | 0 | 0 | 0 | 4891.7669
2025-01-31 | 4543.752 | 18.2 | 0 | 0 | 0 | 0 | 0 | 0 | 0 | 0 | 0 | 0 | 0 | 0 | 0 | 0 | 0 | 0 | 0 | 0 | 0 | 1 | 0 | 0 | 0 | 0 | 0 | 0 | 4637.0966
2025-01-31 | 4285.424 | 18.3 | 0 | 0 | 0 | 0 | 0 | 0 | 0 | 0 | 0 | 0 | 0 | 0 | 0 | 0 | 0 | 0 | 0 | 0 | 0 | 0 | 1 | 0 | 0 | 0 | 0 | 0 | 4455.23
2025-01-31 | 4117.048 | 18.3 | 0 | 0 | 0 | 0 | 0 | 0 | 0 | 0 | 0 | 0 | 0 | 0 | 0 | 0 | 0 | 0 | 0 | 0 | 0 | 0 | 0 | 1 | 0 | 0 | 0 | 0 | 4298.8491
2025-01-31 | 3908.458 | 18.1 | 0 | 0 | 0 | 0 | 0 | 0 | 0 | 0 | 0 | 0 | 0 | 0 | 0 | 0 | 0 | 0 | 0 | 0 | 0 | 0 | 0 | 0 | 1 | 0 | 0 | 0 | 4100.6392
2025-01-31 | 3726.159 | 18.6 | 0 | 0 | 0 | 0 | 0 | 0 | 0 | 0 | 0 | 0 | 0 | 0 | 0 | 0 | 0 | 0 | 0 | 0 | 0 | 0 | 0 | 0 | 0 | 1 | 0 | 0 | 3869.6952
2025-01-31 | 3449.516 | 20.2 | 0 | 0 | 0 | 0 | 0 | 0 | 0 | 0 | 0 | 0 | 0 | 0 | 0 | 0 | 0 | 0 | 0 | 0 | 0 | 0 | 0 | 0 | 0 | 0 | 1 | 0 | 3759.4481
2025-01-31 | 3318.113 | 22.4 | 0 | 0 | 0 | 0 | 0 | 0 | 0 | 0 | 0 | 0 | 0 | 0 | 0 | 0 | 0 | 0 | 0 | 0 | 0 | 0 | 0 | 0 | 0 | 0 | 0 | 1 | 3774.152
2025-02-01 | 3261.734 | 26.1 | 0 | 1 | 1 | 0 | 0 | 0 | 0 | 0 | 0 | 0 | 0 | 0 | 0 | 0 | 0 | 0 | 0 | 0 | 0 | 0 | 0 | 0 | 0 | 0 | 0 | 0 | 3370.3166
2025-02-01 | 3262.569 | 28.3 | 0 | 1 | 0 | 1 | 0 | 0 | 0 | 0 | 0 | 0 | 0 | 0 | 0 | 0 | 0 | 0 | 0 | 0 | 0 | 0 | 0 | 0 | 0 | 0 | 0 | 0 | 3479.7885
2025-02-01 | 3292.829 | 29.8 | 0 | 1 | 0 | 0 | 1 | 0 | 0 | 0 | 0 | 0 | 0 | 0 | 0 | 0 | 0 | 0 | 0 | 0 | 0 | 0 | 0 | 0 | 0 | 0 | 0 | 0 | 3565.8302
2025-02-01 | 3295.974 | 30.2 | 0 | 1 | 0 | 0 | 0 | 1 | 0 | 0 | 0 | 0 | 0 | 0 | 0 | 0 | 0 | 0 | 0 | 0 | 0 | 0 | 0 | 0 | 0 | 0 | 0 | 0 | 3623.9219
2025-02-01 | 3361.437 | 30.7 | 0 | 1 | 0 | 0 | 0 | 0 | 1 | 0 | 0 | 0 | 0 | 0 | 0 | 0 | 0 | 0 | 0 | 0 | 0 | 0 | 0 | 0 | 0 | 0 | 0 | 0 | 3703.5751
2025-02-01 | 3425.451 | 30.8 | 0 | 1 | 0 | 0 | 0 | 0 | 0 | 1 | 0 | 0 | 0 | 0 | 0 | 0 | 0 | 0 | 0 | 0 | 0 | 0 | 0 | 0 | 0 | 0 | 0 | 0 | 3816.0441
2025-02-01 | 3630.486 | 31.5 | 0 | 1 | 0 | 0 | 0 | 0 | 0 | 0 | 1 | 0 | 0 | 0 | 0 | 0 | 0 | 0 | 0 | 0 | 0 | 0 | 0 | 0 | 0 | 0 | 0 | 0 | 4203.4077
2025-02-01 | 3811.372 | 31.5 | 0 | 1 | 0 | 0 | 0 | 0 | 0 | 0 | 0 | 1 | 0 | 0 | 0 | 0 | 0 | 0 | 0 | 0 | 0 | 0 | 0 | 0 | 0 | 0 | 0 | 0 | 4705.1354
2025-02-01 | 4031.881 | 31.8 | 0 | 1 | 0 | 0 | 0 | 0 | 0 | 0 | 0 | 0 | 1 | 0 | 0 | 0 | 0 | 0 | 0 | 0 | 0 | 0 | 0 | 0 | 0 | 0 | 0 | 0 | 5344.5858
2025-02-01 | 4360.204 | 31.5 | 0 | 1 | 0 | 0 | 0 | 0 | 0 | 0 | 0 | 0 | 0 | 1 | 0 | 0 | 0 | 0 | 0 | 0 | 0 | 0 | 0 | 0 | 0 | 0 | 0 | 0 | 5544.2397
2025-02-01 | 4591.547 | 30.6 | 0 | 1 | 0 | 0 | 0 | 0 | 0 | 0 | 0 | 0 | 0 | 0 | 1 | 0 | 0 | 0 | 0 | 0 | 0 | 0 | 0 | 0 | 0 | 0 | 0 | 0 | 5666.4111
2025-02-01 | 4693.245 | 29.9 | 0 | 1 | 0 | 0 | 0 | 0 | 0 | 0 | 0 | 0 | 0 | 0 | 0 | 1 | 0 | 0 | 0 | 0 | 0 | 0 | 0 | 0 | 0 | 0 | 0 | 0 | 5645.1902
2025-02-01 | 4704.244 | 28.9 | 0 | 1 | 0 | 0 | 0 | 0 | 0 | 0 | 0 | 0 | 0 | 0 | 0 | 0 | 1 | 0 | 0 | 0 | 0 | 0 | 0 | 0 | 0 | 0 | 0 | 0 | 5556.0153
2025-02-01 | 4654.715 | 27.9 | 0 | 1 | 0 | 0 | 0 | 0 | 0 | 0 | 0 | 0 | 0 | 0 | 0 | 0 | 0 | 1 | 0 | 0 | 0 | 0 | 0 | 0 | 0 | 0 | 0 | 0 | 5481.8517
2025-02-01 | 4548.58 | 27.3 | 0 | 1 | 0 | 0 | 0 | 0 | 0 | 0 | 0 | 0 | 0 | 0 | 0 | 0 | 0 | 0 | 1 | 0 | 0 | 0 | 0 | 0 | 0 | 0 | 0 | 0 | 5389.3743
2025-02-01 | 4454.474 | 26.7 | 0 | 1 | 0 | 0 | 0 | 0 | 0 | 0 | 0 | 0 | 0 | 0 | 0 | 0 | 0 | 0 | 0 | 1 | 0 | 0 | 0 | 0 | 0 | 0 | 0 | 0 | 5219.3543
2025-02-01 | 4416.178 | 27 | 0 | 1 | 0 | 0 | 0 | 0 | 0 | 0 | 0 | 0 | 0 | 0 | 0 | 0 | 0 | 0 | 0 | 0 | 1 | 0 | 0 | 0 | 0 | 0 | 0 | 0 | 4945.1231
2025-02-01 | 4407.205 | 27.5 | 0 | 1 | 0 | 0 | 0 | 0 | 0 | 0 | 0 | 0 | 0 | 0 | 0 | 0 | 0 | 0 | 0 | 0 | 0 | 1 | 0 | 0 | 0 | 0 | 0 | 0 | 4677.2763
2025-02-01 | 4456.677 | 28.5 | 0 | 1 | 0 | 0 | 0 | 0 | 0 | 0 | 0 | 0 | 0 | 0 | 0 | 0 | 0 | 0 | 0 | 0 | 0 | 0 | 1 | 0 | 0 | 0 | 0 | 0 | 4554.7043
2025-02-01 | 4313.837 | 29.3 | 0 | 1 | 0 | 0 | 0 | 0 | 0 | 0 | 0 | 0 | 0 | 0 | 0 | 0 | 0 | 0 | 0 | 0 | 0 | 0 | 0 | 1 | 0 | 0 | 0 | 0 | 4451.0296
2025-02-01 | 4214.209 | 30 | 0 | 1 | 0 | 0 | 0 | 0 | 0 | 0 | 0 | 0 | 0 | 0 | 0 | 0 | 0 | 0 | 0 | 0 | 0 | 0 | 0 | 0 | 1 | 0 | 0 | 0 | 4312.1143
2025-02-01 | 4029.772 | 30.5 | 0 | 1 | 0 | 0 | 0 | 0 | 0 | 0 | 0 | 0 | 0 | 0 | 0 | 0 | 0 | 0 | 0 | 0 | 0 | 0 | 0 | 0 | 0 | 1 | 0 | 0 | 4081.1702
2025-02-01 | 3812.824 | 30.6 | 0 | 1 | 0 | 0 | 0 | 0 | 0 | 0 | 0 | 0 | 0 | 0 | 0 | 0 | 0 | 0 | 0 | 0 | 0 | 0 | 0 | 0 | 0 | 0 | 1 | 0 | 3872.0989
2025-02-01 | 3677.286 | 30.9 | 0 | 1 | 0 | 0 | 0 | 0 | 0 | 0 | 0 | 0 | 0 | 0 | 0 | 0 | 0 | 0 | 0 | 0 | 0 | 0 | 0 | 0 | 0 | 0 | 0 | 1 | 3761.6254
2025-02-02 | 3593.914 | 31 | 0 | 1 | 1 | 0 | 0 | 0 | 0 | 0 | 0 | 0 | 0 | 0 | 0 | 0 | 0 | 0 | 0 | 0 | 0 | 0 | 0 | 0 | 0 | 0 | 0 | 0 | 3693.1426
2025-02-02 | 3551.469 | 29.8 | 0 | 1 | 0 | 1 | 0 | 0 | 0 | 0 | 0 | 0 | 0 | 0 | 0 | 0 | 0 | 0 | 0 | 0 | 0 | 0 | 0 | 0 | 0 | 0 | 0 | 0 | 3578.6128
2025-02-02 | 3517.907 | 29.4 | 0 | 1 | 0 | 0 | 1 | 0 | 0 | 0 | 0 | 0 | 0 | 0 | 0 | 0 | 0 | 0 | 0 | 0 | 0 | 0 | 0 | 0 | 0 | 0 | 0 | 0 | 3539.4771
2025-02-02 | 3542.73 | 27.8 | 0 | 1 | 0 | 0 | 0 | 1 | 0 | 0 | 0 | 0 | 0 | 0 | 0 | 0 | 0 | 0 | 0 | 0 | 0 | 0 | 0 | 0 | 0 | 0 | 0 | 0 | 3465.803
2025-02-02 | 3525.958 | 27.1 | 0 | 1 | 0 | 0 | 0 | 0 | 1 | 0 | 0 | 0 | 0 | 0 | 0 | 0 | 0 | 0 | 0 | 0 | 0 | 0 | 0 | 0 | 0 | 0 | 0 | 0 | 3466.3968
2025-02-02 | 3559.88 | 25.1 | 0 | 1 | 0 | 0 | 0 | 0 | 0 | 1 | 0 | 0 | 0 | 0 | 0 | 0 | 0 | 0 | 0 | 0 | 0 | 0 | 0 | 0 | 0 | 0 | 0 | 0 | 3440.5119
2025-02-02 | 3654.349 | 25.1 | 0 | 1 | 0 | 0 | 0 | 0 | 0 | 0 | 1 | 0 | 0 | 0 | 0 | 0 | 0 | 0 | 0 | 0 | 0 | 0 | 0 | 0 | 0 | 0 | 0 | 0 | 3781.7574
2025-02-02 | 3756.802 | 24.9 | 0 | 1 | 0 | 0 | 0 | 0 | 0 | 0 | 0 | 1 | 0 | 0 | 0 | 0 | 0 | 0 | 0 | 0 | 0 | 0 | 0 | 0 | 0 | 0 | 0 | 0 | 4270.3086
2025-02-02 | 3876.486 | 24.6 | 0 | 1 | 0 | 0 | 0 | 0 | 0 | 0 | 0 | 0 | 1 | 0 | 0 | 0 | 0 | 0 | 0 | 0 | 0 | 0 | 0 | 0 | 0 | 0 | 0 | 0 | 4870.2292
2025-02-02 | 4163.118 | 23.8 | 0 | 1 | 0 | 0 | 0 | 0 | 0 | 0 | 0 | 0 | 0 | 1 | 0 | 0 | 0 | 0 | 0 | 0 | 0 | 0 | 0 | 0 | 0 | 0 | 0 | 0 | 5036.9418
2025-02-02 | 4354.399 | 23.8 | 0 | 1 | 0 | 0 | 0 | 0 | 0 | 0 | 0 | 0 | 0 | 0 | 1 | 0 | 0 | 0 | 0 | 0 | 0 | 0 | 0 | 0 | 0 | 0 | 0 | 0 | 5218.4077
2025-02-02 | 4483.381 | 23.5 | 0 | 1 | 0 | 0 | 0 | 0 | 0 | 0 | 0 | 0 | 0 | 0 | 0 | 1 | 0 | 0 | 0 | 0 | 0 | 0 | 0 | 0 | 0 | 0 | 0 | 0 | 5223.54
2025-02-02 | 4459.815 | 22.8 | 0 | 1 | 0 | 0 | 0 | 0 | 0 | 0 | 0 | 0 | 0 | 0 | 0 | 0 | 1 | 0 | 0 | 0 | 0 | 0 | 0 | 0 | 0 | 0 | 0 | 0 | 5154.1299
2025-02-02 | 4444.036 | 22.8 | 0 | 1 | 0 | 0 | 0 | 0 | 0 | 0 | 0 | 0 | 0 | 0 | 0 | 0 | 0 | 1 | 0 | 0 | 0 | 0 | 0 | 0 | 0 | 0 | 0 | 0 | 5145.8492
2025-02-02 | 4334.863 | 22.7 | 0 | 1 | 0 | 0 | 0 | 0 | 0 | 0 | 0 | 0 | 0 | 0 | 0 | 0 | 0 | 0 | 1 | 0 | 0 | 0 | 0 | 0 | 0 | 0 | 0 | 0 | 5086.3132
2025-02-02 | 4250.602 | 23.2 | 0 | 1 | 0 | 0 | 0 | 0 | 0 | 0 | 0 | 0 | 0 | 0 | 0 | 0 | 0 | 0 | 0 | 1 | 0 | 0 | 0 | 0 | 0 | 0 | 0 | 0 | 4988.7644
2025-02-02 | 4257.602 | 23.1 | 0 | 1 | 0 | 0 | 0 | 0 | 0 | 0 | 0 | 0 | 0 | 0 | 0 | 0 | 0 | 0 | 0 | 0 | 1 | 0 | 0 | 0 | 0 | 0 | 0 | 0 | 4688.18
2025-02-02 | 4241.682 | 22.8 | 0 | 1 | 0 | 0 | 0 | 0 | 0 | 0 | 0 | 0 | 0 | 0 | 0 | 0 | 0 | 0 | 0 | 0 | 0 | 1 | 0 | 0 | 0 | 0 | 0 | 0 | 4367.6269
2025-02-02 | 4242.36 | 22.6 | 0 | 1 | 0 | 0 | 0 | 0 | 0 | 0 | 0 | 0 | 0 | 0 | 0 | 0 | 0 | 0 | 0 | 0 | 0 | 0 | 1 | 0 | 0 | 0 | 0 | 0 | 4165.9954
2025-02-02 | 4040.349 | 22.4 | 0 | 1 | 0 | 0 | 0 | 0 | 0 | 0 | 0 | 0 | 0 | 0 | 0 | 0 | 0 | 0 | 0 | 0 | 0 | 0 | 0 | 1 | 0 | 0 | 0 | 0 | 3996.4379
2025-02-02 | 3863.473 | 21.9 | 0 | 1 | 0 | 0 | 0 | 0 | 0 | 0 | 0 | 0 | 0 | 0 | 0 | 0 | 0 | 0 | 0 | 0 | 0 | 0 | 0 | 0 | 1 | 0 | 0 | 0 | 3778.4632
2025-02-02 | 3710.249 | 21.9 | 0 | 1 | 0 | 0 | 0 | 0 | 0 | 0 | 0 | 0 | 0 | 0 | 0 | 0 | 0 | 0 | 0 | 0 | 0 | 0 | 0 | 0 | 0 | 1 | 0 | 0 | 3514.5777
2025-02-02 | 3523.306 | 21.9 | 0 | 1 | 0 | 0 | 0 | 0 | 0 | 0 | 0 | 0 | 0 | 0 | 0 | 0 | 0 | 0 | 0 | 0 | 0 | 0 | 0 | 0 | 0 | 0 | 1 | 0 | 3298.9181
2025-02-02 | 3366.315 | 21.9 | 0 | 1 | 0 | 0 | 0 | 0 | 0 | 0 | 0 | 0 | 0 | 0 | 0 | 0 | 0 | 0 | 0 | 0 | 0 | 0 | 0 | 0 | 0 | 0 | 0 | 1 | 3168.6797
2025-02-03 | 3348.759 | 22 | 0 | 0 | 1 | 0 | 0 | 0 | 0 | 0 | 0 | 0 | 0 | 0 | 0 | 0 | 0 | 0 | 0 | 0 | 0 | 0 | 0 | 0 | 0 | 0 | 0 | 0 | 3672.7278
2025-02-03 | 3289.318 | 22 | 0 | 0 | 0 | 1 | 0 | 0 | 0 | 0 | 0 | 0 | 0 | 0 | 0 | 0 | 0 | 0 | 0 | 0 | 0 | 0 | 0 | 0 | 0 | 0 | 0 | 0 | 3637.2574
2025-02-03 | 3262.18 | 22.1 | 0 | 0 | 0 | 0 | 1 | 0 | 0 | 0 | 0 | 0 | 0 | 0 | 0 | 0 | 0 | 0 | 0 | 0 | 0 | 0 | 0 | 0 | 0 | 0 | 0 | 0 | 3631.0631
2025-02-03 | 3223.622 | 22.1 | 0 | 0 | 0 | 0 | 0 | 1 | 0 | 0 | 0 | 0 | 0 | 0 | 0 | 0 | 0 | 0 | 0 | 0 | 0 | 0 | 0 | 0 | 0 | 0 | 0 | 0 | 3662.8016
2025-02-03 | 3315.486 | 22.2 | 0 | 0 | 0 | 0 | 0 | 0 | 1 | 0 | 0 | 0 | 0 | 0 | 0 | 0 | 0 | 0 | 0 | 0 | 0 | 0 | 0 | 0 | 0 | 0 | 0 | 0 | 3716.1017
2025-02-03 | 3362.905 | 21.4 | 0 | 0 | 0 | 0 | 0 | 0 | 0 | 1 | 0 | 0 | 0 | 0 | 0 | 0 | 0 | 0 | 0 | 0 | 0 | 0 | 0 | 0 | 0 | 0 | 0 | 0 | 3769.2762
2025-02-03 | 3668.488 | 21 | 0 | 0 | 0 | 0 | 0 | 0 | 0 | 0 | 1 | 0 | 0 | 0 | 0 | 0 | 0 | 0 | 0 | 0 | 0 | 0 | 0 | 0 | 0 | 0 | 0 | 0 | 4084.1686
2025-02-03 | 4159.913 | 20.5 | 0 | 0 | 0 | 0 | 0 | 0 | 0 | 0 | 0 | 1 | 0 | 0 | 0 | 0 | 0 | 0 | 0 | 0 | 0 | 0 | 0 | 0 | 0 | 0 | 0 | 0 | 4552.9549
2025-02-03 | 4690.215 | 20 | 0 | 0 | 0 | 0 | 0 | 0 | 0 | 0 | 0 | 0 | 1 | 0 | 0 | 0 | 0 | 0 | 0 | 0 | 0 | 0 | 0 | 0 | 0 | 0 | 0 | 0 | 5139.699
2025-02-03 | 5174.409 | 18.9 | 0 | 0 | 0 | 0 | 0 | 0 | 0 | 0 | 0 | 0 | 0 | 1 | 0 | 0 | 0 | 0 | 0 | 0 | 0 | 0 | 0 | 0 | 0 | 0 | 0 | 0 | 5286.6466
2025-02-03 | 5380.229 | 17.6 | 0 | 0 | 0 | 0 | 0 | 0 | 0 | 0 | 0 | 0 | 0 | 0 | 1 | 0 | 0 | 0 | 0 | 0 | 0 | 0 | 0 | 0 | 0 | 0 | 0 | 0 | 5382.4649
2025-02-03 | 5349.917 | 16.8 | 0 | 0 | 0 | 0 | 0 | 0 | 0 | 0 | 0 | 0 | 0 | 0 | 0 | 1 | 0 | 0 | 0 | 0 | 0 | 0 | 0 | 0 | 0 | 0 | 0 | 0 | 5354.6557
2025-02-03 | 5344.215 | 16.9 | 0 | 0 | 0 | 0 | 0 | 0 | 0 | 0 | 0 | 0 | 0 | 0 | 0 | 0 | 1 | 0 | 0 | 0 | 0 | 0 | 0 | 0 | 0 | 0 | 0 | 0 | 5337.9519
2025-02-03 | 5304.957 | 16.7 | 0 | 0 | 0 | 0 | 0 | 0 | 0 | 0 | 0 | 0 | 0 | 0 | 0 | 0 | 0 | 1 | 0 | 0 | 0 | 0 | 0 | 0 | 0 | 0 | 0 | 0 | 5316.4947
2025-02-03 | 5257.129 | 16.6 | 0 | 0 | 0 | 0 | 0 | 0 | 0 | 0 | 0 | 0 | 0 | 0 | 0 | 0 | 0 | 0 | 1 | 0 | 0 | 0 | 0 | 0 | 0 | 0 | 0 | 0 | 5256.9586
2025-02-03 | 5249.854 | 16.6 | 0 | 0 | 0 | 0 | 0 | 0 | 0 | 0 | 0 | 0 | 0 | 0 | 0 | 0 | 0 | 0 | 0 | 1 | 0 | 0 | 0 | 0 | 0 | 0 | 0 | 0 | 5126.4684
2025-02-03 | 4967.867 | 17 | 0 | 0 | 0 | 0 | 0 | 0 | 0 | 0 | 0 | 0 | 0 | 0 | 0 | 0 | 0 | 0 | 0 | 0 | 1 | 0 | 0 | 0 | 0 | 0 | 0 | 0 | 4858.8255
2025-02-03 | 4637.73 | 17.2 | 0 | 0 | 0 | 0 | 0 | 0 | 0 | 0 | 0 | 0 | 0 | 0 | 0 | 0 | 0 | 0 | 0 | 0 | 0 | 1 | 0 | 0 | 0 | 0 | 0 | 0 | 4571.2137
2025-02-03 | 4303.017 | 17.4 | 0 | 0 | 0 | 0 | 0 | 0 | 0 | 0 | 0 | 0 | 0 | 0 | 0 | 0 | 0 | 0 | 0 | 0 | 0 | 0 | 1 | 0 | 0 | 0 | 0 | 0 | 4395.9355
2025-02-03 | 4034.061 | 17.5 | 0 | 0 | 0 | 0 | 0 | 0 | 0 | 0 | 0 | 0 | 0 | 0 | 0 | 0 | 0 | 0 | 0 | 0 | 0 | 0 | 0 | 1 | 0 | 0 | 0 | 0 | 4246.1428
2025-02-03 | 3812.162 | 17.7 | 0 | 0 | 0 | 0 | 0 | 0 | 0 | 0 | 0 | 0 | 0 | 0 | 0 | 0 | 0 | 0 | 0 | 0 | 0 | 0 | 0 | 0 | 1 | 0 | 0 | 0 | 4074.2861
2025-02-03 | 3554.911 | 17.6 | 0 | 0 | 0 | 0 | 0 | 0 | 0 | 0 | 0 | 0 | 0 | 0 | 0 | 0 | 0 | 0 | 0 | 0 | 0 | 0 | 0 | 0 | 0 | 1 | 0 | 0 | 3803.8123
2025-02-03 | 3346.265 | 17.8 | 0 | 0 | 0 | 0 | 0 | 0 | 0 | 0 | 0 | 0 | 0 | 0 | 0 | 0 | 0 | 0 | 0 | 0 | 0 | 0 | 0 | 0 | 0 | 0 | 1 | 0 | 3601.3293
2025-02-03 | 3216.926 | 17.8 | 0 | 0 | 0 | 0 | 0 | 0 | 0 | 0 | 0 | 0 | 0 | 0 | 0 | 0 | 0 | 0 | 0 | 0 | 0 | 0 | 0 | 0 | 0 | 0 | 0 | 1 | 3471.0908
2025-02-04 | 3162.768 | 18.2 | 0 | 0 | 1 | 0 | 0 | 0 | 0 | 0 | 0 | 0 | 0 | 0 | 0 | 0 | 0 | 0 | 0 | 0 | 0 | 0 | 0 | 0 | 0 | 0 | 0 | 0 | 3422.373
2025-02-04 | 3156.375 | 19.2 | 0 | 0 | 0 | 1 | 0 | 0 | 0 | 0 | 0 | 0 | 0 | 0 | 0 | 0 | 0 | 0 | 0 | 0 | 0 | 0 | 0 | 0 | 0 | 0 | 0 | 0 | 3452.7854
2025-02-04 | 3132.798 | 20 | 0 | 0 | 0 | 0 | 1 | 0 | 0 | 0 | 0 | 0 | 0 | 0 | 0 | 0 | 0 | 0 | 0 | 0 | 0 | 0 | 0 | 0 | 0 | 0 | 0 | 0 | 3492.7091
2025-02-04 | 3150.33 | 20.5 | 0 | 0 | 0 | 0 | 0 | 1 | 0 | 0 | 0 | 0 | 0 | 0 | 0 | 0 | 0 | 0 | 0 | 0 | 0 | 0 | 0 | 0 | 0 | 0 | 0 | 0 | 3557.3891
2025-02-04 | 3196.647 | 21.1 | 0 | 0 | 0 | 0 | 0 | 0 | 1 | 0 | 0 | 0 | 0 | 0 | 0 | 0 | 0 | 0 | 0 | 0 | 0 | 0 | 0 | 0 | 0 | 0 | 0 | 0 | 3643.6306
2025-02-04 | 3269.427 | 21.6 | 0 | 0 | 0 | 0 | 0 | 0 | 0 | 1 | 0 | 0 | 0 | 0 | 0 | 0 | 0 | 0 | 0 | 0 | 0 | 0 | 0 | 0 | 0 | 0 | 0 | 0 | 3782.4527
2025-02-04 | 3555.618 | 21.9 | 0 | 0 | 0 | 0 | 0 | 0 | 0 | 0 | 1 | 0 | 0 | 0 | 0 | 0 | 0 | 0 | 0 | 0 | 0 | 0 | 0 | 0 | 0 | 0 | 0 | 0 | 4143.4631
2025-02-04 | 4077.165 | 21.5 | 0 | 0 | 0 | 0 | 0 | 0 | 0 | 0 | 0 | 1 | 0 | 0 | 0 | 0 | 0 | 0 | 0 | 0 | 0 | 0 | 0 | 0 | 0 | 0 | 0 | 0 | 4618.8377
2025-02-04 | 4594.627 | 21.7 | 0 | 0 | 0 | 0 | 0 | 0 | 0 | 0 | 0 | 0 | 1 | 0 | 0 | 0 | 0 | 0 | 0 | 0 | 0 | 0 | 0 | 0 | 0 | 0 | 0 | 0 | 5251.6998
2025-02-04 | 4972.515 | 21 | 0 | 0 | 0 | 0 | 0 | 0 | 0 | 0 | 0 | 0 | 0 | 1 | 0 | 0 | 0 | 0 | 0 | 0 | 0 | 0 | 0 | 0 | 0 | 0 | 0 | 0 | 5425.0006
2025-02-04 | 5316.056 | 19.9 | 0 | 0 | 0 | 0 | 0 | 0 | 0 | 0 | 0 | 0 | 0 | 0 | 1 | 0 | 0 | 0 | 0 | 0 | 0 | 0 | 0 | 0 | 0 | 0 | 0 | 0 | 5533.9955
2025-02-04 | 5321.901 | 19.4 | 0 | 0 | 0 | 0 | 0 | 0 | 0 | 0 | 0 | 0 | 0 | 0 | 0 | 1 | 0 | 0 | 0 | 0 | 0 | 0 | 0 | 0 | 0 | 0 | 0 | 0 | 5525.9512
2025-02-04 | 5297.734 | 21.9 | 0 | 0 | 0 | 0 | 0 | 0 | 0 | 0 | 0 | 0 | 0 | 0 | 0 | 0 | 1 | 0 | 0 | 0 | 0 | 0 | 0 | 0 | 0 | 0 | 0 | 0 | 5667.3662
2025-02-04 | 5262.601 | 22.4 | 0 | 0 | 0 | 0 | 0 | 0 | 0 | 0 | 0 | 0 | 0 | 0 | 0 | 0 | 0 | 1 | 0 | 0 | 0 | 0 | 0 | 0 | 0 | 0 | 0 | 0 | 5692.0269
2025-02-04 | 5261.031 | 22.6 | 0 | 0 | 0 | 0 | 0 | 0 | 0 | 0 | 0 | 0 | 0 | 0 | 0 | 0 | 0 | 0 | 1 | 0 | 0 | 0 | 0 | 0 | 0 | 0 | 0 | 0 | 5652.2558
2025-02-04 | 5162.504 | 23.3 | 0 | 0 | 0 | 0 | 0 | 0 | 0 | 0 | 0 | 0 | 0 | 0 | 0 | 0 | 0 | 0 | 0 | 1 | 0 | 0 | 0 | 0 | 0 | 0 | 0 | 0 | 5567.8835
2025-02-04 | 5014.43 | 23.8 | 0 | 0 | 0 | 0 | 0 | 0 | 0 | 0 | 0 | 0 | 0 | 0 | 0 | 0 | 0 | 0 | 0 | 0 | 1 | 0 | 0 | 0 | 0 | 0 | 0 | 0 | 5306.8289
2025-02-04 | 4732.96 | 24.9 | 0 | 0 | 0 | 0 | 0 | 0 | 0 | 0 | 0 | 0 | 0 | 0 | 0 | 0 | 0 | 0 | 0 | 0 | 0 | 1 | 0 | 0 | 0 | 0 | 0 | 0 | 5078.5117
2025-02-04 | 4564.468 | 25.7 | 0 | 0 | 0 | 0 | 0 | 0 | 0 | 0 | 0 | 0 | 0 | 0 | 0 | 0 | 0 | 0 | 0 | 0 | 0 | 0 | 1 | 0 | 0 | 0 | 0 | 0 | 4942.7631
2025-02-04 | 4415.171 | 26.1 | 0 | 0 | 0 | 0 | 0 | 0 | 0 | 0 | 0 | 0 | 0 | 0 | 0 | 0 | 0 | 0 | 0 | 0 | 0 | 0 | 0 | 1 | 0 | 0 | 0 | 0 | 4812.7353
2025-02-04 | 4134.258 | 26.5 | 0 | 0 | 0 | 0 | 0 | 0 | 0 | 0 | 0 | 0 | 0 | 0 | 0 | 0 | 0 | 0 | 0 | 0 | 0 | 0 | 0 | 0 | 1 | 0 | 0 | 0 | 4654.0552
2025-02-04 | 3882.972 | 26.7 | 0 | 0 | 0 | 0 | 0 | 0 | 0 | 0 | 0 | 0 | 0 | 0 | 0 | 0 | 0 | 0 | 0 | 0 | 0 | 0 | 0 | 0 | 0 | 1 | 0 | 0 | 4403.3463
2025-02-04 | 3553.246 | 26.8 | 0 | 0 | 0 | 0 | 0 | 0 | 0 | 0 | 0 | 0 | 0 | 0 | 0 | 0 | 0 | 0 | 0 | 0 | 0 | 0 | 0 | 0 | 0 | 0 | 1 | 0 | 4194.2749
2025-02-04 | 3455.399 | 26.9 | 0 | 0 | 0 | 0 | 0 | 0 | 0 | 0 | 0 | 0 | 0 | 0 | 0 | 0 | 0 | 0 | 0 | 0 | 0 | 0 | 0 | 0 | 0 | 0 | 0 | 1 | 4070.6248
2025-02-05 | 3410.547 | 27.5 | 0 | 0 | 1 | 0 | 0 | 0 | 0 | 0 | 0 | 0 | 0 | 0 | 0 | 0 | 0 | 0 | 0 | 0 | 0 | 0 | 0 | 0 | 0 | 0 | 0 | 0 | 4035.0835
2025-02-05 | 3434.866 | 27.7 | 0 | 0 | 0 | 1 | 0 | 0 | 0 | 0 | 0 | 0 | 0 | 0 | 0 | 0 | 0 | 0 | 0 | 0 | 0 | 0 | 0 | 0 | 0 | 0 | 0 | 0 | 4012.7897
2025-02-05 | 3440.974 | 28 | 0 | 0 | 0 | 0 | 1 | 0 | 0 | 0 | 0 | 0 | 0 | 0 | 0 | 0 | 0 | 0 | 0 | 0 | 0 | 0 | 0 | 0 | 0 | 0 | 0 | 0 | 4019.7719
2025-02-05 | 3429.197 | 27.5 | 0 | 0 | 0 | 0 | 0 | 1 | 0 | 0 | 0 | 0 | 0 | 0 | 0 | 0 | 0 | 0 | 0 | 0 | 0 | 0 | 0 | 0 | 0 | 0 | 0 | 0 | 4018.569
2025-02-05 | 3491.625 | 26.8 | 0 | 0 | 0 | 0 | 0 | 0 | 1 | 0 | 0 | 0 | 0 | 0 | 0 | 0 | 0 | 0 | 0 | 0 | 0 | 0 | 0 | 0 | 0 | 0 | 0 | 0 | 4019.1628
2025-02-05 | 3554.006 | 26.9 | 0 | 0 | 0 | 0 | 0 | 0 | 0 | 1 | 0 | 0 | 0 | 0 | 0 | 0 | 0 | 0 | 0 | 0 | 0 | 0 | 0 | 0 | 0 | 0 | 0 | 0 | 4131.6319
2025-02-05 | 3845.51 | 26.9 | 0 | 0 | 0 | 0 | 0 | 0 | 0 | 0 | 1 | 0 | 0 | 0 | 0 | 0 | 0 | 0 | 0 | 0 | 0 | 0 | 0 | 0 | 0 | 0 | 0 | 0 | 4472.8774
2025-02-05 | 4359.279 | 26.6 | 0 | 0 | 0 | 0 | 0 | 0 | 0 | 0 | 0 | 1 | 0 | 0 | 0 | 0 | 0 | 0 | 0 | 0 | 0 | 0 | 0 | 0 | 0 | 0 | 0 | 0 | 4954.8403
2025-02-05 | 4921.128 | 26 | 0 | 0 | 0 | 0 | 0 | 0 | 0 | 0 | 0 | 0 | 1 | 0 | 0 | 0 | 0 | 0 | 0 | 0 | 0 | 0 | 0 | 0 | 0 | 0 | 0 | 0 | 5534.9961
2025-02-05 | 5269.395 | 26.4 | 0 | 0 | 0 | 0 | 0 | 0 | 0 | 0 | 0 | 0 | 0 | 1 | 0 | 0 | 0 | 0 | 0 | 0 | 0 | 0 | 0 | 0 | 0 | 0 | 0 | 0 | 5780.768
2025-02-05 | 5485.981 | 26.6 | 0 | 0 | 0 | 0 | 0 | 0 | 0 | 0 | 0 | 0 | 0 | 0 | 1 | 0 | 0 | 0 | 0 | 0 | 0 | 0 | 0 | 0 | 0 | 0 | 0 | 0 | 5975.4106
2025-02-05 | 5557.271 | 25.9 | 0 | 0 | 0 | 0 | 0 | 0 | 0 | 0 | 0 | 0 | 0 | 0 | 0 | 1 | 0 | 0 | 0 | 0 | 0 | 0 | 0 | 0 | 0 | 0 | 0 | 0 | 5954.1897
2025-02-05 | 5515.889 | 24.8 | 0 | 0 | 0 | 0 | 0 | 0 | 0 | 0 | 0 | 0 | 0 | 0 | 0 | 0 | 1 | 0 | 0 | 0 | 0 | 0 | 0 | 0 | 0 | 0 | 0 | 0 | 5858.4265
2025-02-05 | 5450.1 | 24.2 | 0 | 0 | 0 | 0 | 0 | 0 | 0 | 0 | 0 | 0 | 0 | 0 | 0 | 0 | 0 | 1 | 0 | 0 | 0 | 0 | 0 | 0 | 0 | 0 | 0 | 0 | 5810.616
2025-02-05 | 5376.125 | 23.2 | 0 | 0 | 0 | 0 | 0 | 0 | 0 | 0 | 0 | 0 | 0 | 0 | 0 | 0 | 0 | 0 | 1 | 0 | 0 | 0 | 0 | 0 | 0 | 0 | 0 | 0 | 5691.7855
2025-02-05 | 5310.334 | 23.3 | 0 | 0 | 0 | 0 | 0 | 0 | 0 | 0 | 0 | 0 | 0 | 0 | 0 | 0 | 0 | 0 | 0 | 1 | 0 | 0 | 0 | 0 | 0 | 0 | 0 | 0 | 5567.8835
2025-02-05 | 5138.16 | 23.5 | 0 | 0 | 0 | 0 | 0 | 0 | 0 | 0 | 0 | 0 | 0 | 0 | 0 | 0 | 0 | 0 | 0 | 0 | 1 | 0 | 0 | 0 | 0 | 0 | 0 | 0 | 5287.064
2025-02-05 | 4947.62 | 23.7 | 0 | 0 | 0 | 0 | 0 | 0 | 0 | 0 | 0 | 0 | 0 | 0 | 0 | 0 | 0 | 0 | 0 | 0 | 0 | 1 | 0 | 0 | 0 | 0 | 0 | 0 | 4999.4523
2025-02-05 | 4644.946 | 24 | 0 | 0 | 0 | 0 | 0 | 0 | 0 | 0 | 0 | 0 | 0 | 0 | 0 | 0 | 0 | 0 | 0 | 0 | 0 | 0 | 1 | 0 | 0 | 0 | 0 | 0 | 4830.7623
2025-02-05 | 4386.445 | 24 | 0 | 0 | 0 | 0 | 0 | 0 | 0 | 0 | 0 | 0 | 0 | 0 | 0 | 0 | 0 | 0 | 0 | 0 | 0 | 0 | 0 | 1 | 0 | 0 | 0 | 0 | 4674.3813
2025-02-05 | 4108.865 | 24.3 | 0 | 0 | 0 | 0 | 0 | 0 | 0 | 0 | 0 | 0 | 0 | 0 | 0 | 0 | 0 | 0 | 0 | 0 | 0 | 0 | 0 | 0 | 1 | 0 | 0 | 0 | 4509.1129
2025-02-05 | 3800.872 | 24.3 | 0 | 0 | 0 | 0 | 0 | 0 | 0 | 0 | 0 | 0 | 0 | 0 | 0 | 0 | 0 | 0 | 0 | 0 | 0 | 0 | 0 | 0 | 0 | 1 | 0 | 0 | 4245.2274
2025-02-05 | 3636.883 | 24 | 0 | 0 | 0 | 0 | 0 | 0 | 0 | 0 | 0 | 0 | 0 | 0 | 0 | 0 | 0 | 0 | 0 | 0 | 0 | 0 | 0 | 0 | 0 | 0 | 1 | 0 | 4009.803
2025-02-05 | 3509.184 | 23.3 | 0 | 0 | 0 | 0 | 0 | 0 | 0 | 0 | 0 | 0 | 0 | 0 | 0 | 0 | 0 | 0 | 0 | 0 | 0 | 0 | 0 | 0 | 0 | 0 | 0 | 1 | 3833.4465
2025-02-06 | 3428.163 | 23 | 0 | 0 | 1 | 0 | 0 | 0 | 0 | 0 | 0 | 0 | 0 | 0 | 0 | 0 | 0 | 0 | 0 | 0 | 0 | 0 | 0 | 0 | 0 | 0 | 0 | 0 | 3738.6107
2025-02-06 | 3417.209 | 22.6 | 0 | 0 | 0 | 1 | 0 | 0 | 0 | 0 | 0 | 0 | 0 | 0 | 0 | 0 | 0 | 0 | 0 | 0 | 0 | 0 | 0 | 0 | 0 | 0 | 0 | 0 | 3676.7871
2025-02-06 | 3347.507 | 22.1 | 0 | 0 | 0 | 0 | 1 | 0 | 0 | 0 | 0 | 0 | 0 | 0 | 0 | 0 | 0 | 0 | 0 | 0 | 0 | 0 | 0 | 0 | 0 | 0 | 0 | 0 | 3631.0631
2025-02-06 | 3390.212 | 21.7 | 0 | 0 | 0 | 0 | 0 | 1 | 0 | 0 | 0 | 0 | 0 | 0 | 0 | 0 | 0 | 0 | 0 | 0 | 0 | 0 | 0 | 0 | 0 | 0 | 0 | 0 | 3636.4485
2025-02-06 | 3434.899 | 21.1 | 0 | 0 | 0 | 0 | 0 | 0 | 1 | 0 | 0 | 0 | 0 | 0 | 0 | 0 | 0 | 0 | 0 | 0 | 0 | 0 | 0 | 0 | 0 | 0 | 0 | 0 | 3643.6306
2025-02-06 | 3526.66 | 20.7 | 0 | 0 | 0 | 0 | 0 | 0 | 0 | 1 | 0 | 0 | 0 | 0 | 0 | 0 | 0 | 0 | 0 | 0 | 0 | 0 | 0 | 0 | 0 | 0 | 0 | 0 | 3723.1582
2025-02-06 | 3794.727 | 21.9 | 0 | 0 | 0 | 0 | 0 | 0 | 0 | 0 | 1 | 0 | 0 | 0 | 0 | 0 | 0 | 0 | 0 | 0 | 0 | 0 | 0 | 0 | 0 | 0 | 0 | 0 | 4143.4631
2025-02-06 | 4300.01 | 22.4 | 0 | 0 | 0 | 0 | 0 | 0 | 0 | 0 | 0 | 1 | 0 | 0 | 0 | 0 | 0 | 0 | 0 | 0 | 0 | 0 | 0 | 0 | 0 | 0 | 0 | 0 | 4678.1323
2025-02-06 | 4751.494 | 22.1 | 0 | 0 | 0 | 0 | 0 | 0 | 0 | 0 | 0 | 0 | 1 | 0 | 0 | 0 | 0 | 0 | 0 | 0 | 0 | 0 | 0 | 0 | 0 | 0 | 0 | 0 | 5278.0529
2025-02-06 | 5126.081 | 21.7 | 0 | 0 | 0 | 0 | 0 | 0 | 0 | 0 | 0 | 0 | 0 | 1 | 0 | 0 | 0 | 0 | 0 | 0 | 0 | 0 | 0 | 0 | 0 | 0 | 0 | 0 | 5471.1186
2025-02-06 | 5481.228 | 21.3 | 0 | 0 | 0 | 0 | 0 | 0 | 0 | 0 | 0 | 0 | 0 | 0 | 1 | 0 | 0 | 0 | 0 | 0 | 0 | 0 | 0 | 0 | 0 | 0 | 0 | 0 | 5626.2315
2025-02-06 | 5474.708 | 21 | 0 | 0 | 0 | 0 | 0 | 0 | 0 | 0 | 0 | 0 | 0 | 0 | 0 | 1 | 0 | 0 | 0 | 0 | 0 | 0 | 0 | 0 | 0 | 0 | 0 | 0 | 5631.3637
2025-02-06 | 5487.765 | 20.2 | 0 | 0 | 0 | 0 | 0 | 0 | 0 | 0 | 0 | 0 | 0 | 0 | 0 | 0 | 1 | 0 | 0 | 0 | 0 | 0 | 0 | 0 | 0 | 0 | 0 | 0 | 5555.3653
2025-02-06 | 5481.831 | 19 | 0 | 0 | 0 | 0 | 0 | 0 | 0 | 0 | 0 | 0 | 0 | 0 | 0 | 0 | 0 | 1 | 0 | 0 | 0 | 0 | 0 | 0 | 0 | 0 | 0 | 0 | 5468.0252
2025-02-06 | 5362.999 | 18.5 | 0 | 0 | 0 | 0 | 0 | 0 | 0 | 0 | 0 | 0 | 0 | 0 | 0 | 0 | 0 | 0 | 1 | 0 | 0 | 0 | 0 | 0 | 0 | 0 | 0 | 0 | 5382.1361
2025-02-06 | 5291.681 | 18.5 | 0 | 0 | 0 | 0 | 0 | 0 | 0 | 0 | 0 | 0 | 0 | 0 | 0 | 0 | 0 | 0 | 0 | 1 | 0 | 0 | 0 | 0 | 0 | 0 | 0 | 0 | 5251.6458
2025-02-06 | 5211.046 | 18.6 | 0 | 0 | 0 | 0 | 0 | 0 | 0 | 0 | 0 | 0 | 0 | 0 | 0 | 0 | 0 | 0 | 0 | 0 | 1 | 0 | 0 | 0 | 0 | 0 | 0 | 0 | 4964.238
2025-02-06 | 4811.902 | 18.1 | 0 | 0 | 0 | 0 | 0 | 0 | 0 | 0 | 0 | 0 | 0 | 0 | 0 | 0 | 0 | 0 | 0 | 0 | 0 | 1 | 0 | 0 | 0 | 0 | 0 | 0 | 4630.5083
2025-02-06 | 4514.216 | 17.8 | 0 | 0 | 0 | 0 | 0 | 0 | 0 | 0 | 0 | 0 | 0 | 0 | 0 | 0 | 0 | 0 | 0 | 0 | 0 | 0 | 1 | 0 | 0 | 0 | 0 | 0 | 4422.2886
2025-02-06 | 4262.461 | 17.5 | 0 | 0 | 0 | 0 | 0 | 0 | 0 | 0 | 0 | 0 | 0 | 0 | 0 | 0 | 0 | 0 | 0 | 0 | 0 | 0 | 0 | 1 | 0 | 0 | 0 | 0 | 4246.1428
2025-02-06 | 3986.788 | 17.7 | 0 | 0 | 0 | 0 | 0 | 0 | 0 | 0 | 0 | 0 | 0 | 0 | 0 | 0 | 0 | 0 | 0 | 0 | 0 | 0 | 0 | 0 | 1 | 0 | 0 | 0 | 4074.2861
2025-02-06 | 3729.689 | 18.1 | 0 | 0 | 0 | 0 | 0 | 0 | 0 | 0 | 0 | 0 | 0 | 0 | 0 | 0 | 0 | 0 | 0 | 0 | 0 | 0 | 0 | 0 | 0 | 1 | 0 | 0 | 3836.7537
2025-02-06 | 3516.935 | 18.3 | 0 | 0 | 0 | 0 | 0 | 0 | 0 | 0 | 0 | 0 | 0 | 0 | 0 | 0 | 0 | 0 | 0 | 0 | 0 | 0 | 0 | 0 | 0 | 0 | 1 | 0 | 3634.2707
2025-02-06 | 3344.378 | 17.9 | 0 | 0 | 0 | 0 | 0 | 0 | 0 | 0 | 0 | 0 | 0 | 0 | 0 | 0 | 0 | 0 | 0 | 0 | 0 | 0 | 0 | 0 | 0 | 0 | 0 | 1 | 3477.6791
2025-02-07 | 3264.38 | 19.5 | 0 | 0 | 1 | 0 | 0 | 0 | 0 | 0 | 0 | 0 | 0 | 0 | 0 | 0 | 0 | 0 | 0 | 0 | 0 | 0 | 0 | 0 | 0 | 0 | 0 | 0 | 3508.0207
2025-02-07 | 3239.895 | 20.2 | 0 | 0 | 0 | 1 | 0 | 0 | 0 | 0 | 0 | 0 | 0 | 0 | 0 | 0 | 0 | 0 | 0 | 0 | 0 | 0 | 0 | 0 | 0 | 0 | 0 | 0 | 3518.6683
2025-02-07 | 3264.186 | 22 | 0 | 0 | 0 | 0 | 1 | 0 | 0 | 0 | 0 | 0 | 0 | 0 | 0 | 0 | 0 | 0 | 0 | 0 | 0 | 0 | 0 | 0 | 0 | 0 | 0 | 0 | 3624.4748
2025-02-07 | 3295.346 | 23.2 | 0 | 0 | 0 | 0 | 0 | 1 | 0 | 0 | 0 | 0 | 0 | 0 | 0 | 0 | 0 | 0 | 0 | 0 | 0 | 0 | 0 | 0 | 0 | 0 | 0 | 0 | 3735.2728
2025-02-07 | 3341.122 | 24.3 | 0 | 0 | 0 | 0 | 0 | 0 | 1 | 0 | 0 | 0 | 0 | 0 | 0 | 0 | 0 | 0 | 0 | 0 | 0 | 0 | 0 | 0 | 0 | 0 | 0 | 0 | 3854.4557
2025-02-07 | 3430.858 | 24.9 | 0 | 0 | 0 | 0 | 0 | 0 | 0 | 1 | 0 | 0 | 0 | 0 | 0 | 0 | 0 | 0 | 0 | 0 | 0 | 0 | 0 | 0 | 0 | 0 | 0 | 0 | 3999.8662
2025-02-07 | 3704.788 | 25.5 | 0 | 0 | 0 | 0 | 0 | 0 | 0 | 0 | 1 | 0 | 0 | 0 | 0 | 0 | 0 | 0 | 0 | 0 | 0 | 0 | 0 | 0 | 0 | 0 | 0 | 0 | 4380.6414
2025-02-07 | 4221.72 | 25.9 | 0 | 0 | 0 | 0 | 0 | 0 | 0 | 0 | 0 | 1 | 0 | 0 | 0 | 0 | 0 | 0 | 0 | 0 | 0 | 0 | 0 | 0 | 0 | 0 | 0 | 0 | 4908.7223
2025-02-07 | 4787.789 | 26.1 | 0 | 0 | 0 | 0 | 0 | 0 | 0 | 0 | 0 | 0 | 1 | 0 | 0 | 0 | 0 | 0 | 0 | 0 | 0 | 0 | 0 | 0 | 0 | 0 | 0 | 0 | 5541.5844
2025-02-07 | 5118.134 | 25.4 | 0 | 0 | 0 | 0 | 0 | 0 | 0 | 0 | 0 | 0 | 0 | 1 | 0 | 0 | 0 | 0 | 0 | 0 | 0 | 0 | 0 | 0 | 0 | 0 | 0 | 0 | 5714.8852
2025-02-07 | 5378.938 | 24.5 | 0 | 0 | 0 | 0 | 0 | 0 | 0 | 0 | 0 | 0 | 0 | 0 | 1 | 0 | 0 | 0 | 0 | 0 | 0 | 0 | 0 | 0 | 0 | 0 | 0 | 0 | 5837.0566
2025-02-07 | 5471.954 | 23.5 | 0 | 0 | 0 | 0 | 0 | 0 | 0 | 0 | 0 | 0 | 0 | 0 | 0 | 1 | 0 | 0 | 0 | 0 | 0 | 0 | 0 | 0 | 0 | 0 | 0 | 0 | 5796.0708
2025-02-07 | 5471.113 | 22.9 | 0 | 0 | 0 | 0 | 0 | 0 | 0 | 0 | 0 | 0 | 0 | 0 | 0 | 0 | 1 | 0 | 0 | 0 | 0 | 0 | 0 | 0 | 0 | 0 | 0 | 0 | 5733.249
2025-02-07 | 5450.945 | 22.3 | 0 | 0 | 0 | 0 | 0 | 0 | 0 | 0 | 0 | 0 | 0 | 0 | 0 | 0 | 0 | 1 | 0 | 0 | 0 | 0 | 0 | 0 | 0 | 0 | 0 | 0 | 5685.4386
2025-02-07 | 5359.808 | 21.3 | 0 | 0 | 0 | 0 | 0 | 0 | 0 | 0 | 0 | 0 | 0 | 0 | 0 | 0 | 0 | 0 | 1 | 0 | 0 | 0 | 0 | 0 | 0 | 0 | 0 | 0 | 5566.608
2025-02-07 | 5252.367 | 22.2 | 0 | 0 | 0 | 0 | 0 | 0 | 0 | 0 | 0 | 0 | 0 | 0 | 0 | 0 | 0 | 0 | 0 | 1 | 0 | 0 | 0 | 0 | 0 | 0 | 0 | 0 | 5495.4124
2025-02-07 | 5054.598 | 22.9 | 0 | 0 | 0 | 0 | 0 | 0 | 0 | 0 | 0 | 0 | 0 | 0 | 0 | 0 | 0 | 0 | 0 | 0 | 1 | 0 | 0 | 0 | 0 | 0 | 0 | 0 | 5247.5343
2025-02-07 | 4698.356 | 23.5 | 0 | 0 | 0 | 0 | 0 | 0 | 0 | 0 | 0 | 0 | 0 | 0 | 0 | 0 | 0 | 0 | 0 | 0 | 0 | 1 | 0 | 0 | 0 | 0 | 0 | 0 | 4986.2757
2025-02-07 | 4498.643 | 24.8 | 0 | 0 | 0 | 0 | 0 | 0 | 0 | 0 | 0 | 0 | 0 | 0 | 0 | 0 | 0 | 0 | 0 | 0 | 0 | 0 | 1 | 0 | 0 | 0 | 0 | 0 | 4883.4686
2025-02-07 | 4280.75 | 25 | 0 | 0 | 0 | 0 | 0 | 0 | 0 | 0 | 0 | 0 | 0 | 0 | 0 | 0 | 0 | 0 | 0 | 0 | 0 | 0 | 0 | 1 | 0 | 0 | 0 | 0 | 4740.2642
2025-02-07 | 4115.194 | 24.7 | 0 | 0 | 0 | 0 | 0 | 0 | 0 | 0 | 0 | 0 | 0 | 0 | 0 | 0 | 0 | 0 | 0 | 0 | 0 | 0 | 0 | 0 | 1 | 0 | 0 | 0 | 4535.4661
2025-02-07 | 3848.894 | 24.9 | 0 | 0 | 0 | 0 | 0 | 0 | 0 | 0 | 0 | 0 | 0 | 0 | 0 | 0 | 0 | 0 | 0 | 0 | 0 | 0 | 0 | 0 | 0 | 1 | 0 | 0 | 4284.7571
2025-02-07 | 3647.787 | 24.8 | 0 | 0 | 0 | 0 | 0 | 0 | 0 | 0 | 0 | 0 | 0 | 0 | 0 | 0 | 0 | 0 | 0 | 0 | 0 | 0 | 0 | 0 | 0 | 0 | 1 | 0 | 4062.5092
2025-02-07 | 3516.525 | 24.5 | 0 | 0 | 0 | 0 | 0 | 0 | 0 | 0 | 0 | 0 | 0 | 0 | 0 | 0 | 0 | 0 | 0 | 0 | 0 | 0 | 0 | 0 | 0 | 0 | 0 | 1 | 3912.5059
2025-02-08 | 3361.291 | 24.5 | 0 | 1 | 1 | 0 | 0 | 0 | 0 | 0 | 0 | 0 | 0 | 0 | 0 | 0 | 0 | 0 | 0 | 0 | 0 | 0 | 0 | 0 | 0 | 0 | 0 | 0 | 3264.9041
2025-02-08 | 3300.731 | 24.8 | 0 | 1 | 0 | 1 | 0 | 0 | 0 | 0 | 0 | 0 | 0 | 0 | 0 | 0 | 0 | 0 | 0 | 0 | 0 | 0 | 0 | 0 | 0 | 0 | 0 | 0 | 3249.1985
2025-02-08 | 3261.288 | 24.7 | 0 | 1 | 0 | 0 | 1 | 0 | 0 | 0 | 0 | 0 | 0 | 0 | 0 | 0 | 0 | 0 | 0 | 0 | 0 | 0 | 0 | 0 | 0 | 0 | 0 | 0 | 3229.8277
2025-02-08 | 3278.667 | 25 | 0 | 1 | 0 | 0 | 0 | 1 | 0 | 0 | 0 | 0 | 0 | 0 | 0 | 0 | 0 | 0 | 0 | 0 | 0 | 0 | 0 | 0 | 0 | 0 | 0 | 0 | 3281.3311
2025-02-08 | 3272.858 | 24.9 | 0 | 1 | 0 | 0 | 0 | 0 | 1 | 0 | 0 | 0 | 0 | 0 | 0 | 0 | 0 | 0 | 0 | 0 | 0 | 0 | 0 | 0 | 0 | 0 | 0 | 0 | 3321.4546
2025-02-08 | 3351.826 | 25 | 0 | 1 | 0 | 0 | 0 | 0 | 0 | 1 | 0 | 0 | 0 | 0 | 0 | 0 | 0 | 0 | 0 | 0 | 0 | 0 | 0 | 0 | 0 | 0 | 0 | 0 | 3433.9236
2025-02-08 | 3530.332 | 26.2 | 0 | 1 | 0 | 0 | 0 | 0 | 0 | 0 | 1 | 0 | 0 | 0 | 0 | 0 | 0 | 0 | 0 | 0 | 0 | 0 | 0 | 0 | 0 | 0 | 0 | 0 | 3854.2285
2025-02-08 | 3670.125 | 25.4 | 0 | 1 | 0 | 0 | 0 | 0 | 0 | 0 | 0 | 1 | 0 | 0 | 0 | 0 | 0 | 0 | 0 | 0 | 0 | 0 | 0 | 0 | 0 | 0 | 0 | 0 | 4303.25
2025-02-08 | 3869.378 | 25.7 | 0 | 1 | 0 | 0 | 0 | 0 | 0 | 0 | 0 | 0 | 1 | 0 | 0 | 0 | 0 | 0 | 0 | 0 | 0 | 0 | 0 | 0 | 0 | 0 | 0 | 0 | 4942.7004
2025-02-08 | 4189.157 | 24.4 | 0 | 1 | 0 | 0 | 0 | 0 | 0 | 0 | 0 | 0 | 0 | 1 | 0 | 0 | 0 | 0 | 0 | 0 | 0 | 0 | 0 | 0 | 0 | 0 | 0 | 0 | 5076.4715
2025-02-08 | 4427.867 | 23.1 | 0 | 1 | 0 | 0 | 0 | 0 | 0 | 0 | 0 | 0 | 0 | 0 | 1 | 0 | 0 | 0 | 0 | 0 | 0 | 0 | 0 | 0 | 0 | 0 | 0 | 0 | 5172.2897
2025-02-08 | 4572.559 | 21.5 | 0 | 1 | 0 | 0 | 0 | 0 | 0 | 0 | 0 | 0 | 0 | 0 | 0 | 1 | 0 | 0 | 0 | 0 | 0 | 0 | 0 | 0 | 0 | 0 | 0 | 0 | 5091.7743
2025-02-08 | 4484.456 | 20.9 | 0 | 1 | 0 | 0 | 0 | 0 | 0 | 0 | 0 | 0 | 0 | 0 | 0 | 0 | 1 | 0 | 0 | 0 | 0 | 0 | 0 | 0 | 0 | 0 | 0 | 0 | 5028.9525
2025-02-08 | 4508.699 | 20.8 | 0 | 1 | 0 | 0 | 0 | 0 | 0 | 0 | 0 | 0 | 0 | 0 | 0 | 0 | 0 | 1 | 0 | 0 | 0 | 0 | 0 | 0 | 0 | 0 | 0 | 0 | 5014.0835
2025-02-08 | 4488.382 | 20.6 | 0 | 1 | 0 | 0 | 0 | 0 | 0 | 0 | 0 | 0 | 0 | 0 | 0 | 0 | 0 | 0 | 1 | 0 | 0 | 0 | 0 | 0 | 0 | 0 | 0 | 0 | 4947.9592
2025-02-08 | 4435.756 | 20.5 | 0 | 1 | 0 | 0 | 0 | 0 | 0 | 0 | 0 | 0 | 0 | 0 | 0 | 0 | 0 | 0 | 0 | 1 | 0 | 0 | 0 | 0 | 0 | 0 | 0 | 0 | 4810.8807
2025-02-08 | 4339.549 | 20.4 | 0 | 1 | 0 | 0 | 0 | 0 | 0 | 0 | 0 | 0 | 0 | 0 | 0 | 0 | 0 | 0 | 0 | 0 | 1 | 0 | 0 | 0 | 0 | 0 | 0 | 0 | 4510.2963
2025-02-08 | 4227.02 | 20.5 | 0 | 1 | 0 | 0 | 0 | 0 | 0 | 0 | 0 | 0 | 0 | 0 | 0 | 0 | 0 | 0 | 0 | 0 | 0 | 1 | 0 | 0 | 0 | 0 | 0 | 0 | 4216.0963
2025-02-08 | 4213.183 | 20.4 | 0 | 1 | 0 | 0 | 0 | 0 | 0 | 0 | 0 | 0 | 0 | 0 | 0 | 0 | 0 | 0 | 0 | 0 | 0 | 0 | 1 | 0 | 0 | 0 | 0 | 0 | 4021.0532
2025-02-08 | 4062.028 | 21.4 | 0 | 1 | 0 | 0 | 0 | 0 | 0 | 0 | 0 | 0 | 0 | 0 | 0 | 0 | 0 | 0 | 0 | 0 | 0 | 0 | 0 | 1 | 0 | 0 | 0 | 0 | 3930.5551
2025-02-08 | 3914.358 | 21.2 | 0 | 1 | 0 | 0 | 0 | 0 | 0 | 0 | 0 | 0 | 0 | 0 | 0 | 0 | 0 | 0 | 0 | 0 | 0 | 0 | 0 | 0 | 1 | 0 | 0 | 0 | 3732.3452
2025-02-08 | 3718.933 | 21 | 0 | 1 | 0 | 0 | 0 | 0 | 0 | 0 | 0 | 0 | 0 | 0 | 0 | 0 | 0 | 0 | 0 | 0 | 0 | 0 | 0 | 0 | 0 | 1 | 0 | 0 | 3455.2832
2025-02-08 | 3526.408 | 21.6 | 0 | 1 | 0 | 0 | 0 | 0 | 0 | 0 | 0 | 0 | 0 | 0 | 0 | 0 | 0 | 0 | 0 | 0 | 0 | 0 | 0 | 0 | 0 | 0 | 1 | 0 | 3279.1533
2025-02-08 | 3378.585 | 21.9 | 0 | 1 | 0 | 0 | 0 | 0 | 0 | 0 | 0 | 0 | 0 | 0 | 0 | 0 | 0 | 0 | 0 | 0 | 0 | 0 | 0 | 0 | 0 | 0 | 0 | 1 | 3168.6797
2025-02-09 | 3293.195 | 22.1 | 0 | 1 | 1 | 0 | 0 | 0 | 0 | 0 | 0 | 0 | 0 | 0 | 0 | 0 | 0 | 0 | 0 | 0 | 0 | 0 | 0 | 0 | 0 | 0 | 0 | 0 | 3106.7852
2025-02-09 | 3246.758 | 22.2 | 0 | 1 | 0 | 1 | 0 | 0 | 0 | 0 | 0 | 0 | 0 | 0 | 0 | 0 | 0 | 0 | 0 | 0 | 0 | 0 | 0 | 0 | 0 | 0 | 0 | 0 | 3077.9031
2025-02-09 | 3274.182 | 22.4 | 0 | 1 | 0 | 0 | 1 | 0 | 0 | 0 | 0 | 0 | 0 | 0 | 0 | 0 | 0 | 0 | 0 | 0 | 0 | 0 | 0 | 0 | 0 | 0 | 0 | 0 | 3078.2971
2025-02-09 | 3257.897 | 22.9 | 0 | 1 | 0 | 0 | 0 | 1 | 0 | 0 | 0 | 0 | 0 | 0 | 0 | 0 | 0 | 0 | 0 | 0 | 0 | 0 | 0 | 0 | 0 | 0 | 0 | 0 | 3142.9771
2025-02-09 | 3271.543 | 23.3 | 0 | 1 | 0 | 0 | 0 | 0 | 1 | 0 | 0 | 0 | 0 | 0 | 0 | 0 | 0 | 0 | 0 | 0 | 0 | 0 | 0 | 0 | 0 | 0 | 0 | 0 | 3216.042
2025-02-09 | 3286.952 | 23.4 | 0 | 1 | 0 | 0 | 0 | 0 | 0 | 1 | 0 | 0 | 0 | 0 | 0 | 0 | 0 | 0 | 0 | 0 | 0 | 0 | 0 | 0 | 0 | 0 | 0 | 0 | 3328.511
2025-02-09 | 3384.159 | 23.4 | 0 | 1 | 0 | 0 | 0 | 0 | 0 | 0 | 1 | 0 | 0 | 0 | 0 | 0 | 0 | 0 | 0 | 0 | 0 | 0 | 0 | 0 | 0 | 0 | 0 | 0 | 3669.7566
2025-02-09 | 3442.75 | 23.3 | 0 | 1 | 0 | 0 | 0 | 0 | 0 | 0 | 0 | 1 | 0 | 0 | 0 | 0 | 0 | 0 | 0 | 0 | 0 | 0 | 0 | 0 | 0 | 0 | 0 | 0 | 4164.896
2025-02-09 | 3569.135 | 23.1 | 0 | 1 | 0 | 0 | 0 | 0 | 0 | 0 | 0 | 0 | 1 | 0 | 0 | 0 | 0 | 0 | 0 | 0 | 0 | 0 | 0 | 0 | 0 | 0 | 0 | 0 | 4771.4049
2025-02-09 | 3779.713 | 22.8 | 0 | 1 | 0 | 0 | 0 | 0 | 0 | 0 | 0 | 0 | 0 | 1 | 0 | 0 | 0 | 0 | 0 | 0 | 0 | 0 | 0 | 0 | 0 | 0 | 0 | 0 | 4971.0589
2025-02-09 | 3965.007 | 21.9 | 0 | 1 | 0 | 0 | 0 | 0 | 0 | 0 | 0 | 0 | 0 | 0 | 1 | 0 | 0 | 0 | 0 | 0 | 0 | 0 | 0 | 0 | 0 | 0 | 0 | 0 | 5093.2303
2025-02-09 | 4005.461 | 19.7 | 0 | 1 | 0 | 0 | 0 | 0 | 0 | 0 | 0 | 0 | 0 | 0 | 0 | 1 | 0 | 0 | 0 | 0 | 0 | 0 | 0 | 0 | 0 | 0 | 0 | 0 | 4973.1852
2025-02-09 | 4043.588 | 18.7 | 0 | 1 | 0 | 0 | 0 | 0 | 0 | 0 | 0 | 0 | 0 | 0 | 0 | 0 | 1 | 0 | 0 | 0 | 0 | 0 | 0 | 0 | 0 | 0 | 0 | 0 | 4884.0102
2025-02-09 | 3979.429 | 18.7 | 0 | 1 | 0 | 0 | 0 | 0 | 0 | 0 | 0 | 0 | 0 | 0 | 0 | 0 | 0 | 1 | 0 | 0 | 0 | 0 | 0 | 0 | 0 | 0 | 0 | 0 | 4875.7295
2025-02-09 | 3998.27 | 19 | 0 | 1 | 0 | 0 | 0 | 0 | 0 | 0 | 0 | 0 | 0 | 0 | 0 | 0 | 0 | 0 | 1 | 0 | 0 | 0 | 0 | 0 | 0 | 0 | 0 | 0 | 4842.5466
2025-02-09 | 3964.272 | 19.6 | 0 | 1 | 0 | 0 | 0 | 0 | 0 | 0 | 0 | 0 | 0 | 0 | 0 | 0 | 0 | 0 | 0 | 1 | 0 | 0 | 0 | 0 | 0 | 0 | 0 | 0 | 4751.5861
2025-02-09 | 3969.155 | 20.1 | 0 | 1 | 0 | 0 | 0 | 0 | 0 | 0 | 0 | 0 | 0 | 0 | 0 | 0 | 0 | 0 | 0 | 0 | 1 | 0 | 0 | 0 | 0 | 0 | 0 | 0 | 4490.5315
2025-02-09 | 3931.163 | 20.6 | 0 | 1 | 0 | 0 | 0 | 0 | 0 | 0 | 0 | 0 | 0 | 0 | 0 | 0 | 0 | 0 | 0 | 0 | 0 | 1 | 0 | 0 | 0 | 0 | 0 | 0 | 4222.6846
2025-02-09 | 4050.835 | 21.5 | 0 | 1 | 0 | 0 | 0 | 0 | 0 | 0 | 0 | 0 | 0 | 0 | 0 | 0 | 0 | 0 | 0 | 0 | 0 | 0 | 1 | 0 | 0 | 0 | 0 | 0 | 4093.5243
2025-02-09 | 3854.139 | 21.7 | 0 | 1 | 0 | 0 | 0 | 0 | 0 | 0 | 0 | 0 | 0 | 0 | 0 | 0 | 0 | 0 | 0 | 0 | 0 | 0 | 0 | 1 | 0 | 0 | 0 | 0 | 3950.3199
2025-02-09 | 3713.021 | 22.5 | 0 | 1 | 0 | 0 | 0 | 0 | 0 | 0 | 0 | 0 | 0 | 0 | 0 | 0 | 0 | 0 | 0 | 0 | 0 | 0 | 0 | 0 | 1 | 0 | 0 | 0 | 3817.9929
2025-02-09 | 3596.998 | 23.3 | 0 | 1 | 0 | 0 | 0 | 0 | 0 | 0 | 0 | 0 | 0 | 0 | 0 | 0 | 0 | 0 | 0 | 0 | 0 | 0 | 0 | 0 | 0 | 1 | 0 | 0 | 3606.8137
2025-02-09 | 3450.536 | 23.8 | 0 | 1 | 0 | 0 | 0 | 0 | 0 | 0 | 0 | 0 | 0 | 0 | 0 | 0 | 0 | 0 | 0 | 0 | 0 | 0 | 0 | 0 | 0 | 0 | 1 | 0 | 3424.0955
2025-02-09 | 3293.567 | 23.8 | 0 | 1 | 0 | 0 | 0 | 0 | 0 | 0 | 0 | 0 | 0 | 0 | 0 | 0 | 0 | 0 | 0 | 0 | 0 | 0 | 0 | 0 | 0 | 0 | 0 | 1 | 3293.8571
2025-02-10 | 3225.073 | 24 | 0 | 0 | 1 | 0 | 0 | 0 | 0 | 0 | 0 | 0 | 0 | 0 | 0 | 0 | 0 | 0 | 0 | 0 | 0 | 0 | 0 | 0 | 0 | 0 | 0 | 0 | 3804.4935
2025-02-10 | 3196.753 | 24.3 | 0 | 0 | 0 | 1 | 0 | 0 | 0 | 0 | 0 | 0 | 0 | 0 | 0 | 0 | 0 | 0 | 0 | 0 | 0 | 0 | 0 | 0 | 0 | 0 | 0 | 0 | 3788.788
2025-02-10 | 3220.561 | 24.2 | 0 | 0 | 0 | 0 | 1 | 0 | 0 | 0 | 0 | 0 | 0 | 0 | 0 | 0 | 0 | 0 | 0 | 0 | 0 | 0 | 0 | 0 | 0 | 0 | 0 | 0 | 3769.4171
2025-02-10 | 3256.634 | 24.2 | 0 | 0 | 0 | 0 | 0 | 1 | 0 | 0 | 0 | 0 | 0 | 0 | 0 | 0 | 0 | 0 | 0 | 0 | 0 | 0 | 0 | 0 | 0 | 0 | 0 | 0 | 3801.1556
2025-02-10 | 3307.591 | 24.2 | 0 | 0 | 0 | 0 | 0 | 0 | 1 | 0 | 0 | 0 | 0 | 0 | 0 | 0 | 0 | 0 | 0 | 0 | 0 | 0 | 0 | 0 | 0 | 0 | 0 | 0 | 3847.8674
2025-02-10 | 3382.761 | 24.1 | 0 | 0 | 0 | 0 | 0 | 0 | 0 | 1 | 0 | 0 | 0 | 0 | 0 | 0 | 0 | 0 | 0 | 0 | 0 | 0 | 0 | 0 | 0 | 0 | 0 | 0 | 3947.1599
2025-02-10 | 3659.291 | 24.1 | 0 | 0 | 0 | 0 | 0 | 0 | 0 | 0 | 1 | 0 | 0 | 0 | 0 | 0 | 0 | 0 | 0 | 0 | 0 | 0 | 0 | 0 | 0 | 0 | 0 | 0 | 4288.4054
2025-02-10 | 4148.354 | 24 | 0 | 0 | 0 | 0 | 0 | 0 | 0 | 0 | 0 | 1 | 0 | 0 | 0 | 0 | 0 | 0 | 0 | 0 | 0 | 0 | 0 | 0 | 0 | 0 | 0 | 0 | 4783.5449
2025-02-10 | 4667.256 | 24.2 | 0 | 0 | 0 | 0 | 0 | 0 | 0 | 0 | 0 | 0 | 1 | 0 | 0 | 0 | 0 | 0 | 0 | 0 | 0 | 0 | 0 | 0 | 0 | 0 | 0 | 0 | 5416.4069
2025-02-10 | 5120.308 | 23.7 | 0 | 0 | 0 | 0 | 0 | 0 | 0 | 0 | 0 | 0 | 0 | 1 | 0 | 0 | 0 | 0 | 0 | 0 | 0 | 0 | 0 | 0 | 0 | 0 | 0 | 0 | 5602.8843
2025-02-10 | 5378 | 23.2 | 0 | 0 | 0 | 0 | 0 | 0 | 0 | 0 | 0 | 0 | 0 | 0 | 1 | 0 | 0 | 0 | 0 | 0 | 0 | 0 | 0 | 0 | 0 | 0 | 0 | 0 | 5751.4089
2025-02-10 | 5351.341 | 22.6 | 0 | 0 | 0 | 0 | 0 | 0 | 0 | 0 | 0 | 0 | 0 | 0 | 0 | 1 | 0 | 0 | 0 | 0 | 0 | 0 | 0 | 0 | 0 | 0 | 0 | 0 | 5736.7763
2025-02-10 | 5271.154 | 22.1 | 0 | 0 | 0 | 0 | 0 | 0 | 0 | 0 | 0 | 0 | 0 | 0 | 0 | 0 | 1 | 0 | 0 | 0 | 0 | 0 | 0 | 0 | 0 | 0 | 0 | 0 | 5680.5428
2025-02-10 | 5251.406 | 21.4 | 0 | 0 | 0 | 0 | 0 | 0 | 0 | 0 | 0 | 0 | 0 | 0 | 0 | 0 | 0 | 1 | 0 | 0 | 0 | 0 | 0 | 0 | 0 | 0 | 0 | 0 | 5626.1441
2025-02-10 | 5284.616 | 21.7 | 0 | 0 | 0 | 0 | 0 | 0 | 0 | 0 | 0 | 0 | 0 | 0 | 0 | 0 | 0 | 0 | 1 | 0 | 0 | 0 | 0 | 0 | 0 | 0 | 0 | 0 | 5592.9612
2025-02-10 | 5187.922 | 22.8 | 0 | 0 | 0 | 0 | 0 | 0 | 0 | 0 | 0 | 0 | 0 | 0 | 0 | 0 | 0 | 0 | 0 | 1 | 0 | 0 | 0 | 0 | 0 | 0 | 0 | 0 | 5534.9421
2025-02-10 | 5003.46 | 23 | 0 | 0 | 0 | 0 | 0 | 0 | 0 | 0 | 0 | 0 | 0 | 0 | 0 | 0 | 0 | 0 | 0 | 0 | 1 | 0 | 0 | 0 | 0 | 0 | 0 | 0 | 5254.1226
2025-02-10 | 4699.906 | 23 | 0 | 0 | 0 | 0 | 0 | 0 | 0 | 0 | 0 | 0 | 0 | 0 | 0 | 0 | 0 | 0 | 0 | 0 | 0 | 1 | 0 | 0 | 0 | 0 | 0 | 0 | 4953.3343
2025-02-10 | 4483.506 | 23.7 | 0 | 0 | 0 | 0 | 0 | 0 | 0 | 0 | 0 | 0 | 0 | 0 | 0 | 0 | 0 | 0 | 0 | 0 | 0 | 0 | 1 | 0 | 0 | 0 | 0 | 0 | 4810.9974
2025-02-10 | 4208.447 | 23.7 | 0 | 0 | 0 | 0 | 0 | 0 | 0 | 0 | 0 | 0 | 0 | 0 | 0 | 0 | 0 | 0 | 0 | 0 | 0 | 0 | 0 | 1 | 0 | 0 | 0 | 0 | 4654.6165
2025-02-10 | 4003.591 | 24.5 | 0 | 0 | 0 | 0 | 0 | 0 | 0 | 0 | 0 | 0 | 0 | 0 | 0 | 0 | 0 | 0 | 0 | 0 | 0 | 0 | 0 | 0 | 1 | 0 | 0 | 0 | 4522.2895
2025-02-10 | 3763.304 | 26 | 0 | 0 | 0 | 0 | 0 | 0 | 0 | 0 | 0 | 0 | 0 | 0 | 0 | 0 | 0 | 0 | 0 | 0 | 0 | 0 | 0 | 0 | 0 | 1 | 0 | 0 | 4357.2283
2025-02-10 | 3551.21 | 26.1 | 0 | 0 | 0 | 0 | 0 | 0 | 0 | 0 | 0 | 0 | 0 | 0 | 0 | 0 | 0 | 0 | 0 | 0 | 0 | 0 | 0 | 0 | 0 | 0 | 1 | 0 | 4148.1569
2025-02-10 | 3386.857 | 27 | 0 | 0 | 0 | 0 | 0 | 0 | 0 | 0 | 0 | 0 | 0 | 0 | 0 | 0 | 0 | 0 | 0 | 0 | 0 | 0 | 0 | 0 | 0 | 0 | 0 | 1 | 4077.2131
2025-02-11 | 3292.037 | 28.5 | 0 | 0 | 1 | 0 | 0 | 0 | 0 | 0 | 0 | 0 | 0 | 0 | 0 | 0 | 0 | 0 | 0 | 0 | 0 | 0 | 0 | 0 | 0 | 0 | 0 | 0 | 4100.9663
2025-02-11 | 3263.71 | 27.9 | 0 | 0 | 0 | 1 | 0 | 0 | 0 | 0 | 0 | 0 | 0 | 0 | 0 | 0 | 0 | 0 | 0 | 0 | 0 | 0 | 0 | 0 | 0 | 0 | 0 | 0 | 4025.9662
2025-02-11 | 3274.202 | 28.8 | 0 | 0 | 0 | 0 | 1 | 0 | 0 | 0 | 0 | 0 | 0 | 0 | 0 | 0 | 0 | 0 | 0 | 0 | 0 | 0 | 0 | 0 | 0 | 0 | 0 | 0 | 4072.4782
2025-02-11 | 3322.276 | 29 | 0 | 0 | 0 | 0 | 0 | 1 | 0 | 0 | 0 | 0 | 0 | 0 | 0 | 0 | 0 | 0 | 0 | 0 | 0 | 0 | 0 | 0 | 0 | 0 | 0 | 0 | 4117.3933
2025-02-11 | 3365.497 | 30.2 | 0 | 0 | 0 | 0 | 0 | 0 | 1 | 0 | 0 | 0 | 0 | 0 | 0 | 0 | 0 | 0 | 0 | 0 | 0 | 0 | 0 | 0 | 0 | 0 | 0 | 0 | 4243.1645
2025-02-11 | 3472.119 | 29.1 | 0 | 0 | 0 | 0 | 0 | 0 | 0 | 1 | 0 | 0 | 0 | 0 | 0 | 0 | 0 | 0 | 0 | 0 | 0 | 0 | 0 | 0 | 0 | 0 | 0 | 0 | 4276.5741
2025-02-11 | 3731.529 | 29.4 | 0 | 0 | 0 | 0 | 0 | 0 | 0 | 0 | 1 | 0 | 0 | 0 | 0 | 0 | 0 | 0 | 0 | 0 | 0 | 0 | 0 | 0 | 0 | 0 | 0 | 0 | 4637.5845
2025-02-11 | 4261.43 | 27.9 | 0 | 0 | 0 | 0 | 0 | 0 | 0 | 0 | 0 | 1 | 0 | 0 | 0 | 0 | 0 | 0 | 0 | 0 | 0 | 0 | 0 | 0 | 0 | 0 | 0 | 0 | 5040.488
2025-02-11 | 4778.747 | 28.1 | 0 | 0 | 0 | 0 | 0 | 0 | 0 | 0 | 0 | 0 | 1 | 0 | 0 | 0 | 0 | 0 | 0 | 0 | 0 | 0 | 0 | 0 | 0 | 0 | 0 | 0 | 5673.3501
2025-02-11 | 5195.773 | 26.2 | 0 | 0 | 0 | 0 | 0 | 0 | 0 | 0 | 0 | 0 | 0 | 1 | 0 | 0 | 0 | 0 | 0 | 0 | 0 | 0 | 0 | 0 | 0 | 0 | 0 | 0 | 5767.5915
2025-02-11 | 5456.673 | 24.9 | 0 | 0 | 0 | 0 | 0 | 0 | 0 | 0 | 0 | 0 | 0 | 0 | 1 | 0 | 0 | 0 | 0 | 0 | 0 | 0 | 0 | 0 | 0 | 0 | 0 | 0 | 5863.4097
2025-02-11 | 5358.677 | 23.1 | 0 | 0 | 0 | 0 | 0 | 0 | 0 | 0 | 0 | 0 | 0 | 0 | 0 | 1 | 0 | 0 | 0 | 0 | 0 | 0 | 0 | 0 | 0 | 0 | 0 | 0 | 5769.7177
2025-02-11 | 5262.534 | 21.7 | 0 | 0 | 0 | 0 | 0 | 0 | 0 | 0 | 0 | 0 | 0 | 0 | 0 | 0 | 1 | 0 | 0 | 0 | 0 | 0 | 0 | 0 | 0 | 0 | 0 | 0 | 5654.1896
2025-02-11 | 5194.445 | 20.7 | 0 | 0 | 0 | 0 | 0 | 0 | 0 | 0 | 0 | 0 | 0 | 0 | 0 | 0 | 0 | 1 | 0 | 0 | 0 | 0 | 0 | 0 | 0 | 0 | 0 | 0 | 5580.0261
2025-02-11 | 5177.827 | 20.5 | 0 | 0 | 0 | 0 | 0 | 0 | 0 | 0 | 0 | 0 | 0 | 0 | 0 | 0 | 0 | 0 | 1 | 0 | 0 | 0 | 0 | 0 | 0 | 0 | 0 | 0 | 5513.9018
2025-02-11 | 5268.762 | 21 | 0 | 0 | 0 | 0 | 0 | 0 | 0 | 0 | 0 | 0 | 0 | 0 | 0 | 0 | 0 | 0 | 0 | 1 | 0 | 0 | 0 | 0 | 0 | 0 | 0 | 0 | 5416.3529
2025-02-11 | 5036.011 | 21.5 | 0 | 0 | 0 | 0 | 0 | 0 | 0 | 0 | 0 | 0 | 0 | 0 | 0 | 0 | 0 | 0 | 0 | 0 | 1 | 0 | 0 | 0 | 0 | 0 | 0 | 0 | 5155.2983
2025-02-11 | 4738.198 | 22.5 | 0 | 0 | 0 | 0 | 0 | 0 | 0 | 0 | 0 | 0 | 0 | 0 | 0 | 0 | 0 | 0 | 0 | 0 | 0 | 1 | 0 | 0 | 0 | 0 | 0 | 0 | 4920.3929
2025-02-11 | 4534.245 | 24.2 | 0 | 0 | 0 | 0 | 0 | 0 | 0 | 0 | 0 | 0 | 0 | 0 | 0 | 0 | 0 | 0 | 0 | 0 | 0 | 0 | 1 | 0 | 0 | 0 | 0 | 0 | 4843.9388
2025-02-11 | 4310.871 | 25.3 | 0 | 0 | 0 | 0 | 0 | 0 | 0 | 0 | 0 | 0 | 0 | 0 | 0 | 0 | 0 | 0 | 0 | 0 | 0 | 0 | 0 | 1 | 0 | 0 | 0 | 0 | 4760.029
2025-02-11 | 4051.875 | 26 | 0 | 0 | 0 | 0 | 0 | 0 | 0 | 0 | 0 | 0 | 0 | 0 | 0 | 0 | 0 | 0 | 0 | 0 | 0 | 0 | 0 | 0 | 1 | 0 | 0 | 0 | 4621.1138
2025-02-11 | 3723.253 | 26 | 0 | 0 | 0 | 0 | 0 | 0 | 0 | 0 | 0 | 0 | 0 | 0 | 0 | 0 | 0 | 0 | 0 | 0 | 0 | 0 | 0 | 0 | 0 | 1 | 0 | 0 | 4357.2283
2025-02-11 | 3442.738 | 26.5 | 0 | 0 | 0 | 0 | 0 | 0 | 0 | 0 | 0 | 0 | 0 | 0 | 0 | 0 | 0 | 0 | 0 | 0 | 0 | 0 | 0 | 0 | 0 | 0 | 1 | 0 | 4174.5101
2025-02-11 | 3366.878 | 26.4 | 0 | 0 | 0 | 0 | 0 | 0 | 0 | 0 | 0 | 0 | 0 | 0 | 0 | 0 | 0 | 0 | 0 | 0 | 0 | 0 | 0 | 0 | 0 | 0 | 0 | 1 | 4037.6834
2025-02-12 | 3256.077 | 26.4 | 0 | 0 | 1 | 0 | 0 | 0 | 0 | 0 | 0 | 0 | 0 | 0 | 0 | 0 | 0 | 0 | 0 | 0 | 0 | 0 | 0 | 0 | 0 | 0 | 0 | 0 | 3962.6123
2025-02-12 | 3246.331 | 26.2 | 0 | 0 | 0 | 1 | 0 | 0 | 0 | 0 | 0 | 0 | 0 | 0 | 0 | 0 | 0 | 0 | 0 | 0 | 0 | 0 | 0 | 0 | 0 | 0 | 0 | 0 | 3913.9654
2025-02-12 | 3251.46 | 26.2 | 0 | 0 | 0 | 0 | 1 | 0 | 0 | 0 | 0 | 0 | 0 | 0 | 0 | 0 | 0 | 0 | 0 | 0 | 0 | 0 | 0 | 0 | 0 | 0 | 0 | 0 | 3901.1828
2025-02-12 | 3323.204 | 26.5 | 0 | 0 | 0 | 0 | 0 | 1 | 0 | 0 | 0 | 0 | 0 | 0 | 0 | 0 | 0 | 0 | 0 | 0 | 0 | 0 | 0 | 0 | 0 | 0 | 0 | 0 | 3952.6862
2025-02-12 | 3395.37 | 26.6 | 0 | 0 | 0 | 0 | 0 | 0 | 1 | 0 | 0 | 0 | 0 | 0 | 0 | 0 | 0 | 0 | 0 | 0 | 0 | 0 | 0 | 0 | 0 | 0 | 0 | 0 | 4005.9862
2025-02-12 | 3514.204 | 26.4 | 0 | 0 | 0 | 0 | 0 | 0 | 0 | 1 | 0 | 0 | 0 | 0 | 0 | 0 | 0 | 0 | 0 | 0 | 0 | 0 | 0 | 0 | 0 | 0 | 0 | 0 | 4098.6904
2025-02-12 | 3876.791 | 26.7 | 0 | 0 | 0 | 0 | 0 | 0 | 0 | 0 | 1 | 0 | 0 | 0 | 0 | 0 | 0 | 0 | 0 | 0 | 0 | 0 | 0 | 0 | 0 | 0 | 0 | 0 | 4459.7008
2025-02-12 | 4369.918 | 26.9 | 0 | 0 | 0 | 0 | 0 | 0 | 0 | 0 | 0 | 1 | 0 | 0 | 0 | 0 | 0 | 0 | 0 | 0 | 0 | 0 | 0 | 0 | 0 | 0 | 0 | 0 | 4974.6051
2025-02-12 | 4945.1 | 26.9 | 0 | 0 | 0 | 0 | 0 | 0 | 0 | 0 | 0 | 0 | 1 | 0 | 0 | 0 | 0 | 0 | 0 | 0 | 0 | 0 | 0 | 0 | 0 | 0 | 0 | 0 | 5594.2906
2025-02-12 | 5280.81 | 26.6 | 0 | 0 | 0 | 0 | 0 | 0 | 0 | 0 | 0 | 0 | 0 | 1 | 0 | 0 | 0 | 0 | 0 | 0 | 0 | 0 | 0 | 0 | 0 | 0 | 0 | 0 | 5793.9446
2025-02-12 | 5457.283 | 24.5 | 0 | 0 | 0 | 0 | 0 | 0 | 0 | 0 | 0 | 0 | 0 | 0 | 1 | 0 | 0 | 0 | 0 | 0 | 0 | 0 | 0 | 0 | 0 | 0 | 0 | 0 | 5837.0566
2025-02-12 | 5485.258 | 24.5 | 0 | 0 | 0 | 0 | 0 | 0 | 0 | 0 | 0 | 0 | 0 | 0 | 0 | 1 | 0 | 0 | 0 | 0 | 0 | 0 | 0 | 0 | 0 | 0 | 0 | 0 | 5861.9537
2025-02-12 | 5423.317 | 24.5 | 0 | 0 | 0 | 0 | 0 | 0 | 0 | 0 | 0 | 0 | 0 | 0 | 0 | 0 | 1 | 0 | 0 | 0 | 0 | 0 | 0 | 0 | 0 | 0 | 0 | 0 | 5838.6616
2025-02-12 | 5586.052 | 24 | 0 | 0 | 0 | 0 | 0 | 0 | 0 | 0 | 0 | 0 | 0 | 0 | 0 | 0 | 0 | 1 | 0 | 0 | 0 | 0 | 0 | 0 | 0 | 0 | 0 | 0 | 5797.4395
2025-02-12 | 5449.22 | 24.1 | 0 | 0 | 0 | 0 | 0 | 0 | 0 | 0 | 0 | 0 | 0 | 0 | 0 | 0 | 0 | 0 | 1 | 0 | 0 | 0 | 0 | 0 | 0 | 0 | 0 | 0 | 5751.08
2025-02-12 | 5353.838 | 24 | 0 | 0 | 0 | 0 | 0 | 0 | 0 | 0 | 0 | 0 | 0 | 0 | 0 | 0 | 0 | 0 | 0 | 1 | 0 | 0 | 0 | 0 | 0 | 0 | 0 | 0 | 5614.0015
2025-02-12 | 5151.863 | 24.8 | 0 | 0 | 0 | 0 | 0 | 0 | 0 | 0 | 0 | 0 | 0 | 0 | 0 | 0 | 0 | 0 | 0 | 0 | 1 | 0 | 0 | 0 | 0 | 0 | 0 | 0 | 5372.7117
2025-02-12 | 4884.345 | 25 | 0 | 0 | 0 | 0 | 0 | 0 | 0 | 0 | 0 | 0 | 0 | 0 | 0 | 0 | 0 | 0 | 0 | 0 | 0 | 1 | 0 | 0 | 0 | 0 | 0 | 0 | 5085.1
2025-02-12 | 4616.939 | 25.1 | 0 | 0 | 0 | 0 | 0 | 0 | 0 | 0 | 0 | 0 | 0 | 0 | 0 | 0 | 0 | 0 | 0 | 0 | 0 | 0 | 1 | 0 | 0 | 0 | 0 | 0 | 4903.2334
2025-02-12 | 4370.976 | 24.8 | 0 | 0 | 0 | 0 | 0 | 0 | 0 | 0 | 0 | 0 | 0 | 0 | 0 | 0 | 0 | 0 | 0 | 0 | 0 | 0 | 0 | 1 | 0 | 0 | 0 | 0 | 4727.0876
2025-02-12 | 4091.745 | 23 | 0 | 0 | 0 | 0 | 0 | 0 | 0 | 0 | 0 | 0 | 0 | 0 | 0 | 0 | 0 | 0 | 0 | 0 | 0 | 0 | 0 | 0 | 1 | 0 | 0 | 0 | 4423.4652
2025-02-12 | 3894.63 | 22.8 | 0 | 0 | 0 | 0 | 0 | 0 | 0 | 0 | 0 | 0 | 0 | 0 | 0 | 0 | 0 | 0 | 0 | 0 | 0 | 0 | 0 | 0 | 0 | 1 | 0 | 0 | 4146.4031
2025-02-12 | 3634.318 | 22.9 | 0 | 0 | 0 | 0 | 0 | 0 | 0 | 0 | 0 | 0 | 0 | 0 | 0 | 0 | 0 | 0 | 0 | 0 | 0 | 0 | 0 | 0 | 0 | 0 | 1 | 0 | 3937.3318
2025-02-12 | 3512.261 | 24.9 | 0 | 0 | 0 | 0 | 0 | 0 | 0 | 0 | 0 | 0 | 0 | 0 | 0 | 0 | 0 | 0 | 0 | 0 | 0 | 0 | 0 | 0 | 0 | 0 | 0 | 1 | 3938.8591
2025-02-13 | 3406.158 | 25 | 0 | 0 | 1 | 0 | 0 | 0 | 0 | 0 | 0 | 0 | 0 | 0 | 0 | 0 | 0 | 0 | 0 | 0 | 0 | 0 | 0 | 0 | 0 | 0 | 0 | 0 | 3870.3764
2025-02-13 | 3378.162 | 25.3 | 0 | 0 | 0 | 1 | 0 | 0 | 0 | 0 | 0 | 0 | 0 | 0 | 0 | 0 | 0 | 0 | 0 | 0 | 0 | 0 | 0 | 0 | 0 | 0 | 0 | 0 | 3854.6708
2025-02-13 | 3364.049 | 24.6 | 0 | 0 | 0 | 0 | 1 | 0 | 0 | 0 | 0 | 0 | 0 | 0 | 0 | 0 | 0 | 0 | 0 | 0 | 0 | 0 | 0 | 0 | 0 | 0 | 0 | 0 | 3795.7702
2025-02-13 | 3366.758 | 25.8 | 0 | 0 | 0 | 0 | 0 | 1 | 0 | 0 | 0 | 0 | 0 | 0 | 0 | 0 | 0 | 0 | 0 | 0 | 0 | 0 | 0 | 0 | 0 | 0 | 0 | 0 | 3906.5682
2025-02-13 | 3376.16 | 25.8 | 0 | 0 | 0 | 0 | 0 | 0 | 1 | 0 | 0 | 0 | 0 | 0 | 0 | 0 | 0 | 0 | 0 | 0 | 0 | 0 | 0 | 0 | 0 | 0 | 0 | 0 | 3953.28
2025-02-13 | 3431.351 | 25.6 | 0 | 0 | 0 | 0 | 0 | 0 | 0 | 1 | 0 | 0 | 0 | 0 | 0 | 0 | 0 | 0 | 0 | 0 | 0 | 0 | 0 | 0 | 0 | 0 | 0 | 0 | 4045.9842
2025-02-13 | 3649.455 | 25.6 | 0 | 0 | 0 | 0 | 0 | 0 | 0 | 0 | 1 | 0 | 0 | 0 | 0 | 0 | 0 | 0 | 0 | 0 | 0 | 0 | 0 | 0 | 0 | 0 | 0 | 0 | 4387.2297
2025-02-13 | 3992.634 | 25.5 | 0 | 0 | 0 | 0 | 0 | 0 | 0 | 0 | 0 | 1 | 0 | 0 | 0 | 0 | 0 | 0 | 0 | 0 | 0 | 0 | 0 | 0 | 0 | 0 | 0 | 0 | 4882.3691
2025-02-13 | 4363.138 | 25.8 | 0 | 0 | 0 | 0 | 0 | 0 | 0 | 0 | 0 | 0 | 1 | 0 | 0 | 0 | 0 | 0 | 0 | 0 | 0 | 0 | 0 | 0 | 0 | 0 | 0 | 0 | 5521.8195
2025-02-13 | 4722.179 | 25.4 | 0 | 0 | 0 | 0 | 0 | 0 | 0 | 0 | 0 | 0 | 0 | 1 | 0 | 0 | 0 | 0 | 0 | 0 | 0 | 0 | 0 | 0 | 0 | 0 | 0 | 0 | 5714.8852
2025-02-13 | 4994.639 | 24.4 | 0 | 0 | 0 | 0 | 0 | 0 | 0 | 0 | 0 | 0 | 0 | 0 | 1 | 0 | 0 | 0 | 0 | 0 | 0 | 0 | 0 | 0 | 0 | 0 | 0 | 0 | 5830.4683
2025-02-13 | 5170.817 | 22.9 | 0 | 0 | 0 | 0 | 0 | 0 | 0 | 0 | 0 | 0 | 0 | 0 | 0 | 1 | 0 | 0 | 0 | 0 | 0 | 0 | 0 | 0 | 0 | 0 | 0 | 0 | 5756.5411
2025-02-13 | 5122.636 | 22.1 | 0 | 0 | 0 | 0 | 0 | 0 | 0 | 0 | 0 | 0 | 0 | 0 | 0 | 0 | 1 | 0 | 0 | 0 | 0 | 0 | 0 | 0 | 0 | 0 | 0 | 0 | 5680.5428
2025-02-13 | 5191.435 | 22 | 0 | 0 | 0 | 0 | 0 | 0 | 0 | 0 | 0 | 0 | 0 | 0 | 0 | 0 | 0 | 1 | 0 | 0 | 0 | 0 | 0 | 0 | 0 | 0 | 0 | 0 | 5665.6738
2025-02-13 | 5147.611 | 21.5 | 0 | 0 | 0 | 0 | 0 | 0 | 0 | 0 | 0 | 0 | 0 | 0 | 0 | 0 | 0 | 0 | 1 | 0 | 0 | 0 | 0 | 0 | 0 | 0 | 0 | 0 | 5579.7846
2025-02-13 | 5084.859 | 20.9 | 0 | 0 | 0 | 0 | 0 | 0 | 0 | 0 | 0 | 0 | 0 | 0 | 0 | 0 | 0 | 0 | 0 | 1 | 0 | 0 | 0 | 0 | 0 | 0 | 0 | 0 | 5409.7647
2025-02-13 | 4930.501 | 20.8 | 0 | 0 | 0 | 0 | 0 | 0 | 0 | 0 | 0 | 0 | 0 | 0 | 0 | 0 | 0 | 0 | 0 | 0 | 1 | 0 | 0 | 0 | 0 | 0 | 0 | 0 | 5109.1803
2025-02-13 | 4643.787 | 21.7 | 0 | 0 | 0 | 0 | 0 | 0 | 0 | 0 | 0 | 0 | 0 | 0 | 0 | 0 | 0 | 0 | 0 | 0 | 0 | 1 | 0 | 0 | 0 | 0 | 0 | 0 | 4867.6866
2025-02-13 | 4484.45 | 22.8 | 0 | 0 | 0 | 0 | 0 | 0 | 0 | 0 | 0 | 0 | 0 | 0 | 0 | 0 | 0 | 0 | 0 | 0 | 0 | 0 | 1 | 0 | 0 | 0 | 0 | 0 | 4751.7029
2025-02-13 | 4293.539 | 23.3 | 0 | 0 | 0 | 0 | 0 | 0 | 0 | 0 | 0 | 0 | 0 | 0 | 0 | 0 | 0 | 0 | 0 | 0 | 0 | 0 | 0 | 1 | 0 | 0 | 0 | 0 | 4628.2633
2025-02-13 | 4050.274 | 24.1 | 0 | 0 | 0 | 0 | 0 | 0 | 0 | 0 | 0 | 0 | 0 | 0 | 0 | 0 | 0 | 0 | 0 | 0 | 0 | 0 | 0 | 0 | 1 | 0 | 0 | 0 | 4495.9363
2025-02-13 | 3771.348 | 24.6 | 0 | 0 | 0 | 0 | 0 | 0 | 0 | 0 | 0 | 0 | 0 | 0 | 0 | 0 | 0 | 0 | 0 | 0 | 0 | 0 | 0 | 0 | 0 | 1 | 0 | 0 | 4264.9923
2025-02-13 | 3558.054 | 26.3 | 0 | 0 | 0 | 0 | 0 | 0 | 0 | 0 | 0 | 0 | 0 | 0 | 0 | 0 | 0 | 0 | 0 | 0 | 0 | 0 | 0 | 0 | 0 | 0 | 1 | 0 | 4161.3335
2025-02-13 | 3385.533 | 26.7 | 0 | 0 | 0 | 0 | 0 | 0 | 0 | 0 | 0 | 0 | 0 | 0 | 0 | 0 | 0 | 0 | 0 | 0 | 0 | 0 | 0 | 0 | 0 | 0 | 0 | 1 | 4057.4482
2025-02-14 | 3327.337 | 26.2 | 0 | 0 | 1 | 0 | 0 | 0 | 0 | 0 | 0 | 0 | 0 | 0 | 0 | 0 | 0 | 0 | 0 | 0 | 0 | 0 | 0 | 0 | 0 | 0 | 0 | 0 | 3949.4358
2025-02-14 | 3299.005 | 24.4 | 0 | 0 | 0 | 1 | 0 | 0 | 0 | 0 | 0 | 0 | 0 | 0 | 0 | 0 | 0 | 0 | 0 | 0 | 0 | 0 | 0 | 0 | 0 | 0 | 0 | 0 | 3795.3762
2025-02-14 | 3269.118 | 24.8 | 0 | 0 | 0 | 0 | 1 | 0 | 0 | 0 | 0 | 0 | 0 | 0 | 0 | 0 | 0 | 0 | 0 | 0 | 0 | 0 | 0 | 0 | 0 | 0 | 0 | 0 | 3808.9468
2025-02-14 | 3316.69 | 25.1 | 0 | 0 | 0 | 0 | 0 | 1 | 0 | 0 | 0 | 0 | 0 | 0 | 0 | 0 | 0 | 0 | 0 | 0 | 0 | 0 | 0 | 0 | 0 | 0 | 0 | 0 | 3860.4502
2025-02-14 | 3378.357 | 25.6 | 0 | 0 | 0 | 0 | 0 | 0 | 1 | 0 | 0 | 0 | 0 | 0 | 0 | 0 | 0 | 0 | 0 | 0 | 0 | 0 | 0 | 0 | 0 | 0 | 0 | 0 | 3940.1034
2025-02-14 | 3439.84 | 25.3 | 0 | 0 | 0 | 0 | 0 | 0 | 0 | 1 | 0 | 0 | 0 | 0 | 0 | 0 | 0 | 0 | 0 | 0 | 0 | 0 | 0 | 0 | 0 | 0 | 0 | 0 | 4026.2193
2025-02-14 | 3749.408 | 25.4 | 0 | 0 | 0 | 0 | 0 | 0 | 0 | 0 | 1 | 0 | 0 | 0 | 0 | 0 | 0 | 0 | 0 | 0 | 0 | 0 | 0 | 0 | 0 | 0 | 0 | 0 | 4374.0531
2025-02-14 | 4194.209 | 25.9 | 0 | 0 | 0 | 0 | 0 | 0 | 0 | 0 | 0 | 1 | 0 | 0 | 0 | 0 | 0 | 0 | 0 | 0 | 0 | 0 | 0 | 0 | 0 | 0 | 0 | 0 | 4908.7223
2025-02-14 | 4720.464 | 26.3 | 0 | 0 | 0 | 0 | 0 | 0 | 0 | 0 | 0 | 0 | 1 | 0 | 0 | 0 | 0 | 0 | 0 | 0 | 0 | 0 | 0 | 0 | 0 | 0 | 0 | 0 | 5554.7609
2025-02-14 | 5142.565 | 26.2 | 0 | 0 | 0 | 0 | 0 | 0 | 0 | 0 | 0 | 0 | 0 | 1 | 0 | 0 | 0 | 0 | 0 | 0 | 0 | 0 | 0 | 0 | 0 | 0 | 0 | 0 | 5767.5915
2025-02-14 | 5457.036 | 24.6 | 0 | 0 | 0 | 0 | 0 | 0 | 0 | 0 | 0 | 0 | 0 | 0 | 1 | 0 | 0 | 0 | 0 | 0 | 0 | 0 | 0 | 0 | 0 | 0 | 0 | 0 | 5843.6449
2025-02-14 | 5423.059 | 23.9 | 0 | 0 | 0 | 0 | 0 | 0 | 0 | 0 | 0 | 0 | 0 | 0 | 0 | 1 | 0 | 0 | 0 | 0 | 0 | 0 | 0 | 0 | 0 | 0 | 0 | 0 | 5822.424
2025-02-14 | 5299.243 | 23.3 | 0 | 0 | 0 | 0 | 0 | 0 | 0 | 0 | 0 | 0 | 0 | 0 | 0 | 0 | 1 | 0 | 0 | 0 | 0 | 0 | 0 | 0 | 0 | 0 | 0 | 0 | 5759.6022
2025-02-14 | 5276.812 | 23 | 0 | 0 | 0 | 0 | 0 | 0 | 0 | 0 | 0 | 0 | 0 | 0 | 0 | 0 | 0 | 1 | 0 | 0 | 0 | 0 | 0 | 0 | 0 | 0 | 0 | 0 | 5731.5566
2025-02-14 | 5285.415 | 22.9 | 0 | 0 | 0 | 0 | 0 | 0 | 0 | 0 | 0 | 0 | 0 | 0 | 0 | 0 | 0 | 0 | 1 | 0 | 0 | 0 | 0 | 0 | 0 | 0 | 0 | 0 | 5672.0206
2025-02-14 | 5110.755 | 23.2 | 0 | 0 | 0 | 0 | 0 | 0 | 0 | 0 | 0 | 0 | 0 | 0 | 0 | 0 | 0 | 0 | 0 | 1 | 0 | 0 | 0 | 0 | 0 | 0 | 0 | 0 | 5561.2952
2025-02-14 | 4985.412 | 23.7 | 0 | 0 | 0 | 0 | 0 | 0 | 0 | 0 | 0 | 0 | 0 | 0 | 0 | 0 | 0 | 0 | 0 | 0 | 1 | 0 | 0 | 0 | 0 | 0 | 0 | 0 | 5300.2406
2025-02-14 | 4555.633 | 24.7 | 0 | 0 | 0 | 0 | 0 | 0 | 0 | 0 | 0 | 0 | 0 | 0 | 0 | 0 | 0 | 0 | 0 | 0 | 0 | 1 | 0 | 0 | 0 | 0 | 0 | 0 | 5065.3351
2025-02-14 | 4383.922 | 25.5 | 0 | 0 | 0 | 0 | 0 | 0 | 0 | 0 | 0 | 0 | 0 | 0 | 0 | 0 | 0 | 0 | 0 | 0 | 0 | 0 | 1 | 0 | 0 | 0 | 0 | 0 | 4929.5866
2025-02-14 | 4164.377 | 25.3 | 0 | 0 | 0 | 0 | 0 | 0 | 0 | 0 | 0 | 0 | 0 | 0 | 0 | 0 | 0 | 0 | 0 | 0 | 0 | 0 | 0 | 1 | 0 | 0 | 0 | 0 | 4760.029
2025-02-14 | 4071.517 | 24.9 | 0 | 0 | 0 | 0 | 0 | 0 | 0 | 0 | 0 | 0 | 0 | 0 | 0 | 0 | 0 | 0 | 0 | 0 | 0 | 0 | 0 | 0 | 1 | 0 | 0 | 0 | 4548.6426
2025-02-14 | 3895.422 | 24.9 | 0 | 0 | 0 | 0 | 0 | 0 | 0 | 0 | 0 | 0 | 0 | 0 | 0 | 0 | 0 | 0 | 0 | 0 | 0 | 0 | 0 | 0 | 0 | 1 | 0 | 0 | 4284.7571
2025-02-14 | 3636.906 | 25.1 | 0 | 0 | 0 | 0 | 0 | 0 | 0 | 0 | 0 | 0 | 0 | 0 | 0 | 0 | 0 | 0 | 0 | 0 | 0 | 0 | 0 | 0 | 0 | 0 | 1 | 0 | 4082.2741
2025-02-14 | 3505.934 | 25.5 | 0 | 0 | 0 | 0 | 0 | 0 | 0 | 0 | 0 | 0 | 0 | 0 | 0 | 0 | 0 | 0 | 0 | 0 | 0 | 0 | 0 | 0 | 0 | 0 | 0 | 1 | 3978.3888
2025-02-15 | 3339.995 | 24.7 | 0 | 1 | 1 | 0 | 0 | 0 | 0 | 0 | 0 | 0 | 0 | 0 | 0 | 0 | 0 | 0 | 0 | 0 | 0 | 0 | 0 | 0 | 0 | 0 | 0 | 0 | 3278.0807
2025-02-15 | 3271.209 | 24.7 | 0 | 1 | 0 | 1 | 0 | 0 | 0 | 0 | 0 | 0 | 0 | 0 | 0 | 0 | 0 | 0 | 0 | 0 | 0 | 0 | 0 | 0 | 0 | 0 | 0 | 0 | 3242.6103
2025-02-15 | 3265.29 | 24.5 | 0 | 1 | 0 | 0 | 1 | 0 | 0 | 0 | 0 | 0 | 0 | 0 | 0 | 0 | 0 | 0 | 0 | 0 | 0 | 0 | 0 | 0 | 0 | 0 | 0 | 0 | 3216.6511
2025-02-15 | 3275.535 | 24.6 | 0 | 1 | 0 | 0 | 0 | 1 | 0 | 0 | 0 | 0 | 0 | 0 | 0 | 0 | 0 | 0 | 0 | 0 | 0 | 0 | 0 | 0 | 0 | 0 | 0 | 0 | 3254.9779
2025-02-15 | 3266.98 | 24.1 | 0 | 1 | 0 | 0 | 0 | 0 | 1 | 0 | 0 | 0 | 0 | 0 | 0 | 0 | 0 | 0 | 0 | 0 | 0 | 0 | 0 | 0 | 0 | 0 | 0 | 0 | 3268.7483
2025-02-15 | 3305.051 | 23.6 | 0 | 1 | 0 | 0 | 0 | 0 | 0 | 1 | 0 | 0 | 0 | 0 | 0 | 0 | 0 | 0 | 0 | 0 | 0 | 0 | 0 | 0 | 0 | 0 | 0 | 0 | 3341.6876
2025-02-15 | 3444.979 | 23.5 | 0 | 1 | 0 | 0 | 0 | 0 | 0 | 0 | 1 | 0 | 0 | 0 | 0 | 0 | 0 | 0 | 0 | 0 | 0 | 0 | 0 | 0 | 0 | 0 | 0 | 0 | 3676.3448
2025-02-15 | 3560.345 | 23.3 | 0 | 1 | 0 | 0 | 0 | 0 | 0 | 0 | 0 | 1 | 0 | 0 | 0 | 0 | 0 | 0 | 0 | 0 | 0 | 0 | 0 | 0 | 0 | 0 | 0 | 0 | 4164.896
2025-02-15 | 3850.883 | 22.9 | 0 | 1 | 0 | 0 | 0 | 0 | 0 | 0 | 0 | 0 | 1 | 0 | 0 | 0 | 0 | 0 | 0 | 0 | 0 | 0 | 0 | 0 | 0 | 0 | 0 | 0 | 4758.2284
2025-02-15 | 4231.589 | 21.9 | 0 | 1 | 0 | 0 | 0 | 0 | 0 | 0 | 0 | 0 | 0 | 1 | 0 | 0 | 0 | 0 | 0 | 0 | 0 | 0 | 0 | 0 | 0 | 0 | 0 | 0 | 4911.7643
2025-02-15 | 4553.546 | 20.5 | 0 | 1 | 0 | 0 | 0 | 0 | 0 | 0 | 0 | 0 | 0 | 0 | 1 | 0 | 0 | 0 | 0 | 0 | 0 | 0 | 0 | 0 | 0 | 0 | 0 | 0 | 5000.9943
2025-02-15 | 4749.648 | 20.7 | 0 | 1 | 0 | 0 | 0 | 0 | 0 | 0 | 0 | 0 | 0 | 0 | 0 | 1 | 0 | 0 | 0 | 0 | 0 | 0 | 0 | 0 | 0 | 0 | 0 | 0 | 5039.068
2025-02-15 | 4690.55 | 21.6 | 0 | 1 | 0 | 0 | 0 | 0 | 0 | 0 | 0 | 0 | 0 | 0 | 0 | 0 | 1 | 0 | 0 | 0 | 0 | 0 | 0 | 0 | 0 | 0 | 0 | 0 | 5075.0705
2025-02-15 | 4551.268 | 21.5 | 0 | 1 | 0 | 0 | 0 | 0 | 0 | 0 | 0 | 0 | 0 | 0 | 0 | 0 | 0 | 1 | 0 | 0 | 0 | 0 | 0 | 0 | 0 | 0 | 0 | 0 | 5060.2015
2025-02-15 | 4494.052 | 21.1 | 0 | 1 | 0 | 0 | 0 | 0 | 0 | 0 | 0 | 0 | 0 | 0 | 0 | 0 | 0 | 0 | 1 | 0 | 0 | 0 | 0 | 0 | 0 | 0 | 0 | 0 | 4980.9006
2025-02-15 | 4412.917 | 20.9 | 0 | 1 | 0 | 0 | 0 | 0 | 0 | 0 | 0 | 0 | 0 | 0 | 0 | 0 | 0 | 0 | 0 | 1 | 0 | 0 | 0 | 0 | 0 | 0 | 0 | 0 | 4837.2338
2025-02-15 | 4330.222 | 20.5 | 0 | 1 | 0 | 0 | 0 | 0 | 0 | 0 | 0 | 0 | 0 | 0 | 0 | 0 | 0 | 0 | 0 | 0 | 1 | 0 | 0 | 0 | 0 | 0 | 0 | 0 | 4516.8846
2025-02-15 | 4293.582 | 20.2 | 0 | 1 | 0 | 0 | 0 | 0 | 0 | 0 | 0 | 0 | 0 | 0 | 0 | 0 | 0 | 0 | 0 | 0 | 0 | 1 | 0 | 0 | 0 | 0 | 0 | 0 | 4196.3314
2025-02-15 | 4278.902 | 20.2 | 0 | 1 | 0 | 0 | 0 | 0 | 0 | 0 | 0 | 0 | 0 | 0 | 0 | 0 | 0 | 0 | 0 | 0 | 0 | 0 | 1 | 0 | 0 | 0 | 0 | 0 | 4007.8766
2025-02-15 | 4140.758 | 21 | 0 | 1 | 0 | 0 | 0 | 0 | 0 | 0 | 0 | 0 | 0 | 0 | 0 | 0 | 0 | 0 | 0 | 0 | 0 | 0 | 0 | 1 | 0 | 0 | 0 | 0 | 3904.2019
2025-02-15 | 3942.445 | 20.9 | 0 | 1 | 0 | 0 | 0 | 0 | 0 | 0 | 0 | 0 | 0 | 0 | 0 | 0 | 0 | 0 | 0 | 0 | 0 | 0 | 0 | 0 | 1 | 0 | 0 | 0 | 3712.5804
2025-02-15 | 3738.765 | 21.2 | 0 | 1 | 0 | 0 | 0 | 0 | 0 | 0 | 0 | 0 | 0 | 0 | 0 | 0 | 0 | 0 | 0 | 0 | 0 | 0 | 0 | 0 | 0 | 1 | 0 | 0 | 3468.4597
2025-02-15 | 3525.492 | 21.5 | 0 | 1 | 0 | 0 | 0 | 0 | 0 | 0 | 0 | 0 | 0 | 0 | 0 | 0 | 0 | 0 | 0 | 0 | 0 | 0 | 0 | 0 | 0 | 0 | 1 | 0 | 3272.565
2025-02-15 | 3421.223 | 21.8 | 0 | 1 | 0 | 0 | 0 | 0 | 0 | 0 | 0 | 0 | 0 | 0 | 0 | 0 | 0 | 0 | 0 | 0 | 0 | 0 | 0 | 0 | 0 | 0 | 0 | 1 | 3162.0914
2025-02-16 | 3317.434 | 22.2 | 0 | 1 | 1 | 0 | 0 | 0 | 0 | 0 | 0 | 0 | 0 | 0 | 0 | 0 | 0 | 0 | 0 | 0 | 0 | 0 | 0 | 0 | 0 | 0 | 0 | 0 | 3113.3735
2025-02-16 | 3273.635 | 22.9 | 0 | 1 | 0 | 1 | 0 | 0 | 0 | 0 | 0 | 0 | 0 | 0 | 0 | 0 | 0 | 0 | 0 | 0 | 0 | 0 | 0 | 0 | 0 | 0 | 0 | 0 | 3124.0211
2025-02-16 | 3258.385 | 23.1 | 0 | 1 | 0 | 0 | 1 | 0 | 0 | 0 | 0 | 0 | 0 | 0 | 0 | 0 | 0 | 0 | 0 | 0 | 0 | 0 | 0 | 0 | 0 | 0 | 0 | 0 | 3124.4151
2025-02-16 | 3310.647 | 23.2 | 0 | 1 | 0 | 0 | 0 | 1 | 0 | 0 | 0 | 0 | 0 | 0 | 0 | 0 | 0 | 0 | 0 | 0 | 0 | 0 | 0 | 0 | 0 | 0 | 0 | 0 | 3162.7419
2025-02-16 | 3324.862 | 23.8 | 0 | 1 | 0 | 0 | 0 | 0 | 1 | 0 | 0 | 0 | 0 | 0 | 0 | 0 | 0 | 0 | 0 | 0 | 0 | 0 | 0 | 0 | 0 | 0 | 0 | 0 | 3248.9834
2025-02-16 | 3377.19 | 24.1 | 0 | 1 | 0 | 0 | 0 | 0 | 0 | 1 | 0 | 0 | 0 | 0 | 0 | 0 | 0 | 0 | 0 | 0 | 0 | 0 | 0 | 0 | 0 | 0 | 0 | 0 | 3374.629
2025-02-16 | 3474.729 | 24.3 | 0 | 1 | 0 | 0 | 0 | 0 | 0 | 0 | 1 | 0 | 0 | 0 | 0 | 0 | 0 | 0 | 0 | 0 | 0 | 0 | 0 | 0 | 0 | 0 | 0 | 0 | 3729.0511
2025-02-16 | 3517.588 | 24.5 | 0 | 1 | 0 | 0 | 0 | 0 | 0 | 0 | 0 | 1 | 0 | 0 | 0 | 0 | 0 | 0 | 0 | 0 | 0 | 0 | 0 | 0 | 0 | 0 | 0 | 0 | 4243.9554
2025-02-16 | 3653.792 | 24.7 | 0 | 1 | 0 | 0 | 0 | 0 | 0 | 0 | 0 | 0 | 1 | 0 | 0 | 0 | 0 | 0 | 0 | 0 | 0 | 0 | 0 | 0 | 0 | 0 | 0 | 0 | 4876.8175
2025-02-16 | 3786.792 | 24.9 | 0 | 1 | 0 | 0 | 0 | 0 | 0 | 0 | 0 | 0 | 0 | 1 | 0 | 0 | 0 | 0 | 0 | 0 | 0 | 0 | 0 | 0 | 0 | 0 | 0 | 0 | 5109.4129
2025-02-16 | 4079.133 | 25.7 | 0 | 1 | 0 | 0 | 0 | 0 | 0 | 0 | 0 | 0 | 0 | 0 | 1 | 0 | 0 | 0 | 0 | 0 | 0 | 0 | 0 | 0 | 0 | 0 | 0 | 0 | 5343.5852
2025-02-16 | 4031.697 | 25.5 | 0 | 1 | 0 | 0 | 0 | 0 | 0 | 0 | 0 | 0 | 0 | 0 | 0 | 1 | 0 | 0 | 0 | 0 | 0 | 0 | 0 | 0 | 0 | 0 | 0 | 0 | 5355.3057
2025-02-16 | 4045.43 | 25.3 | 0 | 1 | 0 | 0 | 0 | 0 | 0 | 0 | 0 | 0 | 0 | 0 | 0 | 0 | 1 | 0 | 0 | 0 | 0 | 0 | 0 | 0 | 0 | 0 | 0 | 0 | 5318.837
2025-02-16 | 3974.169 | 25.5 | 0 | 1 | 0 | 0 | 0 | 0 | 0 | 0 | 0 | 0 | 0 | 0 | 0 | 0 | 0 | 1 | 0 | 0 | 0 | 0 | 0 | 0 | 0 | 0 | 0 | 0 | 5323.7329
2025-02-16 | 3896.516 | 25.6 | 0 | 1 | 0 | 0 | 0 | 0 | 0 | 0 | 0 | 0 | 0 | 0 | 0 | 0 | 0 | 0 | 1 | 0 | 0 | 0 | 0 | 0 | 0 | 0 | 0 | 0 | 5277.3735
2025-02-16 | 3864.808 | 25.3 | 0 | 1 | 0 | 0 | 0 | 0 | 0 | 0 | 0 | 0 | 0 | 0 | 0 | 0 | 0 | 0 | 0 | 1 | 0 | 0 | 0 | 0 | 0 | 0 | 0 | 0 | 5127.1184
2025-02-16 | 3891.514 | 25.2 | 0 | 1 | 0 | 0 | 0 | 0 | 0 | 0 | 0 | 0 | 0 | 0 | 0 | 0 | 0 | 0 | 0 | 0 | 1 | 0 | 0 | 0 | 0 | 0 | 0 | 0 | 4826.534
2025-02-16 | 3981.257 | 25.4 | 0 | 1 | 0 | 0 | 0 | 0 | 0 | 0 | 0 | 0 | 0 | 0 | 0 | 0 | 0 | 0 | 0 | 0 | 0 | 1 | 0 | 0 | 0 | 0 | 0 | 0 | 4538.9223
2025-02-16 | 3960.211 | 24.8 | 0 | 1 | 0 | 0 | 0 | 0 | 0 | 0 | 0 | 0 | 0 | 0 | 0 | 0 | 0 | 0 | 0 | 0 | 0 | 0 | 1 | 0 | 0 | 0 | 0 | 0 | 4310.9377
2025-02-16 | 3863.793 | 24.5 | 0 | 1 | 0 | 0 | 0 | 0 | 0 | 0 | 0 | 0 | 0 | 0 | 0 | 0 | 0 | 0 | 0 | 0 | 0 | 0 | 0 | 1 | 0 | 0 | 0 | 0 | 4134.7919
2025-02-16 | 3759.558 | 24.6 | 0 | 1 | 0 | 0 | 0 | 0 | 0 | 0 | 0 | 0 | 0 | 0 | 0 | 0 | 0 | 0 | 0 | 0 | 0 | 0 | 0 | 0 | 1 | 0 | 0 | 0 | 3956.3469
2025-02-16 | 3639.679 | 24.9 | 0 | 1 | 0 | 0 | 0 | 0 | 0 | 0 | 0 | 0 | 0 | 0 | 0 | 0 | 0 | 0 | 0 | 0 | 0 | 0 | 0 | 0 | 0 | 1 | 0 | 0 | 3712.2263
2025-02-16 | 3554.068 | 25.5 | 0 | 1 | 0 | 0 | 0 | 0 | 0 | 0 | 0 | 0 | 0 | 0 | 0 | 0 | 0 | 0 | 0 | 0 | 0 | 0 | 0 | 0 | 0 | 0 | 1 | 0 | 3536.0964
2025-02-16 | 3449.277 | 26.3 | 0 | 1 | 0 | 0 | 0 | 0 | 0 | 0 | 0 | 0 | 0 | 0 | 0 | 0 | 0 | 0 | 0 | 0 | 0 | 0 | 0 | 0 | 0 | 0 | 0 | 1 | 3458.5642
2025-02-17 | 3450.299 | 26.8 | 0 | 0 | 1 | 0 | 0 | 0 | 0 | 0 | 0 | 0 | 0 | 0 | 0 | 0 | 0 | 0 | 0 | 0 | 0 | 0 | 0 | 0 | 0 | 0 | 0 | 0 | 3988.9655
2025-02-17 | 3458.282 | 27.6 | 0 | 0 | 0 | 1 | 0 | 0 | 0 | 0 | 0 | 0 | 0 | 0 | 0 | 0 | 0 | 0 | 0 | 0 | 0 | 0 | 0 | 0 | 0 | 0 | 0 | 0 | 4006.2014
2025-02-17 | 3452.401 | 27.7 | 0 | 0 | 0 | 0 | 1 | 0 | 0 | 0 | 0 | 0 | 0 | 0 | 0 | 0 | 0 | 0 | 0 | 0 | 0 | 0 | 0 | 0 | 0 | 0 | 0 | 0 | 4000.0071
2025-02-17 | 3482.627 | 27.6 | 0 | 0 | 0 | 0 | 0 | 1 | 0 | 0 | 0 | 0 | 0 | 0 | 0 | 0 | 0 | 0 | 0 | 0 | 0 | 0 | 0 | 0 | 0 | 0 | 0 | 0 | 4025.1573
2025-02-17 | 3519.277 | 27.8 | 0 | 0 | 0 | 0 | 0 | 0 | 1 | 0 | 0 | 0 | 0 | 0 | 0 | 0 | 0 | 0 | 0 | 0 | 0 | 0 | 0 | 0 | 0 | 0 | 0 | 0 | 4085.0457
2025-02-17 | 3616.252 | 28.7 | 0 | 0 | 0 | 0 | 0 | 0 | 0 | 1 | 0 | 0 | 0 | 0 | 0 | 0 | 0 | 0 | 0 | 0 | 0 | 0 | 0 | 0 | 0 | 0 | 0 | 0 | 4250.221
2025-02-17 | 3712.535 | 30.2 | 0 | 0 | 0 | 0 | 0 | 0 | 0 | 0 | 1 | 0 | 0 | 0 | 0 | 0 | 0 | 0 | 0 | 0 | 0 | 0 | 0 | 0 | 0 | 0 | 0 | 0 | 4690.2908
2025-02-17 | 3750.346 | 30.6 | 0 | 0 | 0 | 0 | 0 | 0 | 0 | 0 | 0 | 1 | 0 | 0 | 0 | 0 | 0 | 0 | 0 | 0 | 0 | 0 | 0 | 0 | 0 | 0 | 0 | 0 | 5218.3717
2025-02-17 | 3862.426 | 28.7 | 0 | 0 | 0 | 0 | 0 | 0 | 0 | 0 | 0 | 0 | 1 | 0 | 0 | 0 | 0 | 0 | 0 | 0 | 0 | 0 | 0 | 0 | 0 | 0 | 0 | 0 | 5712.8798
2025-02-17 | 4006.028 | 27.7 | 0 | 0 | 0 | 0 | 0 | 0 | 0 | 0 | 0 | 0 | 0 | 1 | 0 | 0 | 0 | 0 | 0 | 0 | 0 | 0 | 0 | 0 | 0 | 0 | 0 | 0 | 5866.4157
2025-02-17 | 4091.17 | 25.4 | 0 | 0 | 0 | 0 | 0 | 0 | 0 | 0 | 0 | 0 | 0 | 0 | 1 | 0 | 0 | 0 | 0 | 0 | 0 | 0 | 0 | 0 | 0 | 0 | 0 | 0 | 5896.3512
2025-02-17 | 4154.981 | 25.5 | 0 | 0 | 0 | 0 | 0 | 0 | 0 | 0 | 0 | 0 | 0 | 0 | 0 | 1 | 0 | 0 | 0 | 0 | 0 | 0 | 0 | 0 | 0 | 0 | 0 | 0 | 5927.8365
2025-02-17 | 4150.868 | 25.9 | 0 | 0 | 0 | 0 | 0 | 0 | 0 | 0 | 0 | 0 | 0 | 0 | 0 | 0 | 1 | 0 | 0 | 0 | 0 | 0 | 0 | 0 | 0 | 0 | 0 | 0 | 5930.8976
2025-02-17 | 4103.685 | 26.3 | 0 | 0 | 0 | 0 | 0 | 0 | 0 | 0 | 0 | 0 | 0 | 0 | 0 | 0 | 0 | 1 | 0 | 0 | 0 | 0 | 0 | 0 | 0 | 0 | 0 | 0 | 5948.97
2025-02-17 | 4120.716 | 26.6 | 0 | 0 | 0 | 0 | 0 | 0 | 0 | 0 | 0 | 0 | 0 | 0 | 0 | 0 | 0 | 0 | 1 | 0 | 0 | 0 | 0 | 0 | 0 | 0 | 0 | 0 | 5915.7872
2025-02-17 | 4082.919 | 26.5 | 0 | 0 | 0 | 0 | 0 | 0 | 0 | 0 | 0 | 0 | 0 | 0 | 0 | 0 | 0 | 0 | 0 | 1 | 0 | 0 | 0 | 0 | 0 | 0 | 0 | 0 | 5778.7086
2025-02-17 | 4021.041 | 26.8 | 0 | 0 | 0 | 0 | 0 | 0 | 0 | 0 | 0 | 0 | 0 | 0 | 0 | 0 | 0 | 0 | 0 | 0 | 1 | 0 | 0 | 0 | 0 | 0 | 0 | 0 | 5504.4774
2025-02-17 | 4072.843 | 27.5 | 0 | 0 | 0 | 0 | 0 | 0 | 0 | 0 | 0 | 0 | 0 | 0 | 0 | 0 | 0 | 0 | 0 | 0 | 0 | 1 | 0 | 0 | 0 | 0 | 0 | 0 | 5249.8071
2025-02-17 | 4174.489 | 28.4 | 0 | 0 | 0 | 0 | 0 | 0 | 0 | 0 | 0 | 0 | 0 | 0 | 0 | 0 | 0 | 0 | 0 | 0 | 0 | 0 | 1 | 0 | 0 | 0 | 0 | 0 | 5120.6468
2025-02-17 | 4120.845 | 29.2 | 0 | 0 | 0 | 0 | 0 | 0 | 0 | 0 | 0 | 0 | 0 | 0 | 0 | 0 | 0 | 0 | 0 | 0 | 0 | 0 | 0 | 1 | 0 | 0 | 0 | 0 | 5016.9722
2025-02-17 | 3962.75 | 29.3 | 0 | 0 | 0 | 0 | 0 | 0 | 0 | 0 | 0 | 0 | 0 | 0 | 0 | 0 | 0 | 0 | 0 | 0 | 0 | 0 | 0 | 0 | 1 | 0 | 0 | 0 | 4838.5272
2025-02-17 | 3879.325 | 29.6 | 0 | 0 | 0 | 0 | 0 | 0 | 0 | 0 | 0 | 0 | 0 | 0 | 0 | 0 | 0 | 0 | 0 | 0 | 0 | 0 | 0 | 0 | 0 | 1 | 0 | 0 | 4594.4065
2025-02-17 | 3688.402 | 30 | 0 | 0 | 0 | 0 | 0 | 0 | 0 | 0 | 0 | 0 | 0 | 0 | 0 | 0 | 0 | 0 | 0 | 0 | 0 | 0 | 0 | 0 | 0 | 0 | 1 | 0 | 4405.1001
2025-02-17 | 3590.606 | 30 | 0 | 0 | 0 | 0 | 0 | 0 | 0 | 0 | 0 | 0 | 0 | 0 | 0 | 0 | 0 | 0 | 0 | 0 | 0 | 0 | 0 | 0 | 0 | 0 | 0 | 1 | 4274.8616
2025-02-18 | 3537.124 | 30.4 | 0 | 0 | 1 | 0 | 0 | 0 | 0 | 0 | 0 | 0 | 0 | 0 | 0 | 0 | 0 | 0 | 0 | 0 | 0 | 0 | 0 | 0 | 0 | 0 | 0 | 0 | 4226.1438
2025-02-18 | 3506.725 | 30.8 | 0 | 0 | 0 | 1 | 0 | 0 | 0 | 0 | 0 | 0 | 0 | 0 | 0 | 0 | 0 | 0 | 0 | 0 | 0 | 0 | 0 | 0 | 0 | 0 | 0 | 0 | 4217.0265
2025-02-18 | 3506.07 | 31.2 | 0 | 0 | 0 | 0 | 1 | 0 | 0 | 0 | 0 | 0 | 0 | 0 | 0 | 0 | 0 | 0 | 0 | 0 | 0 | 0 | 0 | 0 | 0 | 0 | 0 | 0 | 4230.5971
2025-02-18 | 3544.21 | 31.9 | 0 | 0 | 0 | 0 | 0 | 1 | 0 | 0 | 0 | 0 | 0 | 0 | 0 | 0 | 0 | 0 | 0 | 0 | 0 | 0 | 0 | 0 | 0 | 0 | 0 | 0 | 4308.4536
2025-02-18 | 3582.373 | 31.7 | 0 | 0 | 0 | 0 | 0 | 0 | 1 | 0 | 0 | 0 | 0 | 0 | 0 | 0 | 0 | 0 | 0 | 0 | 0 | 0 | 0 | 0 | 0 | 0 | 0 | 0 | 4341.9888
2025-02-18 | 3673.225 | 31.9 | 0 | 0 | 0 | 0 | 0 | 0 | 0 | 1 | 0 | 0 | 0 | 0 | 0 | 0 | 0 | 0 | 0 | 0 | 0 | 0 | 0 | 0 | 0 | 0 | 0 | 0 | 4461.0461
2025-02-18 | 3905.114 | 31.4 | 0 | 0 | 0 | 0 | 0 | 0 | 0 | 0 | 1 | 0 | 0 | 0 | 0 | 0 | 0 | 0 | 0 | 0 | 0 | 0 | 0 | 0 | 0 | 0 | 0 | 0 | 4769.3502
2025-02-18 | 4374.408 | 31.4 | 0 | 0 | 0 | 0 | 0 | 0 | 0 | 0 | 0 | 1 | 0 | 0 | 0 | 0 | 0 | 0 | 0 | 0 | 0 | 0 | 0 | 0 | 0 | 0 | 0 | 0 | 5271.078
2025-02-18 | 5013.462 | 30.9 | 0 | 0 | 0 | 0 | 0 | 0 | 0 | 0 | 0 | 0 | 1 | 0 | 0 | 0 | 0 | 0 | 0 | 0 | 0 | 0 | 0 | 0 | 0 | 0 | 0 | 0 | 5857.822
2025-02-18 | 5383.074 | 29.2 | 0 | 0 | 0 | 0 | 0 | 0 | 0 | 0 | 0 | 0 | 0 | 1 | 0 | 0 | 0 | 0 | 0 | 0 | 0 | 0 | 0 | 0 | 0 | 0 | 0 | 0 | 5965.24
2025-02-18 | 5669.357 | 27.5 | 0 | 0 | 0 | 0 | 0 | 0 | 0 | 0 | 0 | 0 | 0 | 0 | 1 | 0 | 0 | 0 | 0 | 0 | 0 | 0 | 0 | 0 | 0 | 0 | 0 | 0 | 6034.7051
2025-02-18 | 5790.916 | 26.3 | 0 | 0 | 0 | 0 | 0 | 0 | 0 | 0 | 0 | 0 | 0 | 0 | 0 | 1 | 0 | 0 | 0 | 0 | 0 | 0 | 0 | 0 | 0 | 0 | 0 | 0 | 5980.5428
2025-02-18 | 5792.108 | 26 | 0 | 0 | 0 | 0 | 0 | 0 | 0 | 0 | 0 | 0 | 0 | 0 | 0 | 0 | 1 | 0 | 0 | 0 | 0 | 0 | 0 | 0 | 0 | 0 | 0 | 0 | 5937.4859
2025-02-18 | 5626.009 | 25 | 0 | 0 | 0 | 0 | 0 | 0 | 0 | 0 | 0 | 0 | 0 | 0 | 0 | 0 | 0 | 1 | 0 | 0 | 0 | 0 | 0 | 0 | 0 | 0 | 0 | 0 | 5863.3223
2025-02-18 | 5545.545 | 25.4 | 0 | 0 | 0 | 0 | 0 | 0 | 0 | 0 | 0 | 0 | 0 | 0 | 0 | 0 | 0 | 0 | 1 | 0 | 0 | 0 | 0 | 0 | 0 | 0 | 0 | 0 | 5836.7277
2025-02-18 | 5392.356 | 26 | 0 | 0 | 0 | 0 | 0 | 0 | 0 | 0 | 0 | 0 | 0 | 0 | 0 | 0 | 0 | 0 | 0 | 1 | 0 | 0 | 0 | 0 | 0 | 0 | 0 | 0 | 5745.7672
2025-02-18 | 5305.53 | 26.1 | 0 | 0 | 0 | 0 | 0 | 0 | 0 | 0 | 0 | 0 | 0 | 0 | 0 | 0 | 0 | 0 | 0 | 0 | 1 | 0 | 0 | 0 | 0 | 0 | 0 | 0 | 5458.3594
2025-02-18 | 4982.963 | 26.8 | 0 | 0 | 0 | 0 | 0 | 0 | 0 | 0 | 0 | 0 | 0 | 0 | 0 | 0 | 0 | 0 | 0 | 0 | 0 | 1 | 0 | 0 | 0 | 0 | 0 | 0 | 5203.6891
2025-02-18 | 4783.261 | 27.9 | 0 | 0 | 0 | 0 | 0 | 0 | 0 | 0 | 0 | 0 | 0 | 0 | 0 | 0 | 0 | 0 | 0 | 0 | 0 | 0 | 1 | 0 | 0 | 0 | 0 | 0 | 5087.7054
2025-02-18 | 4508.27 | 28.5 | 0 | 0 | 0 | 0 | 0 | 0 | 0 | 0 | 0 | 0 | 0 | 0 | 0 | 0 | 0 | 0 | 0 | 0 | 0 | 0 | 0 | 1 | 0 | 0 | 0 | 0 | 4970.8542
2025-02-18 | 4264.204 | 28.5 | 0 | 0 | 0 | 0 | 0 | 0 | 0 | 0 | 0 | 0 | 0 | 0 | 0 | 0 | 0 | 0 | 0 | 0 | 0 | 0 | 0 | 0 | 1 | 0 | 0 | 0 | 4785.8209
2025-02-18 | 4002.198 | 28.3 | 0 | 0 | 0 | 0 | 0 | 0 | 0 | 0 | 0 | 0 | 0 | 0 | 0 | 0 | 0 | 0 | 0 | 0 | 0 | 0 | 0 | 0 | 0 | 1 | 0 | 0 | 4508.7588
2025-02-18 | 3714.469 | 28.8 | 0 | 0 | 0 | 0 | 0 | 0 | 0 | 0 | 0 | 0 | 0 | 0 | 0 | 0 | 0 | 0 | 0 | 0 | 0 | 0 | 0 | 0 | 0 | 0 | 1 | 0 | 4326.0406
2025-02-18 | 3587.317 | 28 | 0 | 0 | 0 | 0 | 0 | 0 | 0 | 0 | 0 | 0 | 0 | 0 | 0 | 0 | 0 | 0 | 0 | 0 | 0 | 0 | 0 | 0 | 0 | 0 | 0 | 1 | 4143.0959
2025-02-19 | 3514.998 | 27.1 | 0 | 0 | 1 | 0 | 0 | 0 | 0 | 0 | 0 | 0 | 0 | 0 | 0 | 0 | 0 | 0 | 0 | 0 | 0 | 0 | 0 | 0 | 0 | 0 | 0 | 0 | 4008.7303
2025-02-19 | 3498.932 | 26.9 | 0 | 0 | 0 | 1 | 0 | 0 | 0 | 0 | 0 | 0 | 0 | 0 | 0 | 0 | 0 | 0 | 0 | 0 | 0 | 0 | 0 | 0 | 0 | 0 | 0 | 0 | 3960.0834
2025-02-19 | 3507.935 | 26.6 | 0 | 0 | 0 | 0 | 1 | 0 | 0 | 0 | 0 | 0 | 0 | 0 | 0 | 0 | 0 | 0 | 0 | 0 | 0 | 0 | 0 | 0 | 0 | 0 | 0 | 0 | 3927.5359
2025-02-19 | 3493.549 | 27 | 0 | 0 | 0 | 0 | 0 | 1 | 0 | 0 | 0 | 0 | 0 | 0 | 0 | 0 | 0 | 0 | 0 | 0 | 0 | 0 | 0 | 0 | 0 | 0 | 0 | 0 | 3985.6276
2025-02-19 | 3606.542 | 29 | 0 | 0 | 0 | 0 | 0 | 0 | 1 | 0 | 0 | 0 | 0 | 0 | 0 | 0 | 0 | 0 | 0 | 0 | 0 | 0 | 0 | 0 | 0 | 0 | 0 | 0 | 4164.1051
2025-02-19 | 3775.794 | 29.4 | 0 | 0 | 0 | 0 | 0 | 0 | 0 | 1 | 0 | 0 | 0 | 0 | 0 | 0 | 0 | 0 | 0 | 0 | 0 | 0 | 0 | 0 | 0 | 0 | 0 | 0 | 4296.339
2025-02-19 | 4037.95 | 29.3 | 0 | 0 | 0 | 0 | 0 | 0 | 0 | 0 | 1 | 0 | 0 | 0 | 0 | 0 | 0 | 0 | 0 | 0 | 0 | 0 | 0 | 0 | 0 | 0 | 0 | 0 | 4630.9962
2025-02-19 | 4495.278 | 29.5 | 0 | 0 | 0 | 0 | 0 | 0 | 0 | 0 | 0 | 1 | 0 | 0 | 0 | 0 | 0 | 0 | 0 | 0 | 0 | 0 | 0 | 0 | 0 | 0 | 0 | 0 | 5145.9005
2025-02-19 | 5548.607 | 30.1 | 0 | 0 | 0 | 0 | 0 | 0 | 0 | 0 | 0 | 0 | 1 | 0 | 0 | 0 | 0 | 0 | 0 | 0 | 0 | 0 | 0 | 0 | 0 | 0 | 0 | 0 | 5805.1158
2025-02-19 | 5455.014 | 29.4 | 0 | 0 | 0 | 0 | 0 | 0 | 0 | 0 | 0 | 0 | 0 | 1 | 0 | 0 | 0 | 0 | 0 | 0 | 0 | 0 | 0 | 0 | 0 | 0 | 0 | 0 | 5978.4166
2025-02-19 | 5685.418 | 28.5 | 0 | 0 | 0 | 0 | 0 | 0 | 0 | 0 | 0 | 0 | 0 | 0 | 1 | 0 | 0 | 0 | 0 | 0 | 0 | 0 | 0 | 0 | 0 | 0 | 0 | 0 | 6100.588
2025-02-19 | 5688.334 | 27.6 | 0 | 0 | 0 | 0 | 0 | 0 | 0 | 0 | 0 | 0 | 0 | 0 | 0 | 1 | 0 | 0 | 0 | 0 | 0 | 0 | 0 | 0 | 0 | 0 | 0 | 0 | 6066.1905
2025-02-19 | 5679.023 | 26.8 | 0 | 0 | 0 | 0 | 0 | 0 | 0 | 0 | 0 | 0 | 0 | 0 | 0 | 0 | 1 | 0 | 0 | 0 | 0 | 0 | 0 | 0 | 0 | 0 | 0 | 0 | 5990.1922
2025-02-19 | 5663.756 | 25.9 | 0 | 0 | 0 | 0 | 0 | 0 | 0 | 0 | 0 | 0 | 0 | 0 | 0 | 0 | 0 | 1 | 0 | 0 | 0 | 0 | 0 | 0 | 0 | 0 | 0 | 0 | 5922.6169
2025-02-19 | 5537.905 | 25.2 | 0 | 0 | 0 | 0 | 0 | 0 | 0 | 0 | 0 | 0 | 0 | 0 | 0 | 0 | 0 | 0 | 1 | 0 | 0 | 0 | 0 | 0 | 0 | 0 | 0 | 0 | 5823.5512
2025-02-19 | 5501.348 | 24.7 | 0 | 0 | 0 | 0 | 0 | 0 | 0 | 0 | 0 | 0 | 0 | 0 | 0 | 0 | 0 | 0 | 0 | 1 | 0 | 0 | 0 | 0 | 0 | 0 | 0 | 0 | 5660.1195
2025-02-19 | 5408.755 | 24.7 | 0 | 0 | 0 | 0 | 0 | 0 | 0 | 0 | 0 | 0 | 0 | 0 | 0 | 0 | 0 | 0 | 0 | 0 | 1 | 0 | 0 | 0 | 0 | 0 | 0 | 0 | 5366.1234
2025-02-19 | 5085.474 | 25.4 | 0 | 0 | 0 | 0 | 0 | 0 | 0 | 0 | 0 | 0 | 0 | 0 | 0 | 0 | 0 | 0 | 0 | 0 | 0 | 1 | 0 | 0 | 0 | 0 | 0 | 0 | 5111.4531
2025-02-19 | 4858.935 | 25.6 | 0 | 0 | 0 | 0 | 0 | 0 | 0 | 0 | 0 | 0 | 0 | 0 | 0 | 0 | 0 | 0 | 0 | 0 | 0 | 0 | 1 | 0 | 0 | 0 | 0 | 0 | 4936.1748
2025-02-19 | 4546.834 | 26.3 | 0 | 0 | 0 | 0 | 0 | 0 | 0 | 0 | 0 | 0 | 0 | 0 | 0 | 0 | 0 | 0 | 0 | 0 | 0 | 0 | 0 | 1 | 0 | 0 | 0 | 0 | 4825.9119
2025-02-19 | 4275.81 | 27.3 | 0 | 0 | 0 | 0 | 0 | 0 | 0 | 0 | 0 | 0 | 0 | 0 | 0 | 0 | 0 | 0 | 0 | 0 | 0 | 0 | 0 | 0 | 1 | 0 | 0 | 0 | 4706.7615
2025-02-19 | 3988.94 | 27.6 | 0 | 0 | 0 | 0 | 0 | 0 | 0 | 0 | 0 | 0 | 0 | 0 | 0 | 0 | 0 | 0 | 0 | 0 | 0 | 0 | 0 | 0 | 0 | 1 | 0 | 0 | 4462.6408
2025-02-19 | 3770.796 | 27.6 | 0 | 0 | 0 | 0 | 0 | 0 | 0 | 0 | 0 | 0 | 0 | 0 | 0 | 0 | 0 | 0 | 0 | 0 | 0 | 0 | 0 | 0 | 0 | 0 | 1 | 0 | 4246.9812
2025-02-19 | 3655.175 | 27.9 | 0 | 0 | 0 | 0 | 0 | 0 | 0 | 0 | 0 | 0 | 0 | 0 | 0 | 0 | 0 | 0 | 0 | 0 | 0 | 0 | 0 | 0 | 0 | 0 | 0 | 1 | 4136.5076
2025-02-20 | 3517.476 | 27.8 | 0 | 0 | 1 | 0 | 0 | 0 | 0 | 0 | 0 | 0 | 0 | 0 | 0 | 0 | 0 | 0 | 0 | 0 | 0 | 0 | 0 | 0 | 0 | 0 | 0 | 0 | 4054.8483
2025-02-20 | 3536.349 | 27.6 | 0 | 0 | 0 | 1 | 0 | 0 | 0 | 0 | 0 | 0 | 0 | 0 | 0 | 0 | 0 | 0 | 0 | 0 | 0 | 0 | 0 | 0 | 0 | 0 | 0 | 0 | 4006.2014
2025-02-20 | 3498.672 | 27.8 | 0 | 0 | 0 | 0 | 1 | 0 | 0 | 0 | 0 | 0 | 0 | 0 | 0 | 0 | 0 | 0 | 0 | 0 | 0 | 0 | 0 | 0 | 0 | 0 | 0 | 0 | 4006.5954
2025-02-20 | 3521.372 | 28.7 | 0 | 0 | 0 | 0 | 0 | 1 | 0 | 0 | 0 | 0 | 0 | 0 | 0 | 0 | 0 | 0 | 0 | 0 | 0 | 0 | 0 | 0 | 0 | 0 | 0 | 0 | 4097.6285
2025-02-20 | 3581.586 | 28.9 | 0 | 0 | 0 | 0 | 0 | 0 | 1 | 0 | 0 | 0 | 0 | 0 | 0 | 0 | 0 | 0 | 0 | 0 | 0 | 0 | 0 | 0 | 0 | 0 | 0 | 0 | 4157.5168
2025-02-20 | 3643.228 | 29 | 0 | 0 | 0 | 0 | 0 | 0 | 0 | 1 | 0 | 0 | 0 | 0 | 0 | 0 | 0 | 0 | 0 | 0 | 0 | 0 | 0 | 0 | 0 | 0 | 0 | 0 | 4269.9858
2025-02-20 | 3929.769 | 29.1 | 0 | 0 | 0 | 0 | 0 | 0 | 0 | 0 | 1 | 0 | 0 | 0 | 0 | 0 | 0 | 0 | 0 | 0 | 0 | 0 | 0 | 0 | 0 | 0 | 0 | 0 | 4617.8197
2025-02-20 | 4407.226 | 29.4 | 0 | 0 | 0 | 0 | 0 | 0 | 0 | 0 | 0 | 1 | 0 | 0 | 0 | 0 | 0 | 0 | 0 | 0 | 0 | 0 | 0 | 0 | 0 | 0 | 0 | 0 | 5139.3123
2025-02-20 | 5104.06 | 29.4 | 0 | 0 | 0 | 0 | 0 | 0 | 0 | 0 | 0 | 0 | 1 | 0 | 0 | 0 | 0 | 0 | 0 | 0 | 0 | 0 | 0 | 0 | 0 | 0 | 0 | 0 | 5758.9978
2025-02-20 | 5530.375 | 29.5 | 0 | 0 | 0 | 0 | 0 | 0 | 0 | 0 | 0 | 0 | 0 | 1 | 0 | 0 | 0 | 0 | 0 | 0 | 0 | 0 | 0 | 0 | 0 | 0 | 0 | 0 | 5985.0049
2025-02-20 | 5687.129 | 29.3 | 0 | 0 | 0 | 0 | 0 | 0 | 0 | 0 | 0 | 0 | 0 | 0 | 1 | 0 | 0 | 0 | 0 | 0 | 0 | 0 | 0 | 0 | 0 | 0 | 0 | 0 | 6153.2943
2025-02-20 | 5766.919 | 28.9 | 0 | 0 | 0 | 0 | 0 | 0 | 0 | 0 | 0 | 0 | 0 | 0 | 0 | 1 | 0 | 0 | 0 | 0 | 0 | 0 | 0 | 0 | 0 | 0 | 0 | 0 | 6151.8382
2025-02-20 | 5748.294 | 28.2 | 0 | 0 | 0 | 0 | 0 | 0 | 0 | 0 | 0 | 0 | 0 | 0 | 0 | 0 | 1 | 0 | 0 | 0 | 0 | 0 | 0 | 0 | 0 | 0 | 0 | 0 | 6082.4282
2025-02-20 | 5630.23 | 27 | 0 | 0 | 0 | 0 | 0 | 0 | 0 | 0 | 0 | 0 | 0 | 0 | 0 | 0 | 0 | 1 | 0 | 0 | 0 | 0 | 0 | 0 | 0 | 0 | 0 | 0 | 5995.088
2025-02-20 | 5664.775 | 26 | 0 | 0 | 0 | 0 | 0 | 0 | 0 | 0 | 0 | 0 | 0 | 0 | 0 | 0 | 0 | 0 | 1 | 0 | 0 | 0 | 0 | 0 | 0 | 0 | 0 | 0 | 5876.2574
2025-02-20 | 5570.785 | 25.9 | 0 | 0 | 0 | 0 | 0 | 0 | 0 | 0 | 0 | 0 | 0 | 0 | 0 | 0 | 0 | 0 | 0 | 1 | 0 | 0 | 0 | 0 | 0 | 0 | 0 | 0 | 5739.1789
2025-02-20 | 5417.346 | 26.1 | 0 | 0 | 0 | 0 | 0 | 0 | 0 | 0 | 0 | 0 | 0 | 0 | 0 | 0 | 0 | 0 | 0 | 0 | 1 | 0 | 0 | 0 | 0 | 0 | 0 | 0 | 5458.3594
2025-02-20 | 5087.727 | 26.2 | 0 | 0 | 0 | 0 | 0 | 0 | 0 | 0 | 0 | 0 | 0 | 0 | 0 | 0 | 0 | 0 | 0 | 0 | 0 | 1 | 0 | 0 | 0 | 0 | 0 | 0 | 5164.1594
2025-02-20 | 4897.569 | 26.9 | 0 | 0 | 0 | 0 | 0 | 0 | 0 | 0 | 0 | 0 | 0 | 0 | 0 | 0 | 0 | 0 | 0 | 0 | 0 | 0 | 1 | 0 | 0 | 0 | 0 | 0 | 5021.8225
2025-02-20 | 4536.068 | 27.4 | 0 | 0 | 0 | 0 | 0 | 0 | 0 | 0 | 0 | 0 | 0 | 0 | 0 | 0 | 0 | 0 | 0 | 0 | 0 | 0 | 0 | 1 | 0 | 0 | 0 | 0 | 4898.383
2025-02-20 | 4261.825 | 27.8 | 0 | 0 | 0 | 0 | 0 | 0 | 0 | 0 | 0 | 0 | 0 | 0 | 0 | 0 | 0 | 0 | 0 | 0 | 0 | 0 | 0 | 0 | 1 | 0 | 0 | 0 | 4739.7029
2025-02-20 | 4036.256 | 27.8 | 0 | 0 | 0 | 0 | 0 | 0 | 0 | 0 | 0 | 0 | 0 | 0 | 0 | 0 | 0 | 0 | 0 | 0 | 0 | 0 | 0 | 0 | 0 | 1 | 0 | 0 | 4475.8174
2025-02-20 | 3767.854 | 27.8 | 0 | 0 | 0 | 0 | 0 | 0 | 0 | 0 | 0 | 0 | 0 | 0 | 0 | 0 | 0 | 0 | 0 | 0 | 0 | 0 | 0 | 0 | 0 | 0 | 1 | 0 | 4260.1578
2025-02-20 | 3603.701 | 27.8 | 0 | 0 | 0 | 0 | 0 | 0 | 0 | 0 | 0 | 0 | 0 | 0 | 0 | 0 | 0 | 0 | 0 | 0 | 0 | 0 | 0 | 0 | 0 | 0 | 0 | 1 | 4129.9194
2025-02-21 | 3522.954 | 28 | 0 | 0 | 1 | 0 | 0 | 0 | 0 | 0 | 0 | 0 | 0 | 0 | 0 | 0 | 0 | 0 | 0 | 0 | 0 | 0 | 0 | 0 | 0 | 0 | 0 | 0 | 4068.0249
2025-02-21 | 3496.347 | 28.3 | 0 | 0 | 0 | 1 | 0 | 0 | 0 | 0 | 0 | 0 | 0 | 0 | 0 | 0 | 0 | 0 | 0 | 0 | 0 | 0 | 0 | 0 | 0 | 0 | 0 | 0 | 4052.3194
2025-02-21 | 3508.409 | 28.7 | 0 | 0 | 0 | 0 | 1 | 0 | 0 | 0 | 0 | 0 | 0 | 0 | 0 | 0 | 0 | 0 | 0 | 0 | 0 | 0 | 0 | 0 | 0 | 0 | 0 | 0 | 4065.8899
2025-02-21 | 3538.528 | 30.2 | 0 | 0 | 0 | 0 | 0 | 1 | 0 | 0 | 0 | 0 | 0 | 0 | 0 | 0 | 0 | 0 | 0 | 0 | 0 | 0 | 0 | 0 | 0 | 0 | 0 | 0 | 4196.4527
2025-02-21 | 3618.579 | 29.4 | 0 | 0 | 0 | 0 | 0 | 0 | 1 | 0 | 0 | 0 | 0 | 0 | 0 | 0 | 0 | 0 | 0 | 0 | 0 | 0 | 0 | 0 | 0 | 0 | 0 | 0 | 4190.4582
2025-02-21 | 3684.392 | 29.1 | 0 | 0 | 0 | 0 | 0 | 0 | 0 | 1 | 0 | 0 | 0 | 0 | 0 | 0 | 0 | 0 | 0 | 0 | 0 | 0 | 0 | 0 | 0 | 0 | 0 | 0 | 4276.5741
2025-02-21 | 3963.375 | 29.7 | 0 | 0 | 0 | 0 | 0 | 0 | 0 | 0 | 1 | 0 | 0 | 0 | 0 | 0 | 0 | 0 | 0 | 0 | 0 | 0 | 0 | 0 | 0 | 0 | 0 | 0 | 4657.3494
2025-02-21 | 4442.695 | 29.7 | 0 | 0 | 0 | 0 | 0 | 0 | 0 | 0 | 0 | 1 | 0 | 0 | 0 | 0 | 0 | 0 | 0 | 0 | 0 | 0 | 0 | 0 | 0 | 0 | 0 | 0 | 5159.0771
2025-02-21 | 5028.186 | 30.2 | 0 | 0 | 0 | 0 | 0 | 0 | 0 | 0 | 0 | 0 | 1 | 0 | 0 | 0 | 0 | 0 | 0 | 0 | 0 | 0 | 0 | 0 | 0 | 0 | 0 | 0 | 5811.704
2025-02-21 | 5453.805 | 29.5 | 0 | 0 | 0 | 0 | 0 | 0 | 0 | 0 | 0 | 0 | 0 | 1 | 0 | 0 | 0 | 0 | 0 | 0 | 0 | 0 | 0 | 0 | 0 | 0 | 0 | 0 | 5985.0049
2025-02-21 | 5815.32 | 28.1 | 0 | 0 | 0 | 0 | 0 | 0 | 0 | 0 | 0 | 0 | 0 | 0 | 1 | 0 | 0 | 0 | 0 | 0 | 0 | 0 | 0 | 0 | 0 | 0 | 0 | 0 | 6074.2348
2025-02-21 | 5740.985 | 26.3 | 0 | 0 | 0 | 0 | 0 | 0 | 0 | 0 | 0 | 0 | 0 | 0 | 0 | 1 | 0 | 0 | 0 | 0 | 0 | 0 | 0 | 0 | 0 | 0 | 0 | 0 | 5980.5428
2025-02-21 | 5609.891 | 25 | 0 | 0 | 0 | 0 | 0 | 0 | 0 | 0 | 0 | 0 | 0 | 0 | 0 | 0 | 1 | 0 | 0 | 0 | 0 | 0 | 0 | 0 | 0 | 0 | 0 | 0 | 5871.603
2025-02-21 | 5503.411 | 24.4 | 0 | 0 | 0 | 0 | 0 | 0 | 0 | 0 | 0 | 0 | 0 | 0 | 0 | 0 | 0 | 1 | 0 | 0 | 0 | 0 | 0 | 0 | 0 | 0 | 0 | 0 | 5823.7926
2025-02-21 | 5419.352 | 24.6 | 0 | 0 | 0 | 0 | 0 | 0 | 0 | 0 | 0 | 0 | 0 | 0 | 0 | 0 | 0 | 0 | 1 | 0 | 0 | 0 | 0 | 0 | 0 | 0 | 0 | 0 | 5784.0215
2025-02-21 | 5284.827 | 23.8 | 0 | 0 | 0 | 0 | 0 | 0 | 0 | 0 | 0 | 0 | 0 | 0 | 0 | 0 | 0 | 0 | 0 | 1 | 0 | 0 | 0 | 0 | 0 | 0 | 0 | 0 | 5600.8249
2025-02-21 | 5127.156 | 24 | 0 | 0 | 0 | 0 | 0 | 0 | 0 | 0 | 0 | 0 | 0 | 0 | 0 | 0 | 0 | 0 | 0 | 0 | 1 | 0 | 0 | 0 | 0 | 0 | 0 | 0 | 5320.0054
2025-02-21 | 4840.625 | 24.6 | 0 | 0 | 0 | 0 | 0 | 0 | 0 | 0 | 0 | 0 | 0 | 0 | 0 | 0 | 0 | 0 | 0 | 0 | 0 | 1 | 0 | 0 | 0 | 0 | 0 | 0 | 5058.7468
2025-02-21 | 4680.026 | 25.4 | 0 | 0 | 0 | 0 | 0 | 0 | 0 | 0 | 0 | 0 | 0 | 0 | 0 | 0 | 0 | 0 | 0 | 0 | 0 | 0 | 1 | 0 | 0 | 0 | 0 | 0 | 4922.9983
2025-02-21 | 4421.837 | 26.5 | 0 | 0 | 0 | 0 | 0 | 0 | 0 | 0 | 0 | 0 | 0 | 0 | 0 | 0 | 0 | 0 | 0 | 0 | 0 | 0 | 0 | 1 | 0 | 0 | 0 | 0 | 4839.0885
2025-02-21 | 4165.778 | 26.5 | 0 | 0 | 0 | 0 | 0 | 0 | 0 | 0 | 0 | 0 | 0 | 0 | 0 | 0 | 0 | 0 | 0 | 0 | 0 | 0 | 0 | 0 | 1 | 0 | 0 | 0 | 4654.0552
2025-02-21 | 3968.166 | 26.9 | 0 | 0 | 0 | 0 | 0 | 0 | 0 | 0 | 0 | 0 | 0 | 0 | 0 | 0 | 0 | 0 | 0 | 0 | 0 | 0 | 0 | 0 | 0 | 1 | 0 | 0 | 4416.5228
2025-02-21 | 3740.002 | 26.6 | 0 | 0 | 0 | 0 | 0 | 0 | 0 | 0 | 0 | 0 | 0 | 0 | 0 | 0 | 0 | 0 | 0 | 0 | 0 | 0 | 0 | 0 | 0 | 0 | 1 | 0 | 4181.0984
2025-02-21 | 3591.59 | 25.6 | 0 | 0 | 0 | 0 | 0 | 0 | 0 | 0 | 0 | 0 | 0 | 0 | 0 | 0 | 0 | 0 | 0 | 0 | 0 | 0 | 0 | 0 | 0 | 0 | 0 | 1 | 3984.9771
2025-02-22 | 3709.134 | 25.6 | 0 | 1 | 1 | 0 | 0 | 0 | 0 | 0 | 0 | 0 | 0 | 0 | 0 | 0 | 0 | 0 | 0 | 0 | 0 | 0 | 0 | 0 | 0 | 0 | 0 | 0 | 3337.3752
2025-02-22 | 3458.965 | 25.7 | 0 | 1 | 0 | 1 | 0 | 0 | 0 | 0 | 0 | 0 | 0 | 0 | 0 | 0 | 0 | 0 | 0 | 0 | 0 | 0 | 0 | 0 | 0 | 0 | 0 | 0 | 3308.4931
2025-02-22 | 3441.959 | 25.7 | 0 | 1 | 0 | 0 | 1 | 0 | 0 | 0 | 0 | 0 | 0 | 0 | 0 | 0 | 0 | 0 | 0 | 0 | 0 | 0 | 0 | 0 | 0 | 0 | 0 | 0 | 3295.7105
2025-02-22 | 3459.854 | 25.5 | 0 | 1 | 0 | 0 | 0 | 1 | 0 | 0 | 0 | 0 | 0 | 0 | 0 | 0 | 0 | 0 | 0 | 0 | 0 | 0 | 0 | 0 | 0 | 0 | 0 | 0 | 3314.2725
2025-02-22 | 3510.703 | 26.1 | 0 | 1 | 0 | 0 | 0 | 0 | 1 | 0 | 0 | 0 | 0 | 0 | 0 | 0 | 0 | 0 | 0 | 0 | 0 | 0 | 0 | 0 | 0 | 0 | 0 | 0 | 3400.514
2025-02-22 | 3557.483 | 26.2 | 0 | 1 | 0 | 0 | 0 | 0 | 0 | 1 | 0 | 0 | 0 | 0 | 0 | 0 | 0 | 0 | 0 | 0 | 0 | 0 | 0 | 0 | 0 | 0 | 0 | 0 | 3512.983
2025-02-22 | 3677.976 | 25.7 | 0 | 1 | 0 | 0 | 0 | 0 | 0 | 0 | 1 | 0 | 0 | 0 | 0 | 0 | 0 | 0 | 0 | 0 | 0 | 0 | 0 | 0 | 0 | 0 | 0 | 0 | 3821.2871
2025-02-22 | 3779.634 | 25.9 | 0 | 1 | 0 | 0 | 0 | 0 | 0 | 0 | 0 | 1 | 0 | 0 | 0 | 0 | 0 | 0 | 0 | 0 | 0 | 0 | 0 | 0 | 0 | 0 | 0 | 0 | 4336.1914
2025-02-22 | 4050.043 | 25.5 | 0 | 1 | 0 | 0 | 0 | 0 | 0 | 0 | 0 | 0 | 1 | 0 | 0 | 0 | 0 | 0 | 0 | 0 | 0 | 0 | 0 | 0 | 0 | 0 | 0 | 0 | 4929.5238
2025-02-22 | 4436.762 | 24.6 | 0 | 1 | 0 | 0 | 0 | 0 | 0 | 0 | 0 | 0 | 0 | 1 | 0 | 0 | 0 | 0 | 0 | 0 | 0 | 0 | 0 | 0 | 0 | 0 | 0 | 0 | 5089.648
2025-02-22 | 4768.248 | 22.2 | 0 | 1 | 0 | 0 | 0 | 0 | 0 | 0 | 0 | 0 | 0 | 0 | 1 | 0 | 0 | 0 | 0 | 0 | 0 | 0 | 0 | 0 | 0 | 0 | 0 | 0 | 5112.9952
2025-02-22 | 4853.466 | 21.4 | 0 | 1 | 0 | 0 | 0 | 0 | 0 | 0 | 0 | 0 | 0 | 0 | 0 | 1 | 0 | 0 | 0 | 0 | 0 | 0 | 0 | 0 | 0 | 0 | 0 | 0 | 5085.186
2025-02-22 | 4840.867 | 20.2 | 0 | 1 | 0 | 0 | 0 | 0 | 0 | 0 | 0 | 0 | 0 | 0 | 0 | 0 | 1 | 0 | 0 | 0 | 0 | 0 | 0 | 0 | 0 | 0 | 0 | 0 | 4982.8345
2025-02-22 | 4792.298 | 19.7 | 0 | 1 | 0 | 0 | 0 | 0 | 0 | 0 | 0 | 0 | 0 | 0 | 0 | 0 | 0 | 1 | 0 | 0 | 0 | 0 | 0 | 0 | 0 | 0 | 0 | 0 | 4941.6124
2025-02-22 | 4666.117 | 20 | 0 | 1 | 0 | 0 | 0 | 0 | 0 | 0 | 0 | 0 | 0 | 0 | 0 | 0 | 0 | 0 | 1 | 0 | 0 | 0 | 0 | 0 | 0 | 0 | 0 | 0 | 4908.4295
2025-02-22 | 4580.192 | 19.9 | 0 | 1 | 0 | 0 | 0 | 0 | 0 | 0 | 0 | 0 | 0 | 0 | 0 | 0 | 0 | 0 | 0 | 1 | 0 | 0 | 0 | 0 | 0 | 0 | 0 | 0 | 4771.351
2025-02-22 | 4422.292 | 20.2 | 0 | 1 | 0 | 0 | 0 | 0 | 0 | 0 | 0 | 0 | 0 | 0 | 0 | 0 | 0 | 0 | 0 | 0 | 1 | 0 | 0 | 0 | 0 | 0 | 0 | 0 | 4497.1197
2025-02-22 | 4387.286 | 20.6 | 0 | 1 | 0 | 0 | 0 | 0 | 0 | 0 | 0 | 0 | 0 | 0 | 0 | 0 | 0 | 0 | 0 | 0 | 0 | 1 | 0 | 0 | 0 | 0 | 0 | 0 | 4222.6846
2025-02-22 | 4392.105 | 21 | 0 | 1 | 0 | 0 | 0 | 0 | 0 | 0 | 0 | 0 | 0 | 0 | 0 | 0 | 0 | 0 | 0 | 0 | 0 | 0 | 1 | 0 | 0 | 0 | 0 | 0 | 4060.5829
2025-02-22 | 4204.995 | 21.4 | 0 | 1 | 0 | 0 | 0 | 0 | 0 | 0 | 0 | 0 | 0 | 0 | 0 | 0 | 0 | 0 | 0 | 0 | 0 | 0 | 0 | 1 | 0 | 0 | 0 | 0 | 3930.5551
2025-02-22 | 4030.152 | 21.3 | 0 | 1 | 0 | 0 | 0 | 0 | 0 | 0 | 0 | 0 | 0 | 0 | 0 | 0 | 0 | 0 | 0 | 0 | 0 | 0 | 0 | 0 | 1 | 0 | 0 | 0 | 3738.9335
2025-02-22 | 3873.006 | 21.2 | 0 | 1 | 0 | 0 | 0 | 0 | 0 | 0 | 0 | 0 | 0 | 0 | 0 | 0 | 0 | 0 | 0 | 0 | 0 | 0 | 0 | 0 | 0 | 1 | 0 | 0 | 3468.4597
2025-02-22 | 3620.204 | 21.2 | 0 | 1 | 0 | 0 | 0 | 0 | 0 | 0 | 0 | 0 | 0 | 0 | 0 | 0 | 0 | 0 | 0 | 0 | 0 | 0 | 0 | 0 | 0 | 0 | 1 | 0 | 3252.8001
2025-02-22 | 3495.443 | 21.3 | 0 | 1 | 0 | 0 | 0 | 0 | 0 | 0 | 0 | 0 | 0 | 0 | 0 | 0 | 0 | 0 | 0 | 0 | 0 | 0 | 0 | 0 | 0 | 0 | 0 | 1 | 3129.15
2025-02-23 | 3363.593 | 21.2 | 0 | 1 | 1 | 0 | 0 | 0 | 0 | 0 | 0 | 0 | 0 | 0 | 0 | 0 | 0 | 0 | 0 | 0 | 0 | 0 | 0 | 0 | 0 | 0 | 0 | 0 | 3047.4907
2025-02-23 | 3288.349 | 20.9 | 0 | 1 | 0 | 1 | 0 | 0 | 0 | 0 | 0 | 0 | 0 | 0 | 0 | 0 | 0 | 0 | 0 | 0 | 0 | 0 | 0 | 0 | 0 | 0 | 0 | 0 | 2992.2554
2025-02-23 | 3278.069 | 21 | 0 | 1 | 0 | 0 | 1 | 0 | 0 | 0 | 0 | 0 | 0 | 0 | 0 | 0 | 0 | 0 | 0 | 0 | 0 | 0 | 0 | 0 | 0 | 0 | 0 | 0 | 2986.0611
2025-02-23 | 3239.667 | 20.9 | 0 | 1 | 0 | 0 | 0 | 1 | 0 | 0 | 0 | 0 | 0 | 0 | 0 | 0 | 0 | 0 | 0 | 0 | 0 | 0 | 0 | 0 | 0 | 0 | 0 | 0 | 3011.2114
2025-02-23 | 3270.895 | 20.9 | 0 | 1 | 0 | 0 | 0 | 0 | 1 | 0 | 0 | 0 | 0 | 0 | 0 | 0 | 0 | 0 | 0 | 0 | 0 | 0 | 0 | 0 | 0 | 0 | 0 | 0 | 3057.9231
2025-02-23 | 3296.178 | 21 | 0 | 1 | 0 | 0 | 0 | 0 | 0 | 1 | 0 | 0 | 0 | 0 | 0 | 0 | 0 | 0 | 0 | 0 | 0 | 0 | 0 | 0 | 0 | 0 | 0 | 0 | 3170.3922
2025-02-23 | 3375.443 | 21.1 | 0 | 1 | 0 | 0 | 0 | 0 | 0 | 0 | 1 | 0 | 0 | 0 | 0 | 0 | 0 | 0 | 0 | 0 | 0 | 0 | 0 | 0 | 0 | 0 | 0 | 0 | 3518.226
2025-02-23 | 3397.68 | 21.1 | 0 | 1 | 0 | 0 | 0 | 0 | 0 | 0 | 0 | 1 | 0 | 0 | 0 | 0 | 0 | 0 | 0 | 0 | 0 | 0 | 0 | 0 | 0 | 0 | 0 | 0 | 4019.9537
2025-02-23 | 3577.658 | 20.9 | 0 | 1 | 0 | 0 | 0 | 0 | 0 | 0 | 0 | 0 | 1 | 0 | 0 | 0 | 0 | 0 | 0 | 0 | 0 | 0 | 0 | 0 | 0 | 0 | 0 | 0 | 4626.4627
2025-02-23 | 3754.585 | 20.4 | 0 | 1 | 0 | 0 | 0 | 0 | 0 | 0 | 0 | 0 | 0 | 1 | 0 | 0 | 0 | 0 | 0 | 0 | 0 | 0 | 0 | 0 | 0 | 0 | 0 | 0 | 4812.9401
2025-02-23 | 3992.249 | 19.4 | 0 | 1 | 0 | 0 | 0 | 0 | 0 | 0 | 0 | 0 | 0 | 0 | 1 | 0 | 0 | 0 | 0 | 0 | 0 | 0 | 0 | 0 | 0 | 0 | 0 | 0 | 4928.5232
2025-02-23 | 4105.771 | 18.7 | 0 | 1 | 0 | 0 | 0 | 0 | 0 | 0 | 0 | 0 | 0 | 0 | 0 | 1 | 0 | 0 | 0 | 0 | 0 | 0 | 0 | 0 | 0 | 0 | 0 | 0 | 4907.3023
2025-02-23 | 4082.043 | 17.9 | 0 | 1 | 0 | 0 | 0 | 0 | 0 | 0 | 0 | 0 | 0 | 0 | 0 | 0 | 1 | 0 | 0 | 0 | 0 | 0 | 0 | 0 | 0 | 0 | 0 | 0 | 4831.3039
2025-02-23 | 4033.157 | 17.7 | 0 | 1 | 0 | 0 | 0 | 0 | 0 | 0 | 0 | 0 | 0 | 0 | 0 | 0 | 0 | 1 | 0 | 0 | 0 | 0 | 0 | 0 | 0 | 0 | 0 | 0 | 4809.8467
2025-02-23 | 4038.266 | 17.4 | 0 | 1 | 0 | 0 | 0 | 0 | 0 | 0 | 0 | 0 | 0 | 0 | 0 | 0 | 0 | 0 | 1 | 0 | 0 | 0 | 0 | 0 | 0 | 0 | 0 | 0 | 4737.1341
2025-02-23 | 3956.234 | 17.2 | 0 | 1 | 0 | 0 | 0 | 0 | 0 | 0 | 0 | 0 | 0 | 0 | 0 | 0 | 0 | 0 | 0 | 1 | 0 | 0 | 0 | 0 | 0 | 0 | 0 | 0 | 4593.4673
2025-02-23 | 3989.973 | 17.2 | 0 | 1 | 0 | 0 | 0 | 0 | 0 | 0 | 0 | 0 | 0 | 0 | 0 | 0 | 0 | 0 | 0 | 0 | 1 | 0 | 0 | 0 | 0 | 0 | 0 | 0 | 4299.4712
2025-02-23 | 3922.896 | 17.3 | 0 | 1 | 0 | 0 | 0 | 0 | 0 | 0 | 0 | 0 | 0 | 0 | 0 | 0 | 0 | 0 | 0 | 0 | 0 | 1 | 0 | 0 | 0 | 0 | 0 | 0 | 4005.2712
2025-02-23 | 3944.382 | 17.7 | 0 | 1 | 0 | 0 | 0 | 0 | 0 | 0 | 0 | 0 | 0 | 0 | 0 | 0 | 0 | 0 | 0 | 0 | 0 | 0 | 1 | 0 | 0 | 0 | 0 | 0 | 3843.1695
2025-02-23 | 3791.266 | 18.4 | 0 | 1 | 0 | 0 | 0 | 0 | 0 | 0 | 0 | 0 | 0 | 0 | 0 | 0 | 0 | 0 | 0 | 0 | 0 | 0 | 0 | 1 | 0 | 0 | 0 | 0 | 3732.9065
2025-02-23 | 3685.093 | 19.5 | 0 | 1 | 0 | 0 | 0 | 0 | 0 | 0 | 0 | 0 | 0 | 0 | 0 | 0 | 0 | 0 | 0 | 0 | 0 | 0 | 0 | 0 | 1 | 0 | 0 | 0 | 3620.3444
2025-02-23 | 3498.865 | 19.2 | 0 | 1 | 0 | 0 | 0 | 0 | 0 | 0 | 0 | 0 | 0 | 0 | 0 | 0 | 0 | 0 | 0 | 0 | 0 | 0 | 0 | 0 | 0 | 1 | 0 | 0 | 3336.694
2025-02-23 | 3312.122 | 19.4 | 0 | 1 | 0 | 0 | 0 | 0 | 0 | 0 | 0 | 0 | 0 | 0 | 0 | 0 | 0 | 0 | 0 | 0 | 0 | 0 | 0 | 0 | 0 | 0 | 1 | 0 | 3134.211
2025-02-23 | 3194.091 | 19.3 | 0 | 1 | 0 | 0 | 0 | 0 | 0 | 0 | 0 | 0 | 0 | 0 | 0 | 0 | 0 | 0 | 0 | 0 | 0 | 0 | 0 | 0 | 0 | 0 | 0 | 1 | 2997.3843
2025-02-24 | 3121.34 | 19.3 | 0 | 0 | 1 | 0 | 0 | 0 | 0 | 0 | 0 | 0 | 0 | 0 | 0 | 0 | 0 | 0 | 0 | 0 | 0 | 0 | 0 | 0 | 0 | 0 | 0 | 0 | 3494.8441
2025-02-24 | 3108.342 | 19 | 0 | 0 | 0 | 1 | 0 | 0 | 0 | 0 | 0 | 0 | 0 | 0 | 0 | 0 | 0 | 0 | 0 | 0 | 0 | 0 | 0 | 0 | 0 | 0 | 0 | 0 | 3439.6089
2025-02-24 | 3071.855 | 18.9 | 0 | 0 | 0 | 0 | 1 | 0 | 0 | 0 | 0 | 0 | 0 | 0 | 0 | 0 | 0 | 0 | 0 | 0 | 0 | 0 | 0 | 0 | 0 | 0 | 0 | 0 | 3420.238
2025-02-24 | 3114.475 | 19.3 | 0 | 0 | 0 | 0 | 0 | 1 | 0 | 0 | 0 | 0 | 0 | 0 | 0 | 0 | 0 | 0 | 0 | 0 | 0 | 0 | 0 | 0 | 0 | 0 | 0 | 0 | 3478.3297
2025-02-24 | 3132.022 | 19.2 | 0 | 0 | 0 | 0 | 0 | 0 | 1 | 0 | 0 | 0 | 0 | 0 | 0 | 0 | 0 | 0 | 0 | 0 | 0 | 0 | 0 | 0 | 0 | 0 | 0 | 0 | 3518.4531
2025-02-24 | 3216.327 | 19.5 | 0 | 0 | 0 | 0 | 0 | 0 | 0 | 1 | 0 | 0 | 0 | 0 | 0 | 0 | 0 | 0 | 0 | 0 | 0 | 0 | 0 | 0 | 0 | 0 | 0 | 0 | 3644.0988
2025-02-24 | 3442.878 | 18.8 | 0 | 0 | 0 | 0 | 0 | 0 | 0 | 0 | 1 | 0 | 0 | 0 | 0 | 0 | 0 | 0 | 0 | 0 | 0 | 0 | 0 | 0 | 0 | 0 | 0 | 0 | 3939.2263
2025-02-24 | 3888.944 | 18.3 | 0 | 0 | 0 | 0 | 0 | 0 | 0 | 0 | 0 | 1 | 0 | 0 | 0 | 0 | 0 | 0 | 0 | 0 | 0 | 0 | 0 | 0 | 0 | 0 | 0 | 0 | 4408.0126
2025-02-24 | 4507.294 | 17.4 | 0 | 0 | 0 | 0 | 0 | 0 | 0 | 0 | 0 | 0 | 1 | 0 | 0 | 0 | 0 | 0 | 0 | 0 | 0 | 0 | 0 | 0 | 0 | 0 | 0 | 0 | 4968.4035
2025-02-24 | 4890.642 | 16.5 | 0 | 0 | 0 | 0 | 0 | 0 | 0 | 0 | 0 | 0 | 0 | 1 | 0 | 0 | 0 | 0 | 0 | 0 | 0 | 0 | 0 | 0 | 0 | 0 | 0 | 0 | 5128.5278
2025-02-24 | 5142.624 | 15.2 | 0 | 0 | 0 | 0 | 0 | 0 | 0 | 0 | 0 | 0 | 0 | 0 | 1 | 0 | 0 | 0 | 0 | 0 | 0 | 0 | 0 | 0 | 0 | 0 | 0 | 0 | 5224.3461
2025-02-24 | 5103.04 | 14.5 | 0 | 0 | 0 | 0 | 0 | 0 | 0 | 0 | 0 | 0 | 0 | 0 | 0 | 1 | 0 | 0 | 0 | 0 | 0 | 0 | 0 | 0 | 0 | 0 | 0 | 0 | 5203.1252
2025-02-24 | 5011.711 | 13.2 | 0 | 0 | 0 | 0 | 0 | 0 | 0 | 0 | 0 | 0 | 0 | 0 | 0 | 0 | 1 | 0 | 0 | 0 | 0 | 0 | 0 | 0 | 0 | 0 | 0 | 0 | 5094.1854
2025-02-24 | 4988.082 | 11.8 | 0 | 0 | 0 | 0 | 0 | 0 | 0 | 0 | 0 | 0 | 0 | 0 | 0 | 0 | 0 | 1 | 0 | 0 | 0 | 0 | 0 | 0 | 0 | 0 | 0 | 0 | 4993.6687
2025-02-24 | 4932.272 | 11 | 0 | 0 | 0 | 0 | 0 | 0 | 0 | 0 | 0 | 0 | 0 | 0 | 0 | 0 | 0 | 0 | 1 | 0 | 0 | 0 | 0 | 0 | 0 | 0 | 0 | 0 | 4888.0147
2025-02-24 | 4918.123 | 10.9 | 0 | 0 | 0 | 0 | 0 | 0 | 0 | 0 | 0 | 0 | 0 | 0 | 0 | 0 | 0 | 0 | 0 | 1 | 0 | 0 | 0 | 0 | 0 | 0 | 0 | 0 | 4750.9361
2025-02-24 | 4736.642 | 11.9 | 0 | 0 | 0 | 0 | 0 | 0 | 0 | 0 | 0 | 0 | 0 | 0 | 0 | 0 | 0 | 0 | 0 | 0 | 1 | 0 | 0 | 0 | 0 | 0 | 0 | 0 | 4522.8229
2025-02-24 | 4361.184 | 12.2 | 0 | 0 | 0 | 0 | 0 | 0 | 0 | 0 | 0 | 0 | 0 | 0 | 0 | 0 | 0 | 0 | 0 | 0 | 0 | 1 | 0 | 0 | 0 | 0 | 0 | 0 | 4241.7995
2025-02-24 | 4107.806 | 13.1 | 0 | 0 | 0 | 0 | 0 | 0 | 0 | 0 | 0 | 0 | 0 | 0 | 0 | 0 | 0 | 0 | 0 | 0 | 0 | 0 | 1 | 0 | 0 | 0 | 0 | 0 | 4112.6392
2025-02-24 | 3925.704 | 13.1 | 0 | 0 | 0 | 0 | 0 | 0 | 0 | 0 | 0 | 0 | 0 | 0 | 0 | 0 | 0 | 0 | 0 | 0 | 0 | 0 | 0 | 1 | 0 | 0 | 0 | 0 | 3956.2583
2025-02-24 | 3624.844 | 13.4 | 0 | 0 | 0 | 0 | 0 | 0 | 0 | 0 | 0 | 0 | 0 | 0 | 0 | 0 | 0 | 0 | 0 | 0 | 0 | 0 | 0 | 0 | 1 | 0 | 0 | 0 | 3790.9898
2025-02-24 | 3426.133 | 13.8 | 0 | 0 | 0 | 0 | 0 | 0 | 0 | 0 | 0 | 0 | 0 | 0 | 0 | 0 | 0 | 0 | 0 | 0 | 0 | 0 | 0 | 0 | 0 | 1 | 0 | 0 | 3553.4575
2025-02-24 | 3158.971 | 13.6 | 0 | 0 | 0 | 0 | 0 | 0 | 0 | 0 | 0 | 0 | 0 | 0 | 0 | 0 | 0 | 0 | 0 | 0 | 0 | 0 | 0 | 0 | 0 | 0 | 1 | 0 | 3324.6213
2025-02-24 | 3007.187 | 13.7 | 0 | 0 | 0 | 0 | 0 | 0 | 0 | 0 | 0 | 0 | 0 | 0 | 0 | 0 | 0 | 0 | 0 | 0 | 0 | 0 | 0 | 0 | 0 | 0 | 0 | 1 | 3200.9712
2025-02-25 | 2951.534 | 15 | 0 | 0 | 1 | 0 | 0 | 0 | 0 | 0 | 0 | 0 | 0 | 0 | 0 | 0 | 0 | 0 | 0 | 0 | 0 | 0 | 0 | 0 | 0 | 0 | 0 | 0 | 3211.5478
2025-02-25 | 2949.655 | 15 | 0 | 0 | 0 | 1 | 0 | 0 | 0 | 0 | 0 | 0 | 0 | 0 | 0 | 0 | 0 | 0 | 0 | 0 | 0 | 0 | 0 | 0 | 0 | 0 | 0 | 0 | 3176.0774
2025-02-25 | 2981.487 | 15 | 0 | 0 | 0 | 0 | 1 | 0 | 0 | 0 | 0 | 0 | 0 | 0 | 0 | 0 | 0 | 0 | 0 | 0 | 0 | 0 | 0 | 0 | 0 | 0 | 0 | 0 | 3163.2949
2025-02-25 | 2963.938 | 14.6 | 0 | 0 | 0 | 0 | 0 | 1 | 0 | 0 | 0 | 0 | 0 | 0 | 0 | 0 | 0 | 0 | 0 | 0 | 0 | 0 | 0 | 0 | 0 | 0 | 0 | 0 | 3168.6803
2025-02-25 | 3002.438 | 13.9 | 0 | 0 | 0 | 0 | 0 | 0 | 1 | 0 | 0 | 0 | 0 | 0 | 0 | 0 | 0 | 0 | 0 | 0 | 0 | 0 | 0 | 0 | 0 | 0 | 0 | 0 | 3169.274
2025-02-25 | 3090.381 | 14.7 | 0 | 0 | 0 | 0 | 0 | 0 | 0 | 1 | 0 | 0 | 0 | 0 | 0 | 0 | 0 | 0 | 0 | 0 | 0 | 0 | 0 | 0 | 0 | 0 | 0 | 0 | 3327.8611
2025-02-25 | 3408.568 | 14.5 | 0 | 0 | 0 | 0 | 0 | 0 | 0 | 0 | 1 | 0 | 0 | 0 | 0 | 0 | 0 | 0 | 0 | 0 | 0 | 0 | 0 | 0 | 0 | 0 | 0 | 0 | 3655.93
2025-02-25 | 3878.666 | 14.7 | 0 | 0 | 0 | 0 | 0 | 0 | 0 | 0 | 0 | 1 | 0 | 0 | 0 | 0 | 0 | 0 | 0 | 0 | 0 | 0 | 0 | 0 | 0 | 0 | 0 | 0 | 4170.8343
2025-02-25 | 4463.119 | 14.9 | 0 | 0 | 0 | 0 | 0 | 0 | 0 | 0 | 0 | 0 | 1 | 0 | 0 | 0 | 0 | 0 | 0 | 0 | 0 | 0 | 0 | 0 | 0 | 0 | 0 | 0 | 4803.6964
2025-02-25 | 4797.01 | 15.2 | 0 | 0 | 0 | 0 | 0 | 0 | 0 | 0 | 0 | 0 | 0 | 1 | 0 | 0 | 0 | 0 | 0 | 0 | 0 | 0 | 0 | 0 | 0 | 0 | 0 | 0 | 5042.8801
2025-02-25 | 4970.638 | 14 | 0 | 0 | 0 | 0 | 0 | 0 | 0 | 0 | 0 | 0 | 0 | 0 | 1 | 0 | 0 | 0 | 0 | 0 | 0 | 0 | 0 | 0 | 0 | 0 | 0 | 0 | 5145.2866
2025-02-25 | 5075.085 | 12.5 | 0 | 0 | 0 | 0 | 0 | 0 | 0 | 0 | 0 | 0 | 0 | 0 | 0 | 1 | 0 | 0 | 0 | 0 | 0 | 0 | 0 | 0 | 0 | 0 | 0 | 0 | 5071.3595
2025-02-25 | 5049.831 | 11.6 | 0 | 0 | 0 | 0 | 0 | 0 | 0 | 0 | 0 | 0 | 0 | 0 | 0 | 0 | 1 | 0 | 0 | 0 | 0 | 0 | 0 | 0 | 0 | 0 | 0 | 0 | 4988.7728
2025-02-25 | 4983.796 | 11.8 | 0 | 0 | 0 | 0 | 0 | 0 | 0 | 0 | 0 | 0 | 0 | 0 | 0 | 0 | 0 | 1 | 0 | 0 | 0 | 0 | 0 | 0 | 0 | 0 | 0 | 0 | 4993.6687
2025-02-25 | 4966.028 | 12 | 0 | 0 | 0 | 0 | 0 | 0 | 0 | 0 | 0 | 0 | 0 | 0 | 0 | 0 | 0 | 0 | 1 | 0 | 0 | 0 | 0 | 0 | 0 | 0 | 0 | 0 | 4953.8975
2025-02-25 | 4904.284 | 12 | 0 | 0 | 0 | 0 | 0 | 0 | 0 | 0 | 0 | 0 | 0 | 0 | 0 | 0 | 0 | 0 | 0 | 1 | 0 | 0 | 0 | 0 | 0 | 0 | 0 | 0 | 4823.4073
2025-02-25 | 4750.1 | 12.2 | 0 | 0 | 0 | 0 | 0 | 0 | 0 | 0 | 0 | 0 | 0 | 0 | 0 | 0 | 0 | 0 | 0 | 0 | 1 | 0 | 0 | 0 | 0 | 0 | 0 | 0 | 4542.5878
2025-02-25 | 4372.004 | 12.9 | 0 | 0 | 0 | 0 | 0 | 0 | 0 | 0 | 0 | 0 | 0 | 0 | 0 | 0 | 0 | 0 | 0 | 0 | 0 | 1 | 0 | 0 | 0 | 0 | 0 | 0 | 4287.9175
2025-02-25 | 4174.71 | 13.7 | 0 | 0 | 0 | 0 | 0 | 0 | 0 | 0 | 0 | 0 | 0 | 0 | 0 | 0 | 0 | 0 | 0 | 0 | 0 | 0 | 1 | 0 | 0 | 0 | 0 | 0 | 4152.1689
2025-02-25 | 3866.208 | 14.3 | 0 | 0 | 0 | 0 | 0 | 0 | 0 | 0 | 0 | 0 | 0 | 0 | 0 | 0 | 0 | 0 | 0 | 0 | 0 | 0 | 0 | 1 | 0 | 0 | 0 | 0 | 4035.3177
2025-02-25 | 3634.931 | 14.3 | 0 | 0 | 0 | 0 | 0 | 0 | 0 | 0 | 0 | 0 | 0 | 0 | 0 | 0 | 0 | 0 | 0 | 0 | 0 | 0 | 0 | 0 | 1 | 0 | 0 | 0 | 3850.2844
2025-02-25 | 3357.721 | 14.5 | 0 | 0 | 0 | 0 | 0 | 0 | 0 | 0 | 0 | 0 | 0 | 0 | 0 | 0 | 0 | 0 | 0 | 0 | 0 | 0 | 0 | 0 | 0 | 1 | 0 | 0 | 3599.5755
2025-02-25 | 3161.075 | 14.4 | 0 | 0 | 0 | 0 | 0 | 0 | 0 | 0 | 0 | 0 | 0 | 0 | 0 | 0 | 0 | 0 | 0 | 0 | 0 | 0 | 0 | 0 | 0 | 0 | 1 | 0 | 3377.3276
2025-02-25 | 3027.734 | 15.1 | 0 | 0 | 0 | 0 | 0 | 0 | 0 | 0 | 0 | 0 | 0 | 0 | 0 | 0 | 0 | 0 | 0 | 0 | 0 | 0 | 0 | 0 | 0 | 0 | 0 | 1 | 3293.2071
2025-02-26 | 2944.685 | 15 | 0 | 0 | 1 | 0 | 0 | 0 | 0 | 0 | 0 | 0 | 0 | 0 | 0 | 0 | 0 | 0 | 0 | 0 | 0 | 0 | 0 | 0 | 0 | 0 | 0 | 0 | 3211.5478
2025-02-26 | 2922.267 | 15.8 | 0 | 0 | 0 | 1 | 0 | 0 | 0 | 0 | 0 | 0 | 0 | 0 | 0 | 0 | 0 | 0 | 0 | 0 | 0 | 0 | 0 | 0 | 0 | 0 | 0 | 0 | 3228.7837
2025-02-26 | 2943.703 | 17.4 | 0 | 0 | 0 | 0 | 1 | 0 | 0 | 0 | 0 | 0 | 0 | 0 | 0 | 0 | 0 | 0 | 0 | 0 | 0 | 0 | 0 | 0 | 0 | 0 | 0 | 0 | 3321.4137
2025-02-26 | 2946.592 | 18.3 | 0 | 0 | 0 | 0 | 0 | 1 | 0 | 0 | 0 | 0 | 0 | 0 | 0 | 0 | 0 | 0 | 0 | 0 | 0 | 0 | 0 | 0 | 0 | 0 | 0 | 0 | 3412.4468
2025-02-26 | 3020.522 | 19.2 | 0 | 0 | 0 | 0 | 0 | 0 | 1 | 0 | 0 | 0 | 0 | 0 | 0 | 0 | 0 | 0 | 0 | 0 | 0 | 0 | 0 | 0 | 0 | 0 | 0 | 0 | 3518.4531
2025-02-26 | 3095.77 | 20.2 | 0 | 0 | 0 | 0 | 0 | 0 | 0 | 1 | 0 | 0 | 0 | 0 | 0 | 0 | 0 | 0 | 0 | 0 | 0 | 0 | 0 | 0 | 0 | 0 | 0 | 0 | 3690.2168
2025-02-26 | 3359.011 | 18.8 | 0 | 0 | 0 | 0 | 0 | 0 | 0 | 0 | 1 | 0 | 0 | 0 | 0 | 0 | 0 | 0 | 0 | 0 | 0 | 0 | 0 | 0 | 0 | 0 | 0 | 0 | 3939.2263
2025-02-26 | 3805.127 | 19.6 | 0 | 0 | 0 | 0 | 0 | 0 | 0 | 0 | 0 | 1 | 0 | 0 | 0 | 0 | 0 | 0 | 0 | 0 | 0 | 0 | 0 | 0 | 0 | 0 | 0 | 0 | 4493.6603
2025-02-26 | 4335.021 | 18.6 | 0 | 0 | 0 | 0 | 0 | 0 | 0 | 0 | 0 | 0 | 1 | 0 | 0 | 0 | 0 | 0 | 0 | 0 | 0 | 0 | 0 | 0 | 0 | 0 | 0 | 0 | 5047.463
2025-02-26 | 4680.497 | 15.8 | 0 | 0 | 0 | 0 | 0 | 0 | 0 | 0 | 0 | 0 | 0 | 1 | 0 | 0 | 0 | 0 | 0 | 0 | 0 | 0 | 0 | 0 | 0 | 0 | 0 | 0 | 5082.4098
2025-02-26 | 4923.773 | 13.9 | 0 | 0 | 0 | 0 | 0 | 0 | 0 | 0 | 0 | 0 | 0 | 0 | 1 | 0 | 0 | 0 | 0 | 0 | 0 | 0 | 0 | 0 | 0 | 0 | 0 | 0 | 5138.6984
2025-02-26 | 5017.667 | 13.4 | 0 | 0 | 0 | 0 | 0 | 0 | 0 | 0 | 0 | 0 | 0 | 0 | 0 | 1 | 0 | 0 | 0 | 0 | 0 | 0 | 0 | 0 | 0 | 0 | 0 | 0 | 5130.654
2025-02-26 | 4986.874 | 13 | 0 | 0 | 0 | 0 | 0 | 0 | 0 | 0 | 0 | 0 | 0 | 0 | 0 | 0 | 1 | 0 | 0 | 0 | 0 | 0 | 0 | 0 | 0 | 0 | 0 | 0 | 5081.0088
2025-02-26 | 5009.828 | 13.4 | 0 | 0 | 0 | 0 | 0 | 0 | 0 | 0 | 0 | 0 | 0 | 0 | 0 | 0 | 0 | 1 | 0 | 0 | 0 | 0 | 0 | 0 | 0 | 0 | 0 | 0 | 5099.0812
2025-02-26 | 4965.13 | 12.9 | 0 | 0 | 0 | 0 | 0 | 0 | 0 | 0 | 0 | 0 | 0 | 0 | 0 | 0 | 0 | 0 | 1 | 0 | 0 | 0 | 0 | 0 | 0 | 0 | 0 | 0 | 5013.1921
2025-02-26 | 4864.163 | 12.6 | 0 | 0 | 0 | 0 | 0 | 0 | 0 | 0 | 0 | 0 | 0 | 0 | 0 | 0 | 0 | 0 | 0 | 1 | 0 | 0 | 0 | 0 | 0 | 0 | 0 | 0 | 4862.937
2025-02-26 | 4667.481 | 12.5 | 0 | 0 | 0 | 0 | 0 | 0 | 0 | 0 | 0 | 0 | 0 | 0 | 0 | 0 | 0 | 0 | 0 | 0 | 1 | 0 | 0 | 0 | 0 | 0 | 0 | 0 | 4562.3526
2025-02-26 | 4296.852 | 12.8 | 0 | 0 | 0 | 0 | 0 | 0 | 0 | 0 | 0 | 0 | 0 | 0 | 0 | 0 | 0 | 0 | 0 | 0 | 0 | 1 | 0 | 0 | 0 | 0 | 0 | 0 | 4281.3292
2025-02-26 | 4131.152 | 13.8 | 0 | 0 | 0 | 0 | 0 | 0 | 0 | 0 | 0 | 0 | 0 | 0 | 0 | 0 | 0 | 0 | 0 | 0 | 0 | 0 | 1 | 0 | 0 | 0 | 0 | 0 | 4158.7572
2025-02-26 | 3891.823 | 14.6 | 0 | 0 | 0 | 0 | 0 | 0 | 0 | 0 | 0 | 0 | 0 | 0 | 0 | 0 | 0 | 0 | 0 | 0 | 0 | 0 | 0 | 1 | 0 | 0 | 0 | 0 | 4055.0825
2025-02-26 | 3697.853 | 15 | 0 | 0 | 0 | 0 | 0 | 0 | 0 | 0 | 0 | 0 | 0 | 0 | 0 | 0 | 0 | 0 | 0 | 0 | 0 | 0 | 0 | 0 | 1 | 0 | 0 | 0 | 3896.4024
2025-02-26 | 3443.675 | 15.1 | 0 | 0 | 0 | 0 | 0 | 0 | 0 | 0 | 0 | 0 | 0 | 0 | 0 | 0 | 0 | 0 | 0 | 0 | 0 | 0 | 0 | 0 | 0 | 1 | 0 | 0 | 3639.1052
2025-02-26 | 3132.008 | 15.2 | 0 | 0 | 0 | 0 | 0 | 0 | 0 | 0 | 0 | 0 | 0 | 0 | 0 | 0 | 0 | 0 | 0 | 0 | 0 | 0 | 0 | 0 | 0 | 0 | 1 | 0 | 3430.0339
2025-02-26 | 3022.086 | 15.3 | 0 | 0 | 0 | 0 | 0 | 0 | 0 | 0 | 0 | 0 | 0 | 0 | 0 | 0 | 0 | 0 | 0 | 0 | 0 | 0 | 0 | 0 | 0 | 0 | 0 | 1 | 3306.3837
2025-02-27 | 2945.495 | 15.7 | 0 | 0 | 1 | 0 | 0 | 0 | 0 | 0 | 0 | 0 | 0 | 0 | 0 | 0 | 0 | 0 | 0 | 0 | 0 | 0 | 0 | 0 | 0 | 0 | 0 | 0 | 3257.6658
2025-02-27 | 2917.305 | 16.1 | 0 | 0 | 0 | 1 | 0 | 0 | 0 | 0 | 0 | 0 | 0 | 0 | 0 | 0 | 0 | 0 | 0 | 0 | 0 | 0 | 0 | 0 | 0 | 0 | 0 | 0 | 3248.5486
2025-02-27 | 2889.548 | 16.2 | 0 | 0 | 0 | 0 | 1 | 0 | 0 | 0 | 0 | 0 | 0 | 0 | 0 | 0 | 0 | 0 | 0 | 0 | 0 | 0 | 0 | 0 | 0 | 0 | 0 | 0 | 3242.3543
2025-02-27 | 2905.198 | 16.2 | 0 | 0 | 0 | 0 | 0 | 1 | 0 | 0 | 0 | 0 | 0 | 0 | 0 | 0 | 0 | 0 | 0 | 0 | 0 | 0 | 0 | 0 | 0 | 0 | 0 | 0 | 3274.0928
2025-02-27 | 2994.611 | 16.1 | 0 | 0 | 0 | 0 | 0 | 0 | 1 | 0 | 0 | 0 | 0 | 0 | 0 | 0 | 0 | 0 | 0 | 0 | 0 | 0 | 0 | 0 | 0 | 0 | 0 | 0 | 3314.2163
2025-02-27 | 3047.795 | 16.6 | 0 | 0 | 0 | 0 | 0 | 0 | 0 | 1 | 0 | 0 | 0 | 0 | 0 | 0 | 0 | 0 | 0 | 0 | 0 | 0 | 0 | 0 | 0 | 0 | 0 | 0 | 3453.0385
2025-02-27 | 3355.688 | 17.5 | 0 | 0 | 0 | 0 | 0 | 0 | 0 | 0 | 1 | 0 | 0 | 0 | 0 | 0 | 0 | 0 | 0 | 0 | 0 | 0 | 0 | 0 | 0 | 0 | 0 | 0 | 3853.5786
2025-02-27 | 3821.242 | 17.8 | 0 | 0 | 0 | 0 | 0 | 0 | 0 | 0 | 0 | 1 | 0 | 0 | 0 | 0 | 0 | 0 | 0 | 0 | 0 | 0 | 0 | 0 | 0 | 0 | 0 | 0 | 4375.0712
2025-02-27 | 4414.155 | 18 | 0 | 0 | 0 | 0 | 0 | 0 | 0 | 0 | 0 | 0 | 1 | 0 | 0 | 0 | 0 | 0 | 0 | 0 | 0 | 0 | 0 | 0 | 0 | 0 | 0 | 0 | 5007.9333
2025-02-27 | 4858.956 | 17.5 | 0 | 0 | 0 | 0 | 0 | 0 | 0 | 0 | 0 | 0 | 0 | 1 | 0 | 0 | 0 | 0 | 0 | 0 | 0 | 0 | 0 | 0 | 0 | 0 | 0 | 0 | 5194.4106
2025-02-27 | 5111.376 | 17.3 | 0 | 0 | 0 | 0 | 0 | 0 | 0 | 0 | 0 | 0 | 0 | 0 | 1 | 0 | 0 | 0 | 0 | 0 | 0 | 0 | 0 | 0 | 0 | 0 | 0 | 0 | 5362.7001
2025-02-27 | 5169.397 | 16.8 | 0 | 0 | 0 | 0 | 0 | 0 | 0 | 0 | 0 | 0 | 0 | 0 | 0 | 1 | 0 | 0 | 0 | 0 | 0 | 0 | 0 | 0 | 0 | 0 | 0 | 0 | 5354.6557
2025-02-27 | 5065.6 | 16.1 | 0 | 0 | 0 | 0 | 0 | 0 | 0 | 0 | 0 | 0 | 0 | 0 | 0 | 0 | 1 | 0 | 0 | 0 | 0 | 0 | 0 | 0 | 0 | 0 | 0 | 0 | 5285.2457
2025-02-27 | 5024.058 | 15 | 0 | 0 | 0 | 0 | 0 | 0 | 0 | 0 | 0 | 0 | 0 | 0 | 0 | 0 | 0 | 1 | 0 | 0 | 0 | 0 | 0 | 0 | 0 | 0 | 0 | 0 | 5204.4938
2025-02-27 | 5133.807 | 13.3 | 0 | 0 | 0 | 0 | 0 | 0 | 0 | 0 | 0 | 0 | 0 | 0 | 0 | 0 | 0 | 0 | 1 | 0 | 0 | 0 | 0 | 0 | 0 | 0 | 0 | 0 | 5039.5452
2025-02-27 | 5056.805 | 14 | 0 | 0 | 0 | 0 | 0 | 0 | 0 | 0 | 0 | 0 | 0 | 0 | 0 | 0 | 0 | 0 | 0 | 1 | 0 | 0 | 0 | 0 | 0 | 0 | 0 | 0 | 4955.173
2025-02-27 | 4910.911 | 14.9 | 0 | 0 | 0 | 0 | 0 | 0 | 0 | 0 | 0 | 0 | 0 | 0 | 0 | 0 | 0 | 0 | 0 | 0 | 1 | 0 | 0 | 0 | 0 | 0 | 0 | 0 | 4720.4715
2025-02-27 | 4485.34 | 15.1 | 0 | 0 | 0 | 0 | 0 | 0 | 0 | 0 | 0 | 0 | 0 | 0 | 0 | 0 | 0 | 0 | 0 | 0 | 0 | 1 | 0 | 0 | 0 | 0 | 0 | 0 | 4432.8598
2025-02-27 | 4243.991 | 15.5 | 0 | 0 | 0 | 0 | 0 | 0 | 0 | 0 | 0 | 0 | 0 | 0 | 0 | 0 | 0 | 0 | 0 | 0 | 0 | 0 | 1 | 0 | 0 | 0 | 0 | 0 | 4270.758
2025-02-27 | 3929.479 | 15.5 | 0 | 0 | 0 | 0 | 0 | 0 | 0 | 0 | 0 | 0 | 0 | 0 | 0 | 0 | 0 | 0 | 0 | 0 | 0 | 0 | 0 | 1 | 0 | 0 | 0 | 0 | 4114.3771
2025-02-27 | 3715.317 | 15.8 | 0 | 0 | 0 | 0 | 0 | 0 | 0 | 0 | 0 | 0 | 0 | 0 | 0 | 0 | 0 | 0 | 0 | 0 | 0 | 0 | 0 | 0 | 1 | 0 | 0 | 0 | 3949.1087
2025-02-27 | 3434.534 | 16.4 | 0 | 0 | 0 | 0 | 0 | 0 | 0 | 0 | 0 | 0 | 0 | 0 | 0 | 0 | 0 | 0 | 0 | 0 | 0 | 0 | 0 | 0 | 0 | 1 | 0 | 0 | 3724.7529
2025-02-27 | 3225.247 | 16 | 0 | 0 | 0 | 0 | 0 | 0 | 0 | 0 | 0 | 0 | 0 | 0 | 0 | 0 | 0 | 0 | 0 | 0 | 0 | 0 | 0 | 0 | 0 | 0 | 1 | 0 | 3482.7401
2025-02-27 | 3048.988 | 16.4 | 0 | 0 | 0 | 0 | 0 | 0 | 0 | 0 | 0 | 0 | 0 | 0 | 0 | 0 | 0 | 0 | 0 | 0 | 0 | 0 | 0 | 0 | 0 | 0 | 0 | 1 | 3378.8549
2025-02-28 | 2951.189 | 17.7 | 0 | 0 | 1 | 0 | 0 | 0 | 0 | 0 | 0 | 0 | 0 | 0 | 0 | 0 | 0 | 0 | 0 | 0 | 0 | 0 | 0 | 0 | 0 | 0 | 0 | 0 | 3389.4315
2025-02-28 | 2966.307 | 18.6 | 0 | 0 | 0 | 1 | 0 | 0 | 0 | 0 | 0 | 0 | 0 | 0 | 0 | 0 | 0 | 0 | 0 | 0 | 0 | 0 | 0 | 0 | 0 | 0 | 0 | 0 | 3413.2557
2025-02-28 | 3002.852 | 19 | 0 | 0 | 0 | 0 | 1 | 0 | 0 | 0 | 0 | 0 | 0 | 0 | 0 | 0 | 0 | 0 | 0 | 0 | 0 | 0 | 0 | 0 | 0 | 0 | 0 | 0 | 3426.8263
2025-02-28 | 3030.822 | 19.6 | 0 | 0 | 0 | 0 | 0 | 1 | 0 | 0 | 0 | 0 | 0 | 0 | 0 | 0 | 0 | 0 | 0 | 0 | 0 | 0 | 0 | 0 | 0 | 0 | 0 | 0 | 3498.0945
2025-02-28 | 3100.573 | 20.5 | 0 | 0 | 0 | 0 | 0 | 0 | 1 | 0 | 0 | 0 | 0 | 0 | 0 | 0 | 0 | 0 | 0 | 0 | 0 | 0 | 0 | 0 | 0 | 0 | 0 | 0 | 3604.1009
2025-02-28 | 3192.556 | 21.9 | 0 | 0 | 0 | 0 | 0 | 0 | 0 | 1 | 0 | 0 | 0 | 0 | 0 | 0 | 0 | 0 | 0 | 0 | 0 | 0 | 0 | 0 | 0 | 0 | 0 | 0 | 3802.2176
2025-02-28 | 3450.617 | 22.2 | 0 | 0 | 0 | 0 | 0 | 0 | 0 | 0 | 1 | 0 | 0 | 0 | 0 | 0 | 0 | 0 | 0 | 0 | 0 | 0 | 0 | 0 | 0 | 0 | 0 | 0 | 4163.228
2025-02-28 | 3859.564 | 22.3 | 0 | 0 | 0 | 0 | 0 | 0 | 0 | 0 | 0 | 1 | 0 | 0 | 0 | 0 | 0 | 0 | 0 | 0 | 0 | 0 | 0 | 0 | 0 | 0 | 0 | 0 | 4671.544
2025-02-28 | 4425.055 | 21.6 | 0 | 0 | 0 | 0 | 0 | 0 | 0 | 0 | 0 | 0 | 1 | 0 | 0 | 0 | 0 | 0 | 0 | 0 | 0 | 0 | 0 | 0 | 0 | 0 | 0 | 0 | 5245.1115
2025-02-28 | 4831.037 | 21.2 | 0 | 0 | 0 | 0 | 0 | 0 | 0 | 0 | 0 | 0 | 0 | 1 | 0 | 0 | 0 | 0 | 0 | 0 | 0 | 0 | 0 | 0 | 0 | 0 | 0 | 0 | 5438.1772
2025-02-28 | 5141.509 | 20.4 | 0 | 0 | 0 | 0 | 0 | 0 | 0 | 0 | 0 | 0 | 0 | 0 | 1 | 0 | 0 | 0 | 0 | 0 | 0 | 0 | 0 | 0 | 0 | 0 | 0 | 0 | 5566.9369
2025-02-28 | 5267.505 | 19.2 | 0 | 0 | 0 | 0 | 0 | 0 | 0 | 0 | 0 | 0 | 0 | 0 | 0 | 1 | 0 | 0 | 0 | 0 | 0 | 0 | 0 | 0 | 0 | 0 | 0 | 0 | 5512.7746
2025-02-28 | 5188.107 | 17.4 | 0 | 0 | 0 | 0 | 0 | 0 | 0 | 0 | 0 | 0 | 0 | 0 | 0 | 0 | 1 | 0 | 0 | 0 | 0 | 0 | 0 | 0 | 0 | 0 | 0 | 0 | 5370.8934
2025-02-28 | 5117.104 | 16.7 | 0 | 0 | 0 | 0 | 0 | 0 | 0 | 0 | 0 | 0 | 0 | 0 | 0 | 0 | 0 | 1 | 0 | 0 | 0 | 0 | 0 | 0 | 0 | 0 | 0 | 0 | 5316.4947
2025-02-28 | 5085.531 | 16.5 | 0 | 0 | 0 | 0 | 0 | 0 | 0 | 0 | 0 | 0 | 0 | 0 | 0 | 0 | 0 | 0 | 1 | 0 | 0 | 0 | 0 | 0 | 0 | 0 | 0 | 0 | 5250.3704
2025-02-28 | 5024.762 | 17.4 | 0 | 0 | 0 | 0 | 0 | 0 | 0 | 0 | 0 | 0 | 0 | 0 | 0 | 0 | 0 | 0 | 0 | 1 | 0 | 0 | 0 | 0 | 0 | 0 | 0 | 0 | 5179.1747
2025-02-28 | 4804.418 | 16.5 | 0 | 0 | 0 | 0 | 0 | 0 | 0 | 0 | 0 | 0 | 0 | 0 | 0 | 0 | 0 | 0 | 0 | 0 | 1 | 0 | 0 | 0 | 0 | 0 | 0 | 0 | 4825.884
2025-02-28 | 4442.21 | 16 | 0 | 0 | 0 | 0 | 0 | 0 | 0 | 0 | 0 | 0 | 0 | 0 | 0 | 0 | 0 | 0 | 0 | 0 | 0 | 1 | 0 | 0 | 0 | 0 | 0 | 0 | 4492.1543
2025-02-28 | 4276.041 | 16.1 | 0 | 0 | 0 | 0 | 0 | 0 | 0 | 0 | 0 | 0 | 0 | 0 | 0 | 0 | 0 | 0 | 0 | 0 | 0 | 0 | 1 | 0 | 0 | 0 | 0 | 0 | 4310.2878
2025-02-28 | 4029.851 | 15.6 | 0 | 0 | 0 | 0 | 0 | 0 | 0 | 0 | 0 | 0 | 0 | 0 | 0 | 0 | 0 | 0 | 0 | 0 | 0 | 0 | 0 | 1 | 0 | 0 | 0 | 0 | 4120.9654
2025-02-28 | 3804.688 | 15.3 | 0 | 0 | 0 | 0 | 0 | 0 | 0 | 0 | 0 | 0 | 0 | 0 | 0 | 0 | 0 | 0 | 0 | 0 | 0 | 0 | 0 | 0 | 1 | 0 | 0 | 0 | 3916.1672
2025-02-28 | 3566.792 | 15.5 | 0 | 0 | 0 | 0 | 0 | 0 | 0 | 0 | 0 | 0 | 0 | 0 | 0 | 0 | 0 | 0 | 0 | 0 | 0 | 0 | 0 | 0 | 0 | 1 | 0 | 0 | 3665.4583
2025-02-28 | 3307.055 | 15.5 | 0 | 0 | 0 | 0 | 0 | 0 | 0 | 0 | 0 | 0 | 0 | 0 | 0 | 0 | 0 | 0 | 0 | 0 | 0 | 0 | 0 | 0 | 0 | 0 | 1 | 0 | 3449.7987
2025-02-28 | 3131.654 | 13.7 | 0 | 0 | 0 | 0 | 0 | 0 | 0 | 0 | 0 | 0 | 0 | 0 | 0 | 0 | 0 | 0 | 0 | 0 | 0 | 0 | 0 | 0 | 0 | 0 | 0 | 1 | 3200.9712
2025-03-01 | 3005.356 | 14.2 | 0 | 1 | 1 | 0 | 0 | 0 | 0 | 0 | 0 | 0 | 0 | 0 | 0 | 0 | 0 | 0 | 0 | 0 | 0 | 0 | 0 | 0 | 0 | 0 | 0 | 0 | 2586.3107
2025-03-01 | 2939.153 | 14.4 | 0 | 1 | 0 | 1 | 0 | 0 | 0 | 0 | 0 | 0 | 0 | 0 | 0 | 0 | 0 | 0 | 0 | 0 | 0 | 0 | 0 | 0 | 0 | 0 | 0 | 0 | 2564.0169
2025-03-01 | 2946.341 | 15 | 0 | 1 | 0 | 0 | 1 | 0 | 0 | 0 | 0 | 0 | 0 | 0 | 0 | 0 | 0 | 0 | 0 | 0 | 0 | 0 | 0 | 0 | 0 | 0 | 0 | 0 | 2590.764
2025-03-01 | 2973.606 | 16.9 | 0 | 1 | 0 | 0 | 0 | 1 | 0 | 0 | 0 | 0 | 0 | 0 | 0 | 0 | 0 | 0 | 0 | 0 | 0 | 0 | 0 | 0 | 0 | 0 | 0 | 0 | 2747.68
2025-03-01 | 2990.791 | 19.9 | 0 | 1 | 0 | 0 | 0 | 0 | 1 | 0 | 0 | 0 | 0 | 0 | 0 | 0 | 0 | 0 | 0 | 0 | 0 | 0 | 0 | 0 | 0 | 0 | 0 | 0 | 2992.0403
2025-03-01 | 3059.493 | 22.3 | 0 | 1 | 0 | 0 | 0 | 0 | 0 | 1 | 0 | 0 | 0 | 0 | 0 | 0 | 0 | 0 | 0 | 0 | 0 | 0 | 0 | 0 | 0 | 0 | 0 | 0 | 3256.0399
2025-03-01 | 3195.749 | 23.8 | 0 | 1 | 0 | 0 | 0 | 0 | 0 | 0 | 1 | 0 | 0 | 0 | 0 | 0 | 0 | 0 | 0 | 0 | 0 | 0 | 0 | 0 | 0 | 0 | 0 | 0 | 3696.1097
2025-03-01 | 3378.519 | 25.2 | 0 | 1 | 0 | 0 | 0 | 0 | 0 | 0 | 0 | 1 | 0 | 0 | 0 | 0 | 0 | 0 | 0 | 0 | 0 | 0 | 0 | 0 | 0 | 0 | 0 | 0 | 4290.0734
2025-03-01 | 3697.563 | 25.8 | 0 | 1 | 0 | 0 | 0 | 0 | 0 | 0 | 0 | 0 | 1 | 0 | 0 | 0 | 0 | 0 | 0 | 0 | 0 | 0 | 0 | 0 | 0 | 0 | 0 | 0 | 4949.2886
2025-03-01 | 4129.133 | 25.8 | 0 | 1 | 0 | 0 | 0 | 0 | 0 | 0 | 0 | 0 | 0 | 1 | 0 | 0 | 0 | 0 | 0 | 0 | 0 | 0 | 0 | 0 | 0 | 0 | 0 | 0 | 5168.7075
2025-03-01 | 4480.466 | 25.9 | 0 | 1 | 0 | 0 | 0 | 0 | 0 | 0 | 0 | 0 | 0 | 0 | 1 | 0 | 0 | 0 | 0 | 0 | 0 | 0 | 0 | 0 | 0 | 0 | 0 | 0 | 5356.7617
2025-03-01 | 4557.702 | 26 | 0 | 1 | 0 | 0 | 0 | 0 | 0 | 0 | 0 | 0 | 0 | 0 | 0 | 1 | 0 | 0 | 0 | 0 | 0 | 0 | 0 | 0 | 0 | 0 | 0 | 0 | 5388.2471
2025-03-01 | 4569.968 | 25.4 | 0 | 1 | 0 | 0 | 0 | 0 | 0 | 0 | 0 | 0 | 0 | 0 | 0 | 0 | 1 | 0 | 0 | 0 | 0 | 0 | 0 | 0 | 0 | 0 | 0 | 0 | 5325.4253
2025-03-01 | 4542.211 | 25.5 | 0 | 1 | 0 | 0 | 0 | 0 | 0 | 0 | 0 | 0 | 0 | 0 | 0 | 0 | 0 | 1 | 0 | 0 | 0 | 0 | 0 | 0 | 0 | 0 | 0 | 0 | 5323.7329
2025-03-01 | 4526.788 | 25.3 | 0 | 1 | 0 | 0 | 0 | 0 | 0 | 0 | 0 | 0 | 0 | 0 | 0 | 0 | 0 | 0 | 1 | 0 | 0 | 0 | 0 | 0 | 0 | 0 | 0 | 0 | 5257.6086
2025-03-01 | 4347.461 | 25.3 | 0 | 1 | 0 | 0 | 0 | 0 | 0 | 0 | 0 | 0 | 0 | 0 | 0 | 0 | 0 | 0 | 0 | 1 | 0 | 0 | 0 | 0 | 0 | 0 | 0 | 0 | 5127.1184
2025-03-01 | 4219.061 | 26 | 0 | 1 | 0 | 0 | 0 | 0 | 0 | 0 | 0 | 0 | 0 | 0 | 0 | 0 | 0 | 0 | 0 | 0 | 1 | 0 | 0 | 0 | 0 | 0 | 0 | 0 | 4879.2403
2025-03-01 | 4208.793 | 26.3 | 0 | 1 | 0 | 0 | 0 | 0 | 0 | 0 | 0 | 0 | 0 | 0 | 0 | 0 | 0 | 0 | 0 | 0 | 0 | 1 | 0 | 0 | 0 | 0 | 0 | 0 | 4598.2168
2025-03-01 | 4303.319 | 27.2 | 0 | 1 | 0 | 0 | 0 | 0 | 0 | 0 | 0 | 0 | 0 | 0 | 0 | 0 | 0 | 0 | 0 | 0 | 0 | 0 | 1 | 0 | 0 | 0 | 0 | 0 | 4469.0566
2025-03-01 | 4214.409 | 27.8 | 0 | 1 | 0 | 0 | 0 | 0 | 0 | 0 | 0 | 0 | 0 | 0 | 0 | 0 | 0 | 0 | 0 | 0 | 0 | 0 | 0 | 1 | 0 | 0 | 0 | 0 | 4352.2053
2025-03-01 | 4096.494 | 28.5 | 0 | 1 | 0 | 0 | 0 | 0 | 0 | 0 | 0 | 0 | 0 | 0 | 0 | 0 | 0 | 0 | 0 | 0 | 0 | 0 | 0 | 0 | 1 | 0 | 0 | 0 | 4213.29
2025-03-01 | 3882.912 | 28.7 | 0 | 1 | 0 | 0 | 0 | 0 | 0 | 0 | 0 | 0 | 0 | 0 | 0 | 0 | 0 | 0 | 0 | 0 | 0 | 0 | 0 | 0 | 0 | 1 | 0 | 0 | 3962.5811
2025-03-01 | 3696.606 | 29 | 0 | 1 | 0 | 0 | 0 | 0 | 0 | 0 | 0 | 0 | 0 | 0 | 0 | 0 | 0 | 0 | 0 | 0 | 0 | 0 | 0 | 0 | 0 | 0 | 1 | 0 | 3766.6864
2025-03-01 | 3553.831 | 29.1 | 0 | 1 | 0 | 0 | 0 | 0 | 0 | 0 | 0 | 0 | 0 | 0 | 0 | 0 | 0 | 0 | 0 | 0 | 0 | 0 | 0 | 0 | 0 | 0 | 0 | 1 | 3643.0362
2025-03-02 | 3489.913 | 29.1 | 0 | 1 | 1 | 0 | 0 | 0 | 0 | 0 | 0 | 0 | 0 | 0 | 0 | 0 | 0 | 0 | 0 | 0 | 0 | 0 | 0 | 0 | 0 | 0 | 0 | 0 | 3567.9652
2025-03-02 | 3431.874 | 30.6 | 0 | 1 | 0 | 1 | 0 | 0 | 0 | 0 | 0 | 0 | 0 | 0 | 0 | 0 | 0 | 0 | 0 | 0 | 0 | 0 | 0 | 0 | 0 | 0 | 0 | 0 | 3631.3191
2025-03-02 | 3458.364 | 32.1 | 0 | 1 | 0 | 0 | 1 | 0 | 0 | 0 | 0 | 0 | 0 | 0 | 0 | 0 | 0 | 0 | 0 | 0 | 0 | 0 | 0 | 0 | 0 | 0 | 0 | 0 | 3717.3608
2025-03-02 | 3507.754 | 32.9 | 0 | 1 | 0 | 0 | 0 | 1 | 0 | 0 | 0 | 0 | 0 | 0 | 0 | 0 | 0 | 0 | 0 | 0 | 0 | 0 | 0 | 0 | 0 | 0 | 0 | 0 | 3801.8056
2025-03-02 | 3574.647 | 33.5 | 0 | 1 | 0 | 0 | 0 | 0 | 1 | 0 | 0 | 0 | 0 | 0 | 0 | 0 | 0 | 0 | 0 | 0 | 0 | 0 | 0 | 0 | 0 | 0 | 0 | 0 | 3888.0471
2025-03-02 | 3596.342 | 33.8 | 0 | 1 | 0 | 0 | 0 | 0 | 0 | 1 | 0 | 0 | 0 | 0 | 0 | 0 | 0 | 0 | 0 | 0 | 0 | 0 | 0 | 0 | 0 | 0 | 0 | 0 | 4013.6927
2025-03-02 | 3632.639 | 33.5 | 0 | 1 | 0 | 0 | 0 | 0 | 0 | 0 | 1 | 0 | 0 | 0 | 0 | 0 | 0 | 0 | 0 | 0 | 0 | 0 | 0 | 0 | 0 | 0 | 0 | 0 | 4335.1734
2025-03-02 | 3676.753 | 33.3 | 0 | 1 | 0 | 0 | 0 | 0 | 0 | 0 | 0 | 1 | 0 | 0 | 0 | 0 | 0 | 0 | 0 | 0 | 0 | 0 | 0 | 0 | 0 | 0 | 0 | 0 | 4823.7245
2025-03-02 | 3777.407 | 32.7 | 0 | 1 | 0 | 0 | 0 | 0 | 0 | 0 | 0 | 0 | 1 | 0 | 0 | 0 | 0 | 0 | 0 | 0 | 0 | 0 | 0 | 0 | 0 | 0 | 0 | 0 | 5403.8803
2025-03-02 | 3948.391 | 31.6 | 0 | 1 | 0 | 0 | 0 | 0 | 0 | 0 | 0 | 0 | 0 | 1 | 0 | 0 | 0 | 0 | 0 | 0 | 0 | 0 | 0 | 0 | 0 | 0 | 0 | 0 | 5550.828
2025-03-02 | 4247.238 | 30.2 | 0 | 1 | 0 | 0 | 0 | 0 | 0 | 0 | 0 | 0 | 0 | 0 | 1 | 0 | 0 | 0 | 0 | 0 | 0 | 0 | 0 | 0 | 0 | 0 | 0 | 0 | 5640.058
2025-03-02 | 4316.105 | 28.6 | 0 | 1 | 0 | 0 | 0 | 0 | 0 | 0 | 0 | 0 | 0 | 0 | 0 | 1 | 0 | 0 | 0 | 0 | 0 | 0 | 0 | 0 | 0 | 0 | 0 | 0 | 5559.5425
2025-03-02 | 4293.146 | 26.6 | 0 | 1 | 0 | 0 | 0 | 0 | 0 | 0 | 0 | 0 | 0 | 0 | 0 | 0 | 1 | 0 | 0 | 0 | 0 | 0 | 0 | 0 | 0 | 0 | 0 | 0 | 5404.4847
2025-03-02 | 4224.963 | 25.5 | 0 | 1 | 0 | 0 | 0 | 0 | 0 | 0 | 0 | 0 | 0 | 0 | 0 | 0 | 0 | 1 | 0 | 0 | 0 | 0 | 0 | 0 | 0 | 0 | 0 | 0 | 5323.7329
2025-03-02 | 4187.272 | 24.1 | 0 | 1 | 0 | 0 | 0 | 0 | 0 | 0 | 0 | 0 | 0 | 0 | 0 | 0 | 0 | 0 | 1 | 0 | 0 | 0 | 0 | 0 | 0 | 0 | 0 | 0 | 5178.5492
2025-03-02 | 4105.893 | 23.6 | 0 | 1 | 0 | 0 | 0 | 0 | 0 | 0 | 0 | 0 | 0 | 0 | 0 | 0 | 0 | 0 | 0 | 1 | 0 | 0 | 0 | 0 | 0 | 0 | 0 | 0 | 5015.1175
2025-03-02 | 4153.894 | 23.3 | 0 | 1 | 0 | 0 | 0 | 0 | 0 | 0 | 0 | 0 | 0 | 0 | 0 | 0 | 0 | 0 | 0 | 0 | 1 | 0 | 0 | 0 | 0 | 0 | 0 | 0 | 4701.3566
2025-03-02 | 4038.484 | 23.2 | 0 | 1 | 0 | 0 | 0 | 0 | 0 | 0 | 0 | 0 | 0 | 0 | 0 | 0 | 0 | 0 | 0 | 0 | 0 | 1 | 0 | 0 | 0 | 0 | 0 | 0 | 4393.98
2025-03-02 | 4152.482 | 23.4 | 0 | 1 | 0 | 0 | 0 | 0 | 0 | 0 | 0 | 0 | 0 | 0 | 0 | 0 | 0 | 0 | 0 | 0 | 0 | 0 | 1 | 0 | 0 | 0 | 0 | 0 | 4218.7017
2025-03-02 | 3994.084 | 23.6 | 0 | 1 | 0 | 0 | 0 | 0 | 0 | 0 | 0 | 0 | 0 | 0 | 0 | 0 | 0 | 0 | 0 | 0 | 0 | 0 | 0 | 1 | 0 | 0 | 0 | 0 | 4075.4973
2025-03-02 | 3905.994 | 23.9 | 0 | 1 | 0 | 0 | 0 | 0 | 0 | 0 | 0 | 0 | 0 | 0 | 0 | 0 | 0 | 0 | 0 | 0 | 0 | 0 | 0 | 0 | 1 | 0 | 0 | 0 | 3910.2289
2025-03-02 | 3726.764 | 23.9 | 0 | 1 | 0 | 0 | 0 | 0 | 0 | 0 | 0 | 0 | 0 | 0 | 0 | 0 | 0 | 0 | 0 | 0 | 0 | 0 | 0 | 0 | 0 | 1 | 0 | 0 | 3646.3434
2025-03-02 | 3560.73 | 23.9 | 0 | 1 | 0 | 0 | 0 | 0 | 0 | 0 | 0 | 0 | 0 | 0 | 0 | 0 | 0 | 0 | 0 | 0 | 0 | 0 | 0 | 0 | 0 | 0 | 1 | 0 | 3430.6838
2025-03-02 | 3427.914 | 24.4 | 0 | 1 | 0 | 0 | 0 | 0 | 0 | 0 | 0 | 0 | 0 | 0 | 0 | 0 | 0 | 0 | 0 | 0 | 0 | 0 | 0 | 0 | 0 | 0 | 0 | 1 | 3333.3868
2025-03-03 | 3352.092 | 26.1 | 0 | 0 | 1 | 0 | 0 | 0 | 0 | 0 | 0 | 0 | 0 | 0 | 0 | 0 | 0 | 0 | 0 | 0 | 0 | 0 | 0 | 0 | 0 | 0 | 0 | 0 | 3942.8475
2025-03-03 | 3338.172 | 26 | 0 | 0 | 0 | 1 | 0 | 0 | 0 | 0 | 0 | 0 | 0 | 0 | 0 | 0 | 0 | 0 | 0 | 0 | 0 | 0 | 0 | 0 | 0 | 0 | 0 | 0 | 3900.7888
2025-03-03 | 3334.912 | 25.3 | 0 | 0 | 0 | 0 | 1 | 0 | 0 | 0 | 0 | 0 | 0 | 0 | 0 | 0 | 0 | 0 | 0 | 0 | 0 | 0 | 0 | 0 | 0 | 0 | 0 | 0 | 3841.8882
2025-03-03 | 3426.937 | 25.3 | 0 | 0 | 0 | 0 | 0 | 1 | 0 | 0 | 0 | 0 | 0 | 0 | 0 | 0 | 0 | 0 | 0 | 0 | 0 | 0 | 0 | 0 | 0 | 0 | 0 | 0 | 3873.6268
2025-03-03 | 3465.798 | 25 | 0 | 0 | 0 | 0 | 0 | 0 | 1 | 0 | 0 | 0 | 0 | 0 | 0 | 0 | 0 | 0 | 0 | 0 | 0 | 0 | 0 | 0 | 0 | 0 | 0 | 0 | 3900.5737
2025-03-03 | 3598.142 | 25 | 0 | 0 | 0 | 0 | 0 | 0 | 0 | 1 | 0 | 0 | 0 | 0 | 0 | 0 | 0 | 0 | 0 | 0 | 0 | 0 | 0 | 0 | 0 | 0 | 0 | 0 | 4006.4544
2025-03-03 | 3812.462 | 24.3 | 0 | 0 | 0 | 0 | 0 | 0 | 0 | 0 | 1 | 0 | 0 | 0 | 0 | 0 | 0 | 0 | 0 | 0 | 0 | 0 | 0 | 0 | 0 | 0 | 0 | 0 | 4301.582
2025-03-03 | 4243.681 | 24.2 | 0 | 0 | 0 | 0 | 0 | 0 | 0 | 0 | 0 | 1 | 0 | 0 | 0 | 0 | 0 | 0 | 0 | 0 | 0 | 0 | 0 | 0 | 0 | 0 | 0 | 0 | 4796.7214
2025-03-03 | 4843.703 | 23.6 | 0 | 0 | 0 | 0 | 0 | 0 | 0 | 0 | 0 | 0 | 1 | 0 | 0 | 0 | 0 | 0 | 0 | 0 | 0 | 0 | 0 | 0 | 0 | 0 | 0 | 0 | 5376.8772
2025-03-03 | 5291.829 | 22.1 | 0 | 0 | 0 | 0 | 0 | 0 | 0 | 0 | 0 | 0 | 0 | 1 | 0 | 0 | 0 | 0 | 0 | 0 | 0 | 0 | 0 | 0 | 0 | 0 | 0 | 0 | 5497.4718
2025-03-03 | 5487.368 | 20.7 | 0 | 0 | 0 | 0 | 0 | 0 | 0 | 0 | 0 | 0 | 0 | 0 | 1 | 0 | 0 | 0 | 0 | 0 | 0 | 0 | 0 | 0 | 0 | 0 | 0 | 0 | 5586.7017
2025-03-03 | 5485.517 | 19.2 | 0 | 0 | 0 | 0 | 0 | 0 | 0 | 0 | 0 | 0 | 0 | 0 | 0 | 1 | 0 | 0 | 0 | 0 | 0 | 0 | 0 | 0 | 0 | 0 | 0 | 0 | 5512.7746
2025-03-03 | 5355.731 | 18 | 0 | 0 | 0 | 0 | 0 | 0 | 0 | 0 | 0 | 0 | 0 | 0 | 0 | 0 | 1 | 0 | 0 | 0 | 0 | 0 | 0 | 0 | 0 | 0 | 0 | 0 | 5410.4231
2025-03-03 | 5228.986 | 17.3 | 0 | 0 | 0 | 0 | 0 | 0 | 0 | 0 | 0 | 0 | 0 | 0 | 0 | 0 | 0 | 1 | 0 | 0 | 0 | 0 | 0 | 0 | 0 | 0 | 0 | 0 | 5356.0244
2025-03-03 | 5224.654 | 16.7 | 0 | 0 | 0 | 0 | 0 | 0 | 0 | 0 | 0 | 0 | 0 | 0 | 0 | 0 | 0 | 0 | 1 | 0 | 0 | 0 | 0 | 0 | 0 | 0 | 0 | 0 | 5263.5469
2025-03-03 | 5148.417 | 16.4 | 0 | 0 | 0 | 0 | 0 | 0 | 0 | 0 | 0 | 0 | 0 | 0 | 0 | 0 | 0 | 0 | 0 | 1 | 0 | 0 | 0 | 0 | 0 | 0 | 0 | 0 | 5113.2918
2025-03-03 | 4860.177 | 15.4 | 0 | 0 | 0 | 0 | 0 | 0 | 0 | 0 | 0 | 0 | 0 | 0 | 0 | 0 | 0 | 0 | 0 | 0 | 1 | 0 | 0 | 0 | 0 | 0 | 0 | 0 | 4753.4129
2025-03-03 | 4439.111 | 15.9 | 0 | 0 | 0 | 0 | 0 | 0 | 0 | 0 | 0 | 0 | 0 | 0 | 0 | 0 | 0 | 0 | 0 | 0 | 0 | 1 | 0 | 0 | 0 | 0 | 0 | 0 | 4485.566
2025-03-03 | 4241.69 | 16.8 | 0 | 0 | 0 | 0 | 0 | 0 | 0 | 0 | 0 | 0 | 0 | 0 | 0 | 0 | 0 | 0 | 0 | 0 | 0 | 0 | 1 | 0 | 0 | 0 | 0 | 0 | 4356.4057
2025-03-03 | 4121.229 | 17.4 | 0 | 0 | 0 | 0 | 0 | 0 | 0 | 0 | 0 | 0 | 0 | 0 | 0 | 0 | 0 | 0 | 0 | 0 | 0 | 0 | 0 | 1 | 0 | 0 | 0 | 0 | 4239.5545
2025-03-03 | 3848.205 | 17.2 | 0 | 0 | 0 | 0 | 0 | 0 | 0 | 0 | 0 | 0 | 0 | 0 | 0 | 0 | 0 | 0 | 0 | 0 | 0 | 0 | 0 | 0 | 1 | 0 | 0 | 0 | 4041.3447
2025-03-03 | 3595.401 | 16.8 | 0 | 0 | 0 | 0 | 0 | 0 | 0 | 0 | 0 | 0 | 0 | 0 | 0 | 0 | 0 | 0 | 0 | 0 | 0 | 0 | 0 | 0 | 0 | 1 | 0 | 0 | 3751.106
2025-03-03 | 3343.768 | 17.4 | 0 | 0 | 0 | 0 | 0 | 0 | 0 | 0 | 0 | 0 | 0 | 0 | 0 | 0 | 0 | 0 | 0 | 0 | 0 | 0 | 0 | 0 | 0 | 0 | 1 | 0 | 3574.9761
2025-03-03 | 3244.4 | 17.8 | 0 | 0 | 0 | 0 | 0 | 0 | 0 | 0 | 0 | 0 | 0 | 0 | 0 | 0 | 0 | 0 | 0 | 0 | 0 | 0 | 0 | 0 | 0 | 0 | 0 | 1 | 3471.0908
2025-03-04 | 3131.896 | 18.6 | 0 | 0 | 1 | 0 | 0 | 0 | 0 | 0 | 0 | 0 | 0 | 0 | 0 | 0 | 0 | 0 | 0 | 0 | 0 | 0 | 0 | 0 | 0 | 0 | 0 | 0 | 3448.7261
2025-03-04 | 3116.064 | 18.4 | 0 | 0 | 0 | 1 | 0 | 0 | 0 | 0 | 0 | 0 | 0 | 0 | 0 | 0 | 0 | 0 | 0 | 0 | 0 | 0 | 0 | 0 | 0 | 0 | 0 | 0 | 3400.0791
2025-03-04 | 3080.341 | 17.8 | 0 | 0 | 0 | 0 | 1 | 0 | 0 | 0 | 0 | 0 | 0 | 0 | 0 | 0 | 0 | 0 | 0 | 0 | 0 | 0 | 0 | 0 | 0 | 0 | 0 | 0 | 3347.7668
2025-03-04 | 3102.315 | 17.5 | 0 | 0 | 0 | 0 | 0 | 1 | 0 | 0 | 0 | 0 | 0 | 0 | 0 | 0 | 0 | 0 | 0 | 0 | 0 | 0 | 0 | 0 | 0 | 0 | 0 | 0 | 3359.7405
2025-03-04 | 3137.786 | 17.1 | 0 | 0 | 0 | 0 | 0 | 0 | 1 | 0 | 0 | 0 | 0 | 0 | 0 | 0 | 0 | 0 | 0 | 0 | 0 | 0 | 0 | 0 | 0 | 0 | 0 | 0 | 3380.0992
2025-03-04 | 3143.177 | 17.1 | 0 | 0 | 0 | 0 | 0 | 0 | 0 | 1 | 0 | 0 | 0 | 0 | 0 | 0 | 0 | 0 | 0 | 0 | 0 | 0 | 0 | 0 | 0 | 0 | 0 | 0 | 3485.9799
2025-03-04 | 3458.091 | 16.7 | 0 | 0 | 0 | 0 | 0 | 0 | 0 | 0 | 1 | 0 | 0 | 0 | 0 | 0 | 0 | 0 | 0 | 0 | 0 | 0 | 0 | 0 | 0 | 0 | 0 | 0 | 3800.8723
2025-03-04 | 3922.704 | 16.4 | 0 | 0 | 0 | 0 | 0 | 0 | 0 | 0 | 0 | 1 | 0 | 0 | 0 | 0 | 0 | 0 | 0 | 0 | 0 | 0 | 0 | 0 | 0 | 0 | 0 | 0 | 4282.8352
2025-03-04 | 4523.44 | 16 | 0 | 0 | 0 | 0 | 0 | 0 | 0 | 0 | 0 | 0 | 1 | 0 | 0 | 0 | 0 | 0 | 0 | 0 | 0 | 0 | 0 | 0 | 0 | 0 | 0 | 0 | 4876.1676
2025-03-04 | 4953.779 | 15.5 | 0 | 0 | 0 | 0 | 0 | 0 | 0 | 0 | 0 | 0 | 0 | 1 | 0 | 0 | 0 | 0 | 0 | 0 | 0 | 0 | 0 | 0 | 0 | 0 | 0 | 0 | 5062.6449
2025-03-04 | 5210.285 | 14.2 | 0 | 0 | 0 | 0 | 0 | 0 | 0 | 0 | 0 | 0 | 0 | 0 | 1 | 0 | 0 | 0 | 0 | 0 | 0 | 0 | 0 | 0 | 0 | 0 | 0 | 0 | 5158.4632
2025-03-04 | 5187.013 | 14.7 | 0 | 0 | 0 | 0 | 0 | 0 | 0 | 0 | 0 | 0 | 0 | 0 | 0 | 1 | 0 | 0 | 0 | 0 | 0 | 0 | 0 | 0 | 0 | 0 | 0 | 0 | 5216.3017
2025-03-04 | 5137.352 | 14.3 | 0 | 0 | 0 | 0 | 0 | 0 | 0 | 0 | 0 | 0 | 0 | 0 | 0 | 0 | 1 | 0 | 0 | 0 | 0 | 0 | 0 | 0 | 0 | 0 | 0 | 0 | 5166.6565
2025-03-04 | 5110.819 | 14 | 0 | 0 | 0 | 0 | 0 | 0 | 0 | 0 | 0 | 0 | 0 | 0 | 0 | 0 | 0 | 1 | 0 | 0 | 0 | 0 | 0 | 0 | 0 | 0 | 0 | 0 | 5138.611
2025-03-04 | 5064.644 | 13.4 | 0 | 0 | 0 | 0 | 0 | 0 | 0 | 0 | 0 | 0 | 0 | 0 | 0 | 0 | 0 | 0 | 1 | 0 | 0 | 0 | 0 | 0 | 0 | 0 | 0 | 0 | 5046.1335
2025-03-04 | 5025.058 | 11.8 | 0 | 0 | 0 | 0 | 0 | 0 | 0 | 0 | 0 | 0 | 0 | 0 | 0 | 0 | 0 | 0 | 0 | 1 | 0 | 0 | 0 | 0 | 0 | 0 | 0 | 0 | 4810.2307
2025-03-04 | 4801.014 | 11.1 | 0 | 0 | 0 | 0 | 0 | 0 | 0 | 0 | 0 | 0 | 0 | 0 | 0 | 0 | 0 | 0 | 0 | 0 | 1 | 0 | 0 | 0 | 0 | 0 | 0 | 0 | 4470.1166
2025-03-04 | 4468.314 | 11.7 | 0 | 0 | 0 | 0 | 0 | 0 | 0 | 0 | 0 | 0 | 0 | 0 | 0 | 0 | 0 | 0 | 0 | 0 | 0 | 1 | 0 | 0 | 0 | 0 | 0 | 0 | 4208.8581
2025-03-04 | 4205.645 | 11.5 | 0 | 0 | 0 | 0 | 0 | 0 | 0 | 0 | 0 | 0 | 0 | 0 | 0 | 0 | 0 | 0 | 0 | 0 | 0 | 0 | 1 | 0 | 0 | 0 | 0 | 0 | 4007.2266
2025-03-04 | 4020.006 | 13 | 0 | 0 | 0 | 0 | 0 | 0 | 0 | 0 | 0 | 0 | 0 | 0 | 0 | 0 | 0 | 0 | 0 | 0 | 0 | 0 | 0 | 1 | 0 | 0 | 0 | 0 | 3949.67
2025-03-04 | 3721.766 | 12.7 | 0 | 0 | 0 | 0 | 0 | 0 | 0 | 0 | 0 | 0 | 0 | 0 | 0 | 0 | 0 | 0 | 0 | 0 | 0 | 0 | 0 | 0 | 1 | 0 | 0 | 0 | 3744.8718
2025-03-04 | 3451.294 | 13 | 0 | 0 | 0 | 0 | 0 | 0 | 0 | 0 | 0 | 0 | 0 | 0 | 0 | 0 | 0 | 0 | 0 | 0 | 0 | 0 | 0 | 0 | 0 | 1 | 0 | 0 | 3500.7512
2025-03-04 | 3215.609 | 14.6 | 0 | 0 | 0 | 0 | 0 | 0 | 0 | 0 | 0 | 0 | 0 | 0 | 0 | 0 | 0 | 0 | 0 | 0 | 0 | 0 | 0 | 0 | 0 | 0 | 1 | 0 | 3390.5042
2025-03-04 | 3058.099 | 14.5 | 0 | 0 | 0 | 0 | 0 | 0 | 0 | 0 | 0 | 0 | 0 | 0 | 0 | 0 | 0 | 0 | 0 | 0 | 0 | 0 | 0 | 0 | 0 | 0 | 0 | 1 | 3253.6774
2025-03-05 | 2966.986 | 14.6 | 0 | 0 | 1 | 0 | 0 | 0 | 0 | 0 | 0 | 0 | 0 | 0 | 0 | 0 | 0 | 0 | 0 | 0 | 0 | 0 | 0 | 0 | 0 | 0 | 0 | 0 | 3185.1947
2025-03-05 | 2920.253 | 14.6 | 0 | 0 | 0 | 1 | 0 | 0 | 0 | 0 | 0 | 0 | 0 | 0 | 0 | 0 | 0 | 0 | 0 | 0 | 0 | 0 | 0 | 0 | 0 | 0 | 0 | 0 | 3149.7243
2025-03-05 | 2881.297 | 15.1 | 0 | 0 | 0 | 0 | 1 | 0 | 0 | 0 | 0 | 0 | 0 | 0 | 0 | 0 | 0 | 0 | 0 | 0 | 0 | 0 | 0 | 0 | 0 | 0 | 0 | 0 | 3169.8831
2025-03-05 | 2921.193 | 15.8 | 0 | 0 | 0 | 0 | 0 | 1 | 0 | 0 | 0 | 0 | 0 | 0 | 0 | 0 | 0 | 0 | 0 | 0 | 0 | 0 | 0 | 0 | 0 | 0 | 0 | 0 | 3247.7397
2025-03-05 | 2951.037 | 14.9 | 0 | 0 | 0 | 0 | 0 | 0 | 1 | 0 | 0 | 0 | 0 | 0 | 0 | 0 | 0 | 0 | 0 | 0 | 0 | 0 | 0 | 0 | 0 | 0 | 0 | 0 | 3235.1569
2025-03-05 | 3043.822 | 15.1 | 0 | 0 | 0 | 0 | 0 | 0 | 0 | 1 | 0 | 0 | 0 | 0 | 0 | 0 | 0 | 0 | 0 | 0 | 0 | 0 | 0 | 0 | 0 | 0 | 0 | 0 | 3354.2142
2025-03-05 | 3270.591 | 15.2 | 0 | 0 | 0 | 0 | 0 | 0 | 0 | 0 | 1 | 0 | 0 | 0 | 0 | 0 | 0 | 0 | 0 | 0 | 0 | 0 | 0 | 0 | 0 | 0 | 0 | 0 | 3702.048
2025-03-05 | 3717.605 | 15 | 0 | 0 | 0 | 0 | 0 | 0 | 0 | 0 | 0 | 1 | 0 | 0 | 0 | 0 | 0 | 0 | 0 | 0 | 0 | 0 | 0 | 0 | 0 | 0 | 0 | 0 | 4190.5992
2025-03-05 | 4357.33 | 14.5 | 0 | 0 | 0 | 0 | 0 | 0 | 0 | 0 | 0 | 0 | 1 | 0 | 0 | 0 | 0 | 0 | 0 | 0 | 0 | 0 | 0 | 0 | 0 | 0 | 0 | 0 | 4777.3433
2025-03-05 | 4716.754 | 13.5 | 0 | 0 | 0 | 0 | 0 | 0 | 0 | 0 | 0 | 0 | 0 | 1 | 0 | 0 | 0 | 0 | 0 | 0 | 0 | 0 | 0 | 0 | 0 | 0 | 0 | 0 | 4930.8792
2025-03-05 | 5030.037 | 13.3 | 0 | 0 | 0 | 0 | 0 | 0 | 0 | 0 | 0 | 0 | 0 | 0 | 1 | 0 | 0 | 0 | 0 | 0 | 0 | 0 | 0 | 0 | 0 | 0 | 0 | 0 | 5099.1686
2025-03-05 | 5176.566 | 12.5 | 0 | 0 | 0 | 0 | 0 | 0 | 0 | 0 | 0 | 0 | 0 | 0 | 0 | 1 | 0 | 0 | 0 | 0 | 0 | 0 | 0 | 0 | 0 | 0 | 0 | 0 | 5071.3595
2025-03-05 | 5111.922 | 12.2 | 0 | 0 | 0 | 0 | 0 | 0 | 0 | 0 | 0 | 0 | 0 | 0 | 0 | 0 | 1 | 0 | 0 | 0 | 0 | 0 | 0 | 0 | 0 | 0 | 0 | 0 | 5028.3025
2025-03-05 | 5167.356 | 12.1 | 0 | 0 | 0 | 0 | 0 | 0 | 0 | 0 | 0 | 0 | 0 | 0 | 0 | 0 | 0 | 1 | 0 | 0 | 0 | 0 | 0 | 0 | 0 | 0 | 0 | 0 | 5013.4335
2025-03-05 | 5064.171 | 12 | 0 | 0 | 0 | 0 | 0 | 0 | 0 | 0 | 0 | 0 | 0 | 0 | 0 | 0 | 0 | 0 | 1 | 0 | 0 | 0 | 0 | 0 | 0 | 0 | 0 | 0 | 4953.8975
2025-03-05 | 4940.32 | 11.6 | 0 | 0 | 0 | 0 | 0 | 0 | 0 | 0 | 0 | 0 | 0 | 0 | 0 | 0 | 0 | 0 | 0 | 1 | 0 | 0 | 0 | 0 | 0 | 0 | 0 | 0 | 4797.0541
2025-03-05 | 4612.72 | 11 | 0 | 0 | 0 | 0 | 0 | 0 | 0 | 0 | 0 | 0 | 0 | 0 | 0 | 0 | 0 | 0 | 0 | 0 | 1 | 0 | 0 | 0 | 0 | 0 | 0 | 0 | 4463.5284
2025-03-05 | 4217.344 | 11.4 | 0 | 0 | 0 | 0 | 0 | 0 | 0 | 0 | 0 | 0 | 0 | 0 | 0 | 0 | 0 | 0 | 0 | 0 | 0 | 1 | 0 | 0 | 0 | 0 | 0 | 0 | 4189.0932
2025-03-05 | 4049.266 | 11.2 | 0 | 0 | 0 | 0 | 0 | 0 | 0 | 0 | 0 | 0 | 0 | 0 | 0 | 0 | 0 | 0 | 0 | 0 | 0 | 0 | 1 | 0 | 0 | 0 | 0 | 0 | 3987.4618
2025-03-05 | 3806.751 | 12.7 | 0 | 0 | 0 | 0 | 0 | 0 | 0 | 0 | 0 | 0 | 0 | 0 | 0 | 0 | 0 | 0 | 0 | 0 | 0 | 0 | 0 | 1 | 0 | 0 | 0 | 0 | 3929.9051
2025-03-05 | 3545.168 | 13.2 | 0 | 0 | 0 | 0 | 0 | 0 | 0 | 0 | 0 | 0 | 0 | 0 | 0 | 0 | 0 | 0 | 0 | 0 | 0 | 0 | 0 | 0 | 1 | 0 | 0 | 0 | 3777.8133
2025-03-05 | 3275.265 | 13 | 0 | 0 | 0 | 0 | 0 | 0 | 0 | 0 | 0 | 0 | 0 | 0 | 0 | 0 | 0 | 0 | 0 | 0 | 0 | 0 | 0 | 0 | 0 | 1 | 0 | 0 | 3500.7512
2025-03-05 | 3075.212 | 12.3 | 0 | 0 | 0 | 0 | 0 | 0 | 0 | 0 | 0 | 0 | 0 | 0 | 0 | 0 | 0 | 0 | 0 | 0 | 0 | 0 | 0 | 0 | 0 | 0 | 1 | 0 | 3238.9736
2025-03-05 | 2949.372 | 14.7 | 0 | 0 | 0 | 0 | 0 | 0 | 0 | 0 | 0 | 0 | 0 | 0 | 0 | 0 | 0 | 0 | 0 | 0 | 0 | 0 | 0 | 0 | 0 | 0 | 0 | 1 | 3266.854
2025-03-06 | 2930.286 | 15 | 0 | 0 | 1 | 0 | 0 | 0 | 0 | 0 | 0 | 0 | 0 | 0 | 0 | 0 | 0 | 0 | 0 | 0 | 0 | 0 | 0 | 0 | 0 | 0 | 0 | 0 | 3211.5478
2025-03-06 | 2888.758 | 15.1 | 0 | 0 | 0 | 1 | 0 | 0 | 0 | 0 | 0 | 0 | 0 | 0 | 0 | 0 | 0 | 0 | 0 | 0 | 0 | 0 | 0 | 0 | 0 | 0 | 0 | 0 | 3182.6657
2025-03-06 | 2890.387 | 15.6 | 0 | 0 | 0 | 0 | 1 | 0 | 0 | 0 | 0 | 0 | 0 | 0 | 0 | 0 | 0 | 0 | 0 | 0 | 0 | 0 | 0 | 0 | 0 | 0 | 0 | 0 | 3202.8246
2025-03-06 | 2890.466 | 15.9 | 0 | 0 | 0 | 0 | 0 | 1 | 0 | 0 | 0 | 0 | 0 | 0 | 0 | 0 | 0 | 0 | 0 | 0 | 0 | 0 | 0 | 0 | 0 | 0 | 0 | 0 | 3254.328
2025-03-06 | 2997.315 | 15.9 | 0 | 0 | 0 | 0 | 0 | 0 | 1 | 0 | 0 | 0 | 0 | 0 | 0 | 0 | 0 | 0 | 0 | 0 | 0 | 0 | 0 | 0 | 0 | 0 | 0 | 0 | 3301.0397
2025-03-06 | 3082.895 | 15.9 | 0 | 0 | 0 | 0 | 0 | 0 | 0 | 1 | 0 | 0 | 0 | 0 | 0 | 0 | 0 | 0 | 0 | 0 | 0 | 0 | 0 | 0 | 0 | 0 | 0 | 0 | 3406.9205
2025-03-06 | 3297.616 | 17 | 0 | 0 | 0 | 0 | 0 | 0 | 0 | 0 | 1 | 0 | 0 | 0 | 0 | 0 | 0 | 0 | 0 | 0 | 0 | 0 | 0 | 0 | 0 | 0 | 0 | 0 | 3820.6372
2025-03-06 | 3851.069 | 17.8 | 0 | 0 | 0 | 0 | 0 | 0 | 0 | 0 | 0 | 1 | 0 | 0 | 0 | 0 | 0 | 0 | 0 | 0 | 0 | 0 | 0 | 0 | 0 | 0 | 0 | 0 | 4375.0712
2025-03-06 | 4359.245 | 18.5 | 0 | 0 | 0 | 0 | 0 | 0 | 0 | 0 | 0 | 0 | 1 | 0 | 0 | 0 | 0 | 0 | 0 | 0 | 0 | 0 | 0 | 0 | 0 | 0 | 0 | 0 | 5040.8747
2025-03-06 | 4808.283 | 19.4 | 0 | 0 | 0 | 0 | 0 | 0 | 0 | 0 | 0 | 0 | 0 | 1 | 0 | 0 | 0 | 0 | 0 | 0 | 0 | 0 | 0 | 0 | 0 | 0 | 0 | 0 | 5319.5881
2025-03-06 | 5105.76 | 20.2 | 0 | 0 | 0 | 0 | 0 | 0 | 0 | 0 | 0 | 0 | 0 | 0 | 1 | 0 | 0 | 0 | 0 | 0 | 0 | 0 | 0 | 0 | 0 | 0 | 0 | 0 | 5553.7603
2025-03-06 | 5200.02 | 20.9 | 0 | 0 | 0 | 0 | 0 | 0 | 0 | 0 | 0 | 0 | 0 | 0 | 0 | 1 | 0 | 0 | 0 | 0 | 0 | 0 | 0 | 0 | 0 | 0 | 0 | 0 | 5624.7754
2025-03-06 | 5241.116 | 21.1 | 0 | 0 | 0 | 0 | 0 | 0 | 0 | 0 | 0 | 0 | 0 | 0 | 0 | 0 | 1 | 0 | 0 | 0 | 0 | 0 | 0 | 0 | 0 | 0 | 0 | 0 | 5614.6599
2025-03-06 | 5283.456 | 21 | 0 | 0 | 0 | 0 | 0 | 0 | 0 | 0 | 0 | 0 | 0 | 0 | 0 | 0 | 0 | 1 | 0 | 0 | 0 | 0 | 0 | 0 | 0 | 0 | 0 | 0 | 5599.7909
2025-03-06 | 5327.879 | 19.9 | 0 | 0 | 0 | 0 | 0 | 0 | 0 | 0 | 0 | 0 | 0 | 0 | 0 | 0 | 0 | 0 | 1 | 0 | 0 | 0 | 0 | 0 | 0 | 0 | 0 | 0 | 5474.3721
2025-03-06 | 5281.066 | 20.1 | 0 | 0 | 0 | 0 | 0 | 0 | 0 | 0 | 0 | 0 | 0 | 0 | 0 | 0 | 0 | 0 | 0 | 1 | 0 | 0 | 0 | 0 | 0 | 0 | 0 | 0 | 5357.0584
2025-03-06 | 5170.264 | 19.7 | 0 | 0 | 0 | 0 | 0 | 0 | 0 | 0 | 0 | 0 | 0 | 0 | 0 | 0 | 0 | 0 | 0 | 0 | 1 | 0 | 0 | 0 | 0 | 0 | 0 | 0 | 5036.7092
2025-03-06 | 4696.759 | 19.7 | 0 | 0 | 0 | 0 | 0 | 0 | 0 | 0 | 0 | 0 | 0 | 0 | 0 | 0 | 0 | 0 | 0 | 0 | 0 | 1 | 0 | 0 | 0 | 0 | 0 | 0 | 4735.9209
2025-03-06 | 4539.596 | 19.6 | 0 | 0 | 0 | 0 | 0 | 0 | 0 | 0 | 0 | 0 | 0 | 0 | 0 | 0 | 0 | 0 | 0 | 0 | 0 | 0 | 1 | 0 | 0 | 0 | 0 | 0 | 4540.8777
2025-03-06 | 4216.687 | 20 | 0 | 0 | 0 | 0 | 0 | 0 | 0 | 0 | 0 | 0 | 0 | 0 | 0 | 0 | 0 | 0 | 0 | 0 | 0 | 0 | 0 | 1 | 0 | 0 | 0 | 0 | 4410.8499
2025-03-06 | 3966.46 | 19.8 | 0 | 0 | 0 | 0 | 0 | 0 | 0 | 0 | 0 | 0 | 0 | 0 | 0 | 0 | 0 | 0 | 0 | 0 | 0 | 0 | 0 | 0 | 1 | 0 | 0 | 0 | 4212.6401
2025-03-06 | 3721.116 | 19.6 | 0 | 0 | 0 | 0 | 0 | 0 | 0 | 0 | 0 | 0 | 0 | 0 | 0 | 0 | 0 | 0 | 0 | 0 | 0 | 0 | 0 | 0 | 0 | 1 | 0 | 0 | 3935.578
2025-03-06 | 3435.84 | 19.9 | 0 | 0 | 0 | 0 | 0 | 0 | 0 | 0 | 0 | 0 | 0 | 0 | 0 | 0 | 0 | 0 | 0 | 0 | 0 | 0 | 0 | 0 | 0 | 0 | 1 | 0 | 3739.6833
2025-03-06 | 3272.725 | 20.1 | 0 | 0 | 0 | 0 | 0 | 0 | 0 | 0 | 0 | 0 | 0 | 0 | 0 | 0 | 0 | 0 | 0 | 0 | 0 | 0 | 0 | 0 | 0 | 0 | 0 | 1 | 3622.6214
2025-03-07 | 3202.851 | 20 | 0 | 0 | 1 | 0 | 0 | 0 | 0 | 0 | 0 | 0 | 0 | 0 | 0 | 0 | 0 | 0 | 0 | 0 | 0 | 0 | 0 | 0 | 0 | 0 | 0 | 0 | 3540.9621
2025-03-07 | 3200.677 | 20.5 | 0 | 0 | 0 | 1 | 0 | 0 | 0 | 0 | 0 | 0 | 0 | 0 | 0 | 0 | 0 | 0 | 0 | 0 | 0 | 0 | 0 | 0 | 0 | 0 | 0 | 0 | 3538.4331
2025-03-07 | 3077.253 | 20.3 | 0 | 0 | 0 | 0 | 1 | 0 | 0 | 0 | 0 | 0 | 0 | 0 | 0 | 0 | 0 | 0 | 0 | 0 | 0 | 0 | 0 | 0 | 0 | 0 | 0 | 0 | 3512.474
2025-03-07 | 3094.299 | 20.2 | 0 | 0 | 0 | 0 | 0 | 1 | 0 | 0 | 0 | 0 | 0 | 0 | 0 | 0 | 0 | 0 | 0 | 0 | 0 | 0 | 0 | 0 | 0 | 0 | 0 | 0 | 3537.6242
2025-03-07 | 3164.793 | 20.4 | 0 | 0 | 0 | 0 | 0 | 0 | 1 | 0 | 0 | 0 | 0 | 0 | 0 | 0 | 0 | 0 | 0 | 0 | 0 | 0 | 0 | 0 | 0 | 0 | 0 | 0 | 3597.5126
2025-03-07 | 3245.588 | 19.8 | 0 | 0 | 0 | 0 | 0 | 0 | 0 | 1 | 0 | 0 | 0 | 0 | 0 | 0 | 0 | 0 | 0 | 0 | 0 | 0 | 0 | 0 | 0 | 0 | 0 | 0 | 3663.8636
2025-03-07 | 3431.003 | 19.6 | 0 | 0 | 0 | 0 | 0 | 0 | 0 | 0 | 1 | 0 | 0 | 0 | 0 | 0 | 0 | 0 | 0 | 0 | 0 | 0 | 0 | 0 | 0 | 0 | 0 | 0 | 3991.9326
2025-03-07 | 4050.846 | 19.9 | 0 | 0 | 0 | 0 | 0 | 0 | 0 | 0 | 0 | 1 | 0 | 0 | 0 | 0 | 0 | 0 | 0 | 0 | 0 | 0 | 0 | 0 | 0 | 0 | 0 | 0 | 4513.4252
2025-03-07 | 4440.298 | 19.2 | 0 | 0 | 0 | 0 | 0 | 0 | 0 | 0 | 0 | 0 | 1 | 0 | 0 | 0 | 0 | 0 | 0 | 0 | 0 | 0 | 0 | 0 | 0 | 0 | 0 | 0 | 5086.9927
2025-03-07 | 4872.876 | 18.2 | 0 | 0 | 0 | 0 | 0 | 0 | 0 | 0 | 0 | 0 | 0 | 1 | 0 | 0 | 0 | 0 | 0 | 0 | 0 | 0 | 0 | 0 | 0 | 0 | 0 | 0 | 5240.5286
2025-03-07 | 5125.794 | 18.4 | 0 | 0 | 0 | 0 | 0 | 0 | 0 | 0 | 0 | 0 | 0 | 0 | 1 | 0 | 0 | 0 | 0 | 0 | 0 | 0 | 0 | 0 | 0 | 0 | 0 | 0 | 5435.1712
2025-03-07 | 5193.136 | 17.6 | 0 | 0 | 0 | 0 | 0 | 0 | 0 | 0 | 0 | 0 | 0 | 0 | 0 | 1 | 0 | 0 | 0 | 0 | 0 | 0 | 0 | 0 | 0 | 0 | 0 | 0 | 5407.362
2025-03-07 | 5155.447 | 17 | 0 | 0 | 0 | 0 | 0 | 0 | 0 | 0 | 0 | 0 | 0 | 0 | 0 | 0 | 1 | 0 | 0 | 0 | 0 | 0 | 0 | 0 | 0 | 0 | 0 | 0 | 5344.5402
2025-03-07 | 5110.721 | 16.8 | 0 | 0 | 0 | 0 | 0 | 0 | 0 | 0 | 0 | 0 | 0 | 0 | 0 | 0 | 0 | 1 | 0 | 0 | 0 | 0 | 0 | 0 | 0 | 0 | 0 | 0 | 5323.0829
2025-03-07 | 5016.011 | 15.7 | 0 | 0 | 0 | 0 | 0 | 0 | 0 | 0 | 0 | 0 | 0 | 0 | 0 | 0 | 0 | 0 | 1 | 0 | 0 | 0 | 0 | 0 | 0 | 0 | 0 | 0 | 5197.6641
2025-03-07 | 4863.38 | 16 | 0 | 0 | 0 | 0 | 0 | 0 | 0 | 0 | 0 | 0 | 0 | 0 | 0 | 0 | 0 | 0 | 0 | 1 | 0 | 0 | 0 | 0 | 0 | 0 | 0 | 0 | 5086.9387
2025-03-07 | 4637.136 | 16.2 | 0 | 0 | 0 | 0 | 0 | 0 | 0 | 0 | 0 | 0 | 0 | 0 | 0 | 0 | 0 | 0 | 0 | 0 | 1 | 0 | 0 | 0 | 0 | 0 | 0 | 0 | 4806.1192
2025-03-07 | 4288.498 | 17.1 | 0 | 0 | 0 | 0 | 0 | 0 | 0 | 0 | 0 | 0 | 0 | 0 | 0 | 0 | 0 | 0 | 0 | 0 | 0 | 1 | 0 | 0 | 0 | 0 | 0 | 0 | 4564.6255
2025-03-07 | 4163.926 | 18.1 | 0 | 0 | 0 | 0 | 0 | 0 | 0 | 0 | 0 | 0 | 0 | 0 | 0 | 0 | 0 | 0 | 0 | 0 | 0 | 0 | 1 | 0 | 0 | 0 | 0 | 0 | 4442.0535
2025-03-07 | 3967.507 | 19 | 0 | 0 | 0 | 0 | 0 | 0 | 0 | 0 | 0 | 0 | 0 | 0 | 0 | 0 | 0 | 0 | 0 | 0 | 0 | 0 | 0 | 1 | 0 | 0 | 0 | 0 | 4344.9671
2025-03-07 | 3779.773 | 18.7 | 0 | 0 | 0 | 0 | 0 | 0 | 0 | 0 | 0 | 0 | 0 | 0 | 0 | 0 | 0 | 0 | 0 | 0 | 0 | 0 | 0 | 0 | 1 | 0 | 0 | 0 | 4140.1689
2025-03-07 | 3533.702 | 18.6 | 0 | 0 | 0 | 0 | 0 | 0 | 0 | 0 | 0 | 0 | 0 | 0 | 0 | 0 | 0 | 0 | 0 | 0 | 0 | 0 | 0 | 0 | 0 | 1 | 0 | 0 | 3869.6952
2025-03-07 | 3273.391 | 18.4 | 0 | 0 | 0 | 0 | 0 | 0 | 0 | 0 | 0 | 0 | 0 | 0 | 0 | 0 | 0 | 0 | 0 | 0 | 0 | 0 | 0 | 0 | 0 | 0 | 1 | 0 | 3640.859
2025-03-07 | 3158.932 | 18.2 | 0 | 0 | 0 | 0 | 0 | 0 | 0 | 0 | 0 | 0 | 0 | 0 | 0 | 0 | 0 | 0 | 0 | 0 | 0 | 0 | 0 | 0 | 0 | 0 | 0 | 1 | 3497.444
2025-03-08 | 3091.732 | 18.1 | 0 | 1 | 1 | 0 | 0 | 0 | 0 | 0 | 0 | 0 | 0 | 0 | 0 | 0 | 0 | 0 | 0 | 0 | 0 | 0 | 0 | 0 | 0 | 0 | 0 | 0 | 2843.2538
2025-03-08 | 3133.747 | 18.1 | 0 | 1 | 0 | 1 | 0 | 0 | 0 | 0 | 0 | 0 | 0 | 0 | 0 | 0 | 0 | 0 | 0 | 0 | 0 | 0 | 0 | 0 | 0 | 0 | 0 | 0 | 2807.7834
2025-03-08 | 3039.702 | 20.3 | 0 | 1 | 0 | 0 | 1 | 0 | 0 | 0 | 0 | 0 | 0 | 0 | 0 | 0 | 0 | 0 | 0 | 0 | 0 | 0 | 0 | 0 | 0 | 0 | 0 | 0 | 2939.9431
2025-03-08 | 3073.321 | 21.3 | 0 | 1 | 0 | 0 | 0 | 1 | 0 | 0 | 0 | 0 | 0 | 0 | 0 | 0 | 0 | 0 | 0 | 0 | 0 | 0 | 0 | 0 | 0 | 0 | 0 | 0 | 3037.5645
2025-03-08 | 3135.983 | 22.4 | 0 | 1 | 0 | 0 | 0 | 0 | 1 | 0 | 0 | 0 | 0 | 0 | 0 | 0 | 0 | 0 | 0 | 0 | 0 | 0 | 0 | 0 | 0 | 0 | 0 | 0 | 3156.7474
2025-03-08 | 3206.549 | 22.7 | 0 | 1 | 0 | 0 | 0 | 0 | 0 | 1 | 0 | 0 | 0 | 0 | 0 | 0 | 0 | 0 | 0 | 0 | 0 | 0 | 0 | 0 | 0 | 0 | 0 | 0 | 3282.393
2025-03-08 | 3373.496 | 23 | 0 | 1 | 0 | 0 | 0 | 0 | 0 | 0 | 1 | 0 | 0 | 0 | 0 | 0 | 0 | 0 | 0 | 0 | 0 | 0 | 0 | 0 | 0 | 0 | 0 | 0 | 3643.4034
2025-03-08 | 3519.81 | 23.6 | 0 | 1 | 0 | 0 | 0 | 0 | 0 | 0 | 0 | 1 | 0 | 0 | 0 | 0 | 0 | 0 | 0 | 0 | 0 | 0 | 0 | 0 | 0 | 0 | 0 | 0 | 4184.6609
2025-03-08 | 3612.283 | 23.5 | 0 | 1 | 0 | 0 | 0 | 0 | 0 | 0 | 0 | 0 | 1 | 0 | 0 | 0 | 0 | 0 | 0 | 0 | 0 | 0 | 0 | 0 | 0 | 0 | 0 | 0 | 4797.7581
2025-03-08 | 4116.785 | 22.3 | 0 | 1 | 0 | 0 | 0 | 0 | 0 | 0 | 0 | 0 | 0 | 1 | 0 | 0 | 0 | 0 | 0 | 0 | 0 | 0 | 0 | 0 | 0 | 0 | 0 | 0 | 4938.1175
2025-03-08 | 4367.31 | 20.9 | 0 | 1 | 0 | 0 | 0 | 0 | 0 | 0 | 0 | 0 | 0 | 0 | 1 | 0 | 0 | 0 | 0 | 0 | 0 | 0 | 0 | 0 | 0 | 0 | 0 | 0 | 5027.3475
2025-03-08 | 4533.274 | 19.7 | 0 | 1 | 0 | 0 | 0 | 0 | 0 | 0 | 0 | 0 | 0 | 0 | 0 | 1 | 0 | 0 | 0 | 0 | 0 | 0 | 0 | 0 | 0 | 0 | 0 | 0 | 4973.1852
2025-03-08 | 4479.376 | 18.5 | 0 | 1 | 0 | 0 | 0 | 0 | 0 | 0 | 0 | 0 | 0 | 0 | 0 | 0 | 1 | 0 | 0 | 0 | 0 | 0 | 0 | 0 | 0 | 0 | 0 | 0 | 4870.8336
2025-03-08 | 4295.141 | 16.9 | 0 | 1 | 0 | 0 | 0 | 0 | 0 | 0 | 0 | 0 | 0 | 0 | 0 | 0 | 0 | 1 | 0 | 0 | 0 | 0 | 0 | 0 | 0 | 0 | 0 | 0 | 4757.1404
2025-03-08 | 4207.522 | 17.1 | 0 | 1 | 0 | 0 | 0 | 0 | 0 | 0 | 0 | 0 | 0 | 0 | 0 | 0 | 0 | 0 | 1 | 0 | 0 | 0 | 0 | 0 | 0 | 0 | 0 | 0 | 4717.3692
2025-03-08 | 4126.745 | 17.4 | 0 | 1 | 0 | 0 | 0 | 0 | 0 | 0 | 0 | 0 | 0 | 0 | 0 | 0 | 0 | 0 | 0 | 1 | 0 | 0 | 0 | 0 | 0 | 0 | 0 | 0 | 4606.6438
2025-03-08 | 4020.941 | 17.9 | 0 | 1 | 0 | 0 | 0 | 0 | 0 | 0 | 0 | 0 | 0 | 0 | 0 | 0 | 0 | 0 | 0 | 0 | 1 | 0 | 0 | 0 | 0 | 0 | 0 | 0 | 4345.5892
2025-03-08 | 3928.178 | 18.5 | 0 | 1 | 0 | 0 | 0 | 0 | 0 | 0 | 0 | 0 | 0 | 0 | 0 | 0 | 0 | 0 | 0 | 0 | 0 | 1 | 0 | 0 | 0 | 0 | 0 | 0 | 4084.3306
2025-03-08 | 3982.138 | 19.8 | 0 | 1 | 0 | 0 | 0 | 0 | 0 | 0 | 0 | 0 | 0 | 0 | 0 | 0 | 0 | 0 | 0 | 0 | 0 | 0 | 1 | 0 | 0 | 0 | 0 | 0 | 3981.5235
2025-03-08 | 3928.4 | 20.9 | 0 | 1 | 0 | 0 | 0 | 0 | 0 | 0 | 0 | 0 | 0 | 0 | 0 | 0 | 0 | 0 | 0 | 0 | 0 | 0 | 0 | 1 | 0 | 0 | 0 | 0 | 3897.6136
2025-03-08 | 3784.883 | 21.7 | 0 | 1 | 0 | 0 | 0 | 0 | 0 | 0 | 0 | 0 | 0 | 0 | 0 | 0 | 0 | 0 | 0 | 0 | 0 | 0 | 0 | 0 | 1 | 0 | 0 | 0 | 3765.2866
2025-03-08 | 3670.589 | 22.6 | 0 | 1 | 0 | 0 | 0 | 0 | 0 | 0 | 0 | 0 | 0 | 0 | 0 | 0 | 0 | 0 | 0 | 0 | 0 | 0 | 0 | 0 | 0 | 1 | 0 | 0 | 3560.6957
2025-03-08 | 3431.414 | 21.5 | 0 | 1 | 0 | 0 | 0 | 0 | 0 | 0 | 0 | 0 | 0 | 0 | 0 | 0 | 0 | 0 | 0 | 0 | 0 | 0 | 0 | 0 | 0 | 0 | 1 | 0 | 3272.565
2025-03-08 | 3259.036 | 21.3 | 0 | 1 | 0 | 0 | 0 | 0 | 0 | 0 | 0 | 0 | 0 | 0 | 0 | 0 | 0 | 0 | 0 | 0 | 0 | 0 | 0 | 0 | 0 | 0 | 0 | 1 | 3129.15
2025-03-09 | 3196.335 | 21.1 | 0 | 1 | 1 | 0 | 0 | 0 | 0 | 0 | 0 | 0 | 0 | 0 | 0 | 0 | 0 | 0 | 0 | 0 | 0 | 0 | 0 | 0 | 0 | 0 | 0 | 0 | 3040.9024
2025-03-09 | 3136.959 | 21.4 | 0 | 1 | 0 | 1 | 0 | 0 | 0 | 0 | 0 | 0 | 0 | 0 | 0 | 0 | 0 | 0 | 0 | 0 | 0 | 0 | 0 | 0 | 0 | 0 | 0 | 0 | 3025.1968
2025-03-09 | 3079.815 | 21.1 | 0 | 1 | 0 | 0 | 1 | 0 | 0 | 0 | 0 | 0 | 0 | 0 | 0 | 0 | 0 | 0 | 0 | 0 | 0 | 0 | 0 | 0 | 0 | 0 | 0 | 0 | 2992.6494
2025-03-09 | 3126.296 | 20.8 | 0 | 1 | 0 | 0 | 0 | 1 | 0 | 0 | 0 | 0 | 0 | 0 | 0 | 0 | 0 | 0 | 0 | 0 | 0 | 0 | 0 | 0 | 0 | 0 | 0 | 0 | 3004.6231
2025-03-09 | 3155.839 | 20.7 | 0 | 1 | 0 | 0 | 0 | 0 | 1 | 0 | 0 | 0 | 0 | 0 | 0 | 0 | 0 | 0 | 0 | 0 | 0 | 0 | 0 | 0 | 0 | 0 | 0 | 0 | 3044.7466
2025-03-09 | 3194.152 | 20.8 | 0 | 1 | 0 | 0 | 0 | 0 | 0 | 1 | 0 | 0 | 0 | 0 | 0 | 0 | 0 | 0 | 0 | 0 | 0 | 0 | 0 | 0 | 0 | 0 | 0 | 0 | 3157.2156
2025-03-09 | 3300.254 | 21.5 | 0 | 1 | 0 | 0 | 0 | 0 | 0 | 0 | 1 | 0 | 0 | 0 | 0 | 0 | 0 | 0 | 0 | 0 | 0 | 0 | 0 | 0 | 0 | 0 | 0 | 0 | 3544.5791
2025-03-09 | 3405.493 | 20.4 | 0 | 1 | 0 | 0 | 0 | 0 | 0 | 0 | 0 | 1 | 0 | 0 | 0 | 0 | 0 | 0 | 0 | 0 | 0 | 0 | 0 | 0 | 0 | 0 | 0 | 0 | 3973.8358
2025-03-09 | 3616.92 | 18.7 | 0 | 1 | 0 | 0 | 0 | 0 | 0 | 0 | 0 | 0 | 1 | 0 | 0 | 0 | 0 | 0 | 0 | 0 | 0 | 0 | 0 | 0 | 0 | 0 | 0 | 0 | 4481.5204
2025-03-09 | 3810.986 | 16.4 | 0 | 1 | 0 | 0 | 0 | 0 | 0 | 0 | 0 | 0 | 0 | 1 | 0 | 0 | 0 | 0 | 0 | 0 | 0 | 0 | 0 | 0 | 0 | 0 | 0 | 0 | 4549.4087
2025-03-09 | 3859.302 | 14.8 | 0 | 1 | 0 | 0 | 0 | 0 | 0 | 0 | 0 | 0 | 0 | 0 | 1 | 0 | 0 | 0 | 0 | 0 | 0 | 0 | 0 | 0 | 0 | 0 | 0 | 0 | 4625.4621
2025-03-09 | 3902.323 | 13.7 | 0 | 1 | 0 | 0 | 0 | 0 | 0 | 0 | 0 | 0 | 0 | 0 | 0 | 1 | 0 | 0 | 0 | 0 | 0 | 0 | 0 | 0 | 0 | 0 | 0 | 0 | 4577.888
2025-03-09 | 3821.993 | 12.4 | 0 | 1 | 0 | 0 | 0 | 0 | 0 | 0 | 0 | 0 | 0 | 0 | 0 | 0 | 1 | 0 | 0 | 0 | 0 | 0 | 0 | 0 | 0 | 0 | 0 | 0 | 4468.9483
2025-03-09 | 3699.849 | 11.2 | 0 | 1 | 0 | 0 | 0 | 0 | 0 | 0 | 0 | 0 | 0 | 0 | 0 | 0 | 0 | 1 | 0 | 0 | 0 | 0 | 0 | 0 | 0 | 0 | 0 | 0 | 4381.6081
2025-03-09 | 3628.921 | 12 | 0 | 1 | 0 | 0 | 0 | 0 | 0 | 0 | 0 | 0 | 0 | 0 | 0 | 0 | 0 | 0 | 1 | 0 | 0 | 0 | 0 | 0 | 0 | 0 | 0 | 0 | 4381.3667
2025-03-09 | 3631.188 | 10.8 | 0 | 1 | 0 | 0 | 0 | 0 | 0 | 0 | 0 | 0 | 0 | 0 | 0 | 0 | 0 | 0 | 0 | 1 | 0 | 0 | 0 | 0 | 0 | 0 | 0 | 0 | 4171.817
2025-03-09 | 3545.503 | 10.8 | 0 | 1 | 0 | 0 | 0 | 0 | 0 | 0 | 0 | 0 | 0 | 0 | 0 | 0 | 0 | 0 | 0 | 0 | 1 | 0 | 0 | 0 | 0 | 0 | 0 | 0 | 3877.8209
2025-03-09 | 3464.023 | 10.6 | 0 | 1 | 0 | 0 | 0 | 0 | 0 | 0 | 0 | 0 | 0 | 0 | 0 | 0 | 0 | 0 | 0 | 0 | 0 | 1 | 0 | 0 | 0 | 0 | 0 | 0 | 3563.8561
2025-03-09 | 3512.095 | 11.7 | 0 | 1 | 0 | 0 | 0 | 0 | 0 | 0 | 0 | 0 | 0 | 0 | 0 | 0 | 0 | 0 | 0 | 0 | 0 | 0 | 1 | 0 | 0 | 0 | 0 | 0 | 3447.8724
2025-03-09 | 3474.043 | 12.5 | 0 | 1 | 0 | 0 | 0 | 0 | 0 | 0 | 0 | 0 | 0 | 0 | 0 | 0 | 0 | 0 | 0 | 0 | 0 | 0 | 0 | 1 | 0 | 0 | 0 | 0 | 3344.1977
2025-03-09 | 3289.059 | 13 | 0 | 1 | 0 | 0 | 0 | 0 | 0 | 0 | 0 | 0 | 0 | 0 | 0 | 0 | 0 | 0 | 0 | 0 | 0 | 0 | 0 | 0 | 1 | 0 | 0 | 0 | 3192.1058
2025-03-09 | 3146.643 | 12.9 | 0 | 1 | 0 | 0 | 0 | 0 | 0 | 0 | 0 | 0 | 0 | 0 | 0 | 0 | 0 | 0 | 0 | 0 | 0 | 0 | 0 | 0 | 0 | 1 | 0 | 0 | 2921.6321
2025-03-09 | 2964.388 | 13.4 | 0 | 1 | 0 | 0 | 0 | 0 | 0 | 0 | 0 | 0 | 0 | 0 | 0 | 0 | 0 | 0 | 0 | 0 | 0 | 0 | 0 | 0 | 0 | 0 | 1 | 0 | 2738.9139
2025-03-09 | 2924.371 | 13.4 | 0 | 1 | 0 | 0 | 0 | 0 | 0 | 0 | 0 | 0 | 0 | 0 | 0 | 0 | 0 | 0 | 0 | 0 | 0 | 0 | 0 | 0 | 0 | 0 | 0 | 1 | 2608.6754
2025-03-10 | 2874.105 | 14.5 | 0 | 0 | 1 | 0 | 0 | 0 | 0 | 0 | 0 | 0 | 0 | 0 | 0 | 0 | 0 | 0 | 0 | 0 | 0 | 0 | 0 | 0 | 0 | 0 | 0 | 0 | 3178.6064
2025-03-10 | 2880.302 | 12.2 | 0 | 0 | 0 | 1 | 0 | 0 | 0 | 0 | 0 | 0 | 0 | 0 | 0 | 0 | 0 | 0 | 0 | 0 | 0 | 0 | 0 | 0 | 0 | 0 | 0 | 0 | 2991.6055
2025-03-10 | 2911.909 | 13.7 | 0 | 0 | 0 | 0 | 1 | 0 | 0 | 0 | 0 | 0 | 0 | 0 | 0 | 0 | 0 | 0 | 0 | 0 | 0 | 0 | 0 | 0 | 0 | 0 | 0 | 0 | 3077.6472
2025-03-10 | 2962.612 | 15.7 | 0 | 0 | 0 | 0 | 0 | 1 | 0 | 0 | 0 | 0 | 0 | 0 | 0 | 0 | 0 | 0 | 0 | 0 | 0 | 0 | 0 | 0 | 0 | 0 | 0 | 0 | 3241.1514
2025-03-10 | 3059.187 | 15.5 | 0 | 0 | 0 | 0 | 0 | 0 | 1 | 0 | 0 | 0 | 0 | 0 | 0 | 0 | 0 | 0 | 0 | 0 | 0 | 0 | 0 | 0 | 0 | 0 | 0 | 0 | 3274.6866
2025-03-10 | 3276.49 | 17.5 | 0 | 0 | 0 | 0 | 0 | 0 | 0 | 1 | 0 | 0 | 0 | 0 | 0 | 0 | 0 | 0 | 0 | 0 | 0 | 0 | 0 | 0 | 0 | 0 | 0 | 0 | 3512.3331
2025-03-10 | 3801.944 | 17.1 | 0 | 0 | 0 | 0 | 0 | 0 | 0 | 0 | 1 | 0 | 0 | 0 | 0 | 0 | 0 | 0 | 0 | 0 | 0 | 0 | 0 | 0 | 0 | 0 | 0 | 0 | 3827.2254
2025-03-10 | 4263.388 | 16.8 | 0 | 0 | 0 | 0 | 0 | 0 | 0 | 0 | 0 | 1 | 0 | 0 | 0 | 0 | 0 | 0 | 0 | 0 | 0 | 0 | 0 | 0 | 0 | 0 | 0 | 0 | 4309.1883
2025-03-10 | 4611.182 | 14 | 0 | 0 | 0 | 0 | 0 | 0 | 0 | 0 | 0 | 0 | 1 | 0 | 0 | 0 | 0 | 0 | 0 | 0 | 0 | 0 | 0 | 0 | 0 | 0 | 0 | 0 | 4744.4018
2025-03-10 | 4793.168 | 11.7 | 0 | 0 | 0 | 0 | 0 | 0 | 0 | 0 | 0 | 0 | 0 | 1 | 0 | 0 | 0 | 0 | 0 | 0 | 0 | 0 | 0 | 0 | 0 | 0 | 0 | 0 | 4812.2901
2025-03-10 | 4725.02 | 9.2 | 0 | 0 | 0 | 0 | 0 | 0 | 0 | 0 | 0 | 0 | 0 | 0 | 1 | 0 | 0 | 0 | 0 | 0 | 0 | 0 | 0 | 0 | 0 | 0 | 0 | 0 | 4829.049
2025-03-10 | 4591.336 | 9.5 | 0 | 0 | 0 | 0 | 0 | 0 | 0 | 0 | 0 | 0 | 0 | 0 | 0 | 1 | 0 | 0 | 0 | 0 | 0 | 0 | 0 | 0 | 0 | 0 | 0 | 0 | 4873.7109
2025-03-10 | 4577.967 | 9 | 0 | 0 | 0 | 0 | 0 | 0 | 0 | 0 | 0 | 0 | 0 | 0 | 0 | 0 | 1 | 0 | 0 | 0 | 0 | 0 | 0 | 0 | 0 | 0 | 0 | 0 | 4817.4774
2025-03-10 | 4617.93 | 8.3 | 0 | 0 | 0 | 0 | 0 | 0 | 0 | 0 | 0 | 0 | 0 | 0 | 0 | 0 | 0 | 1 | 0 | 0 | 0 | 0 | 0 | 0 | 0 | 0 | 0 | 0 | 4763.0787
2025-03-10 | 4501.243 | 7.3 | 0 | 0 | 0 | 0 | 0 | 0 | 0 | 0 | 0 | 0 | 0 | 0 | 0 | 0 | 0 | 0 | 1 | 0 | 0 | 0 | 0 | 0 | 0 | 0 | 0 | 0 | 4644.2481
2025-03-10 | 4208.13 | 7.6 | 0 | 0 | 0 | 0 | 0 | 0 | 0 | 0 | 0 | 0 | 0 | 0 | 0 | 0 | 0 | 0 | 0 | 1 | 0 | 0 | 0 | 0 | 0 | 0 | 0 | 0 | 4533.5227
2025-03-10 | 3853.016 | 8.7 | 0 | 0 | 0 | 0 | 0 | 0 | 0 | 0 | 0 | 0 | 0 | 0 | 0 | 0 | 0 | 0 | 0 | 0 | 1 | 0 | 0 | 0 | 0 | 0 | 0 | 0 | 4311.9978
2025-03-10 | 3544.207 | 10.4 | 0 | 0 | 0 | 0 | 0 | 0 | 0 | 0 | 0 | 0 | 0 | 0 | 0 | 0 | 0 | 0 | 0 | 0 | 0 | 1 | 0 | 0 | 0 | 0 | 0 | 0 | 4123.2103
2025-03-10 | 3533.205 | 12.1 | 0 | 0 | 0 | 0 | 0 | 0 | 0 | 0 | 0 | 0 | 0 | 0 | 0 | 0 | 0 | 0 | 0 | 0 | 0 | 0 | 1 | 0 | 0 | 0 | 0 | 0 | 4046.7563
2025-03-10 | 3425.07 | 12.4 | 0 | 0 | 0 | 0 | 0 | 0 | 0 | 0 | 0 | 0 | 0 | 0 | 0 | 0 | 0 | 0 | 0 | 0 | 0 | 0 | 0 | 1 | 0 | 0 | 0 | 0 | 3910.1403
2025-03-10 | 3213.363 | 13.2 | 0 | 0 | 0 | 0 | 0 | 0 | 0 | 0 | 0 | 0 | 0 | 0 | 0 | 0 | 0 | 0 | 0 | 0 | 0 | 0 | 0 | 0 | 1 | 0 | 0 | 0 | 3777.8133
2025-03-10 | 3014.598 | 13.4 | 0 | 0 | 0 | 0 | 0 | 0 | 0 | 0 | 0 | 0 | 0 | 0 | 0 | 0 | 0 | 0 | 0 | 0 | 0 | 0 | 0 | 0 | 0 | 1 | 0 | 0 | 3527.1043
2025-03-10 | 2890.515 | 13.8 | 0 | 0 | 0 | 0 | 0 | 0 | 0 | 0 | 0 | 0 | 0 | 0 | 0 | 0 | 0 | 0 | 0 | 0 | 0 | 0 | 0 | 0 | 0 | 0 | 1 | 0 | 3337.7979
2025-03-10 | 2838.908 | 14.5 | 0 | 0 | 0 | 0 | 0 | 0 | 0 | 0 | 0 | 0 | 0 | 0 | 0 | 0 | 0 | 0 | 0 | 0 | 0 | 0 | 0 | 0 | 0 | 0 | 0 | 1 | 3253.6774
2025-03-11 | 2827.204 | 14.8 | 0 | 0 | 1 | 0 | 0 | 0 | 0 | 0 | 0 | 0 | 0 | 0 | 0 | 0 | 0 | 0 | 0 | 0 | 0 | 0 | 0 | 0 | 0 | 0 | 0 | 0 | 3198.3713
2025-03-11 | 2838.401 | 13.5 | 0 | 0 | 0 | 1 | 0 | 0 | 0 | 0 | 0 | 0 | 0 | 0 | 0 | 0 | 0 | 0 | 0 | 0 | 0 | 0 | 0 | 0 | 0 | 0 | 0 | 0 | 3077.2532
2025-03-11 | 2849.404 | 12.2 | 0 | 0 | 0 | 0 | 1 | 0 | 0 | 0 | 0 | 0 | 0 | 0 | 0 | 0 | 0 | 0 | 0 | 0 | 0 | 0 | 0 | 0 | 0 | 0 | 0 | 0 | 2978.8229
2025-03-11 | 2928.179 | 13 | 0 | 0 | 0 | 0 | 0 | 1 | 0 | 0 | 0 | 0 | 0 | 0 | 0 | 0 | 0 | 0 | 0 | 0 | 0 | 0 | 0 | 0 | 0 | 0 | 0 | 0 | 3063.2677
2025-03-11 | 2997.92 | 11.8 | 0 | 0 | 0 | 0 | 0 | 0 | 1 | 0 | 0 | 0 | 0 | 0 | 0 | 0 | 0 | 0 | 0 | 0 | 0 | 0 | 0 | 0 | 0 | 0 | 0 | 0 | 3030.92
2025-03-11 | 3209.635 | 10.8 | 0 | 0 | 0 | 0 | 0 | 0 | 0 | 1 | 0 | 0 | 0 | 0 | 0 | 0 | 0 | 0 | 0 | 0 | 0 | 0 | 0 | 0 | 0 | 0 | 0 | 0 | 3070.9179
2025-03-11 | 3688.888 | 10.6 | 0 | 0 | 0 | 0 | 0 | 0 | 0 | 0 | 1 | 0 | 0 | 0 | 0 | 0 | 0 | 0 | 0 | 0 | 0 | 0 | 0 | 0 | 0 | 0 | 0 | 0 | 3398.9869
2025-03-11 | 4106.704 | 10.7 | 0 | 0 | 0 | 0 | 0 | 0 | 0 | 0 | 0 | 1 | 0 | 0 | 0 | 0 | 0 | 0 | 0 | 0 | 0 | 0 | 0 | 0 | 0 | 0 | 0 | 0 | 3907.3029
2025-03-11 | 4399.857 | 9.6 | 0 | 0 | 0 | 0 | 0 | 0 | 0 | 0 | 0 | 0 | 1 | 0 | 0 | 0 | 0 | 0 | 0 | 0 | 0 | 0 | 0 | 0 | 0 | 0 | 0 | 0 | 4454.5173
2025-03-11 | 4678.633 | 7.6 | 0 | 0 | 0 | 0 | 0 | 0 | 0 | 0 | 0 | 0 | 0 | 1 | 0 | 0 | 0 | 0 | 0 | 0 | 0 | 0 | 0 | 0 | 0 | 0 | 0 | 0 | 4542.1704
2025-03-11 | 4750.636 | 6.2 | 0 | 0 | 0 | 0 | 0 | 0 | 0 | 0 | 0 | 0 | 0 | 0 | 1 | 0 | 0 | 0 | 0 | 0 | 0 | 0 | 0 | 0 | 0 | 0 | 0 | 0 | 4631.4004
2025-03-11 | 4628.03 | 6.3 | 0 | 0 | 0 | 0 | 0 | 0 | 0 | 0 | 0 | 0 | 0 | 0 | 0 | 1 | 0 | 0 | 0 | 0 | 0 | 0 | 0 | 0 | 0 | 0 | 0 | 0 | 4662.8858
2025-03-11 | 4623.64 | 6.7 | 0 | 0 | 0 | 0 | 0 | 0 | 0 | 0 | 0 | 0 | 0 | 0 | 0 | 0 | 1 | 0 | 0 | 0 | 0 | 0 | 0 | 0 | 0 | 0 | 0 | 0 | 4665.9468
2025-03-11 | 4643.136 | 7.8 | 0 | 0 | 0 | 0 | 0 | 0 | 0 | 0 | 0 | 0 | 0 | 0 | 0 | 0 | 0 | 1 | 0 | 0 | 0 | 0 | 0 | 0 | 0 | 0 | 0 | 0 | 4730.1373
2025-03-11 | 4622.929 | 8.5 | 0 | 0 | 0 | 0 | 0 | 0 | 0 | 0 | 0 | 0 | 0 | 0 | 0 | 0 | 0 | 0 | 1 | 0 | 0 | 0 | 0 | 0 | 0 | 0 | 0 | 0 | 4723.3075
2025-03-11 | 4393.815 | 10 | 0 | 0 | 0 | 0 | 0 | 0 | 0 | 0 | 0 | 0 | 0 | 0 | 0 | 0 | 0 | 0 | 0 | 1 | 0 | 0 | 0 | 0 | 0 | 0 | 0 | 0 | 4691.6416
2025-03-11 | 3995.487 | 11.3 | 0 | 0 | 0 | 0 | 0 | 0 | 0 | 0 | 0 | 0 | 0 | 0 | 0 | 0 | 0 | 0 | 0 | 0 | 1 | 0 | 0 | 0 | 0 | 0 | 0 | 0 | 4483.2932
2025-03-11 | 3668.086 | 13.1 | 0 | 0 | 0 | 0 | 0 | 0 | 0 | 0 | 0 | 0 | 0 | 0 | 0 | 0 | 0 | 0 | 0 | 0 | 0 | 1 | 0 | 0 | 0 | 0 | 0 | 0 | 4301.094
2025-03-11 | 3619.119 | 14.9 | 0 | 0 | 0 | 0 | 0 | 0 | 0 | 0 | 0 | 0 | 0 | 0 | 0 | 0 | 0 | 0 | 0 | 0 | 0 | 0 | 1 | 0 | 0 | 0 | 0 | 0 | 4231.2283
2025-03-11 | 3621.391 | 17 | 0 | 0 | 0 | 0 | 0 | 0 | 0 | 0 | 0 | 0 | 0 | 0 | 0 | 0 | 0 | 0 | 0 | 0 | 0 | 0 | 0 | 1 | 0 | 0 | 0 | 0 | 4213.2014
2025-03-11 | 3384.708 | 18 | 0 | 0 | 0 | 0 | 0 | 0 | 0 | 0 | 0 | 0 | 0 | 0 | 0 | 0 | 0 | 0 | 0 | 0 | 0 | 0 | 0 | 0 | 1 | 0 | 0 | 0 | 4094.0509
2025-03-11 | 3128.033 | 19 | 0 | 0 | 0 | 0 | 0 | 0 | 0 | 0 | 0 | 0 | 0 | 0 | 0 | 0 | 0 | 0 | 0 | 0 | 0 | 0 | 0 | 0 | 0 | 1 | 0 | 0 | 3896.0483
2025-03-11 | 3006.115 | 19.3 | 0 | 0 | 0 | 0 | 0 | 0 | 0 | 0 | 0 | 0 | 0 | 0 | 0 | 0 | 0 | 0 | 0 | 0 | 0 | 0 | 0 | 0 | 0 | 0 | 1 | 0 | 3700.1536
2025-03-11 | 2918.774 | 19.8 | 0 | 0 | 0 | 0 | 0 | 0 | 0 | 0 | 0 | 0 | 0 | 0 | 0 | 0 | 0 | 0 | 0 | 0 | 0 | 0 | 0 | 0 | 0 | 0 | 0 | 1 | 3602.8565
2025-03-12 | 2925.757 | 20.1 | 0 | 0 | 1 | 0 | 0 | 0 | 0 | 0 | 0 | 0 | 0 | 0 | 0 | 0 | 0 | 0 | 0 | 0 | 0 | 0 | 0 | 0 | 0 | 0 | 0 | 0 | 3547.5504
2025-03-12 | 2912.492 | 20.9 | 0 | 0 | 0 | 1 | 0 | 0 | 0 | 0 | 0 | 0 | 0 | 0 | 0 | 0 | 0 | 0 | 0 | 0 | 0 | 0 | 0 | 0 | 0 | 0 | 0 | 0 | 3564.7863
2025-03-12 | 2934.71 | 20.7 | 0 | 0 | 0 | 0 | 1 | 0 | 0 | 0 | 0 | 0 | 0 | 0 | 0 | 0 | 0 | 0 | 0 | 0 | 0 | 0 | 0 | 0 | 0 | 0 | 0 | 0 | 3538.8271
2025-03-12 | 3019.52 | 21 | 0 | 0 | 0 | 0 | 0 | 1 | 0 | 0 | 0 | 0 | 0 | 0 | 0 | 0 | 0 | 0 | 0 | 0 | 0 | 0 | 0 | 0 | 0 | 0 | 0 | 0 | 3590.3305
2025-03-12 | 3155.028 | 21.2 | 0 | 0 | 0 | 0 | 0 | 0 | 1 | 0 | 0 | 0 | 0 | 0 | 0 | 0 | 0 | 0 | 0 | 0 | 0 | 0 | 0 | 0 | 0 | 0 | 0 | 0 | 3650.2188
2025-03-12 | 3452.214 | 21.2 | 0 | 0 | 0 | 0 | 0 | 0 | 0 | 1 | 0 | 0 | 0 | 0 | 0 | 0 | 0 | 0 | 0 | 0 | 0 | 0 | 0 | 0 | 0 | 0 | 0 | 0 | 3756.0996
2025-03-12 | 3858.135 | 21.3 | 0 | 0 | 0 | 0 | 0 | 0 | 0 | 0 | 1 | 0 | 0 | 0 | 0 | 0 | 0 | 0 | 0 | 0 | 0 | 0 | 0 | 0 | 0 | 0 | 0 | 0 | 4103.9334
2025-03-12 | 4410.989 | 21.6 | 0 | 0 | 0 | 0 | 0 | 0 | 0 | 0 | 0 | 1 | 0 | 0 | 0 | 0 | 0 | 0 | 0 | 0 | 0 | 0 | 0 | 0 | 0 | 0 | 0 | 0 | 4625.426
2025-03-12 | 4871.182 | 20.1 | 0 | 0 | 0 | 0 | 0 | 0 | 0 | 0 | 0 | 0 | 1 | 0 | 0 | 0 | 0 | 0 | 0 | 0 | 0 | 0 | 0 | 0 | 0 | 0 | 0 | 0 | 5146.2872
2025-03-12 | 5184.119 | 18.5 | 0 | 0 | 0 | 0 | 0 | 0 | 0 | 0 | 0 | 0 | 0 | 1 | 0 | 0 | 0 | 0 | 0 | 0 | 0 | 0 | 0 | 0 | 0 | 0 | 0 | 0 | 5260.2935
2025-03-12 | 5181.336 | 17.6 | 0 | 0 | 0 | 0 | 0 | 0 | 0 | 0 | 0 | 0 | 0 | 0 | 1 | 0 | 0 | 0 | 0 | 0 | 0 | 0 | 0 | 0 | 0 | 0 | 0 | 0 | 5382.4649
2025-03-12 | 5185.592 | 17.2 | 0 | 0 | 0 | 0 | 0 | 0 | 0 | 0 | 0 | 0 | 0 | 0 | 0 | 1 | 0 | 0 | 0 | 0 | 0 | 0 | 0 | 0 | 0 | 0 | 0 | 0 | 5381.0089
2025-03-12 | 5164.393 | 17.5 | 0 | 0 | 0 | 0 | 0 | 0 | 0 | 0 | 0 | 0 | 0 | 0 | 0 | 0 | 1 | 0 | 0 | 0 | 0 | 0 | 0 | 0 | 0 | 0 | 0 | 0 | 5377.4816
2025-03-12 | 5182.295 | 17.3 | 0 | 0 | 0 | 0 | 0 | 0 | 0 | 0 | 0 | 0 | 0 | 0 | 0 | 0 | 0 | 1 | 0 | 0 | 0 | 0 | 0 | 0 | 0 | 0 | 0 | 0 | 5356.0244
2025-03-12 | 5116.052 | 17.6 | 0 | 0 | 0 | 0 | 0 | 0 | 0 | 0 | 0 | 0 | 0 | 0 | 0 | 0 | 0 | 0 | 1 | 0 | 0 | 0 | 0 | 0 | 0 | 0 | 0 | 0 | 5322.8415
2025-03-12 | 4807.261 | 17.4 | 0 | 0 | 0 | 0 | 0 | 0 | 0 | 0 | 0 | 0 | 0 | 0 | 0 | 0 | 0 | 0 | 0 | 1 | 0 | 0 | 0 | 0 | 0 | 0 | 0 | 0 | 5179.1747
2025-03-12 | 4349.288 | 18 | 0 | 0 | 0 | 0 | 0 | 0 | 0 | 0 | 0 | 0 | 0 | 0 | 0 | 0 | 0 | 0 | 0 | 0 | 1 | 0 | 0 | 0 | 0 | 0 | 0 | 0 | 4924.7083
2025-03-12 | 3993.72 | 18.2 | 0 | 0 | 0 | 0 | 0 | 0 | 0 | 0 | 0 | 0 | 0 | 0 | 0 | 0 | 0 | 0 | 0 | 0 | 0 | 1 | 0 | 0 | 0 | 0 | 0 | 0 | 4637.0966
2025-03-12 | 3935.588 | 18.7 | 0 | 0 | 0 | 0 | 0 | 0 | 0 | 0 | 0 | 0 | 0 | 0 | 0 | 0 | 0 | 0 | 0 | 0 | 0 | 0 | 1 | 0 | 0 | 0 | 0 | 0 | 4481.5832
2025-03-12 | 3805.309 | 18.9 | 0 | 0 | 0 | 0 | 0 | 0 | 0 | 0 | 0 | 0 | 0 | 0 | 0 | 0 | 0 | 0 | 0 | 0 | 0 | 0 | 0 | 1 | 0 | 0 | 0 | 0 | 4338.3788
2025-03-12 | 3529.644 | 19.3 | 0 | 0 | 0 | 0 | 0 | 0 | 0 | 0 | 0 | 0 | 0 | 0 | 0 | 0 | 0 | 0 | 0 | 0 | 0 | 0 | 0 | 0 | 1 | 0 | 0 | 0 | 4179.6987
2025-03-12 | 3285.16 | 19.4 | 0 | 0 | 0 | 0 | 0 | 0 | 0 | 0 | 0 | 0 | 0 | 0 | 0 | 0 | 0 | 0 | 0 | 0 | 0 | 0 | 0 | 0 | 0 | 1 | 0 | 0 | 3922.4014
2025-03-12 | 3111.368 | 19.3 | 0 | 0 | 0 | 0 | 0 | 0 | 0 | 0 | 0 | 0 | 0 | 0 | 0 | 0 | 0 | 0 | 0 | 0 | 0 | 0 | 0 | 0 | 0 | 0 | 1 | 0 | 3700.1536
2025-03-12 | 3030.505 | 18.9 | 0 | 0 | 0 | 0 | 0 | 0 | 0 | 0 | 0 | 0 | 0 | 0 | 0 | 0 | 0 | 0 | 0 | 0 | 0 | 0 | 0 | 0 | 0 | 0 | 0 | 1 | 3543.562
2025-03-13 | 3047.035 | 20.7 | 0 | 0 | 1 | 0 | 0 | 0 | 0 | 0 | 0 | 0 | 0 | 0 | 0 | 0 | 0 | 0 | 0 | 0 | 0 | 0 | 0 | 0 | 0 | 0 | 0 | 0 | 3587.0801
2025-03-13 | 3031.065 | 21.5 | 0 | 0 | 0 | 1 | 0 | 0 | 0 | 0 | 0 | 0 | 0 | 0 | 0 | 0 | 0 | 0 | 0 | 0 | 0 | 0 | 0 | 0 | 0 | 0 | 0 | 0 | 3604.316
2025-03-13 | 3028.62 | 21.8 | 0 | 0 | 0 | 0 | 1 | 0 | 0 | 0 | 0 | 0 | 0 | 0 | 0 | 0 | 0 | 0 | 0 | 0 | 0 | 0 | 0 | 0 | 0 | 0 | 0 | 0 | 3611.2983
2025-03-13 | 3092.427 | 22.2 | 0 | 0 | 0 | 0 | 0 | 1 | 0 | 0 | 0 | 0 | 0 | 0 | 0 | 0 | 0 | 0 | 0 | 0 | 0 | 0 | 0 | 0 | 0 | 0 | 0 | 0 | 3669.3899
2025-03-13 | 3188.756 | 21.9 | 0 | 0 | 0 | 0 | 0 | 0 | 1 | 0 | 0 | 0 | 0 | 0 | 0 | 0 | 0 | 0 | 0 | 0 | 0 | 0 | 0 | 0 | 0 | 0 | 0 | 0 | 3696.3368
2025-03-13 | 3483.176 | 22 | 0 | 0 | 0 | 0 | 0 | 0 | 0 | 1 | 0 | 0 | 0 | 0 | 0 | 0 | 0 | 0 | 0 | 0 | 0 | 0 | 0 | 0 | 0 | 0 | 0 | 0 | 3808.8059
2025-03-13 | 4034.999 | 21.6 | 0 | 0 | 0 | 0 | 0 | 0 | 0 | 0 | 1 | 0 | 0 | 0 | 0 | 0 | 0 | 0 | 0 | 0 | 0 | 0 | 0 | 0 | 0 | 0 | 0 | 0 | 4123.6983
2025-03-13 | 4482.654 | 21.4 | 0 | 0 | 0 | 0 | 0 | 0 | 0 | 0 | 0 | 1 | 0 | 0 | 0 | 0 | 0 | 0 | 0 | 0 | 0 | 0 | 0 | 0 | 0 | 0 | 0 | 0 | 4612.2495
2025-03-13 | 4807.349 | 20.3 | 0 | 0 | 0 | 0 | 0 | 0 | 0 | 0 | 0 | 0 | 1 | 0 | 0 | 0 | 0 | 0 | 0 | 0 | 0 | 0 | 0 | 0 | 0 | 0 | 0 | 0 | 5159.4638
2025-03-13 | 4996.185 | 18.8 | 0 | 0 | 0 | 0 | 0 | 0 | 0 | 0 | 0 | 0 | 0 | 1 | 0 | 0 | 0 | 0 | 0 | 0 | 0 | 0 | 0 | 0 | 0 | 0 | 0 | 0 | 5280.0584
2025-03-13 | 4978.201 | 17.2 | 0 | 0 | 0 | 0 | 0 | 0 | 0 | 0 | 0 | 0 | 0 | 0 | 1 | 0 | 0 | 0 | 0 | 0 | 0 | 0 | 0 | 0 | 0 | 0 | 0 | 0 | 5356.1118
2025-03-13 | 4888.463 | 14.2 | 0 | 0 | 0 | 0 | 0 | 0 | 0 | 0 | 0 | 0 | 0 | 0 | 0 | 1 | 0 | 0 | 0 | 0 | 0 | 0 | 0 | 0 | 0 | 0 | 0 | 0 | 5183.3603
2025-03-13 | 4835.343 | 12.9 | 0 | 0 | 0 | 0 | 0 | 0 | 0 | 0 | 0 | 0 | 0 | 0 | 0 | 0 | 1 | 0 | 0 | 0 | 0 | 0 | 0 | 0 | 0 | 0 | 0 | 0 | 5074.4205
2025-03-13 | 4764.218 | 12.7 | 0 | 0 | 0 | 0 | 0 | 0 | 0 | 0 | 0 | 0 | 0 | 0 | 0 | 0 | 0 | 1 | 0 | 0 | 0 | 0 | 0 | 0 | 0 | 0 | 0 | 0 | 5052.9632
2025-03-13 | 4670.061 | 11.2 | 0 | 0 | 0 | 0 | 0 | 0 | 0 | 0 | 0 | 0 | 0 | 0 | 0 | 0 | 0 | 0 | 1 | 0 | 0 | 0 | 0 | 0 | 0 | 0 | 0 | 0 | 4901.1912
2025-03-13 | 4485.173 | 11.3 | 0 | 0 | 0 | 0 | 0 | 0 | 0 | 0 | 0 | 0 | 0 | 0 | 0 | 0 | 0 | 0 | 0 | 1 | 0 | 0 | 0 | 0 | 0 | 0 | 0 | 0 | 4777.2893
2025-03-13 | 4120.936 | 12.1 | 0 | 0 | 0 | 0 | 0 | 0 | 0 | 0 | 0 | 0 | 0 | 0 | 0 | 0 | 0 | 0 | 0 | 0 | 1 | 0 | 0 | 0 | 0 | 0 | 0 | 0 | 4535.9995
2025-03-13 | 3774.422 | 13.7 | 0 | 0 | 0 | 0 | 0 | 0 | 0 | 0 | 0 | 0 | 0 | 0 | 0 | 0 | 0 | 0 | 0 | 0 | 0 | 1 | 0 | 0 | 0 | 0 | 0 | 0 | 4340.6238
2025-03-13 | 3704.078 | 14.9 | 0 | 0 | 0 | 0 | 0 | 0 | 0 | 0 | 0 | 0 | 0 | 0 | 0 | 0 | 0 | 0 | 0 | 0 | 0 | 0 | 1 | 0 | 0 | 0 | 0 | 0 | 4231.2283
2025-03-13 | 3536.131 | 15.9 | 0 | 0 | 0 | 0 | 0 | 0 | 0 | 0 | 0 | 0 | 0 | 0 | 0 | 0 | 0 | 0 | 0 | 0 | 0 | 0 | 0 | 1 | 0 | 0 | 0 | 0 | 4140.7302
2025-03-13 | 3334.355 | 15.4 | 0 | 0 | 0 | 0 | 0 | 0 | 0 | 0 | 0 | 0 | 0 | 0 | 0 | 0 | 0 | 0 | 0 | 0 | 0 | 0 | 0 | 0 | 1 | 0 | 0 | 0 | 3922.7555
2025-03-13 | 3126.64 | 15 | 0 | 0 | 0 | 0 | 0 | 0 | 0 | 0 | 0 | 0 | 0 | 0 | 0 | 0 | 0 | 0 | 0 | 0 | 0 | 0 | 0 | 0 | 0 | 1 | 0 | 0 | 3632.5169
2025-03-13 | 2960.4 | 15.3 | 0 | 0 | 0 | 0 | 0 | 0 | 0 | 0 | 0 | 0 | 0 | 0 | 0 | 0 | 0 | 0 | 0 | 0 | 0 | 0 | 0 | 0 | 0 | 0 | 1 | 0 | 3436.6222
2025-03-13 | 2930.058 | 16.7 | 0 | 0 | 0 | 0 | 0 | 0 | 0 | 0 | 0 | 0 | 0 | 0 | 0 | 0 | 0 | 0 | 0 | 0 | 0 | 0 | 0 | 0 | 0 | 0 | 0 | 1 | 3398.6197
2025-03-14 | 2867.798 | 15.8 | 0 | 0 | 1 | 0 | 0 | 0 | 0 | 0 | 0 | 0 | 0 | 0 | 0 | 0 | 0 | 0 | 0 | 0 | 0 | 0 | 0 | 0 | 0 | 0 | 0 | 0 | 3264.2541
2025-03-14 | 2893.08 | 18 | 0 | 0 | 0 | 1 | 0 | 0 | 0 | 0 | 0 | 0 | 0 | 0 | 0 | 0 | 0 | 0 | 0 | 0 | 0 | 0 | 0 | 0 | 0 | 0 | 0 | 0 | 3373.726
2025-03-14 | 2915.956 | 17.9 | 0 | 0 | 0 | 0 | 1 | 0 | 0 | 0 | 0 | 0 | 0 | 0 | 0 | 0 | 0 | 0 | 0 | 0 | 0 | 0 | 0 | 0 | 0 | 0 | 0 | 0 | 3354.3551
2025-03-14 | 2982.271 | 18.7 | 0 | 0 | 0 | 0 | 0 | 1 | 0 | 0 | 0 | 0 | 0 | 0 | 0 | 0 | 0 | 0 | 0 | 0 | 0 | 0 | 0 | 0 | 0 | 0 | 0 | 0 | 3438.7999
2025-03-14 | 3095.68 | 19.5 | 0 | 0 | 0 | 0 | 0 | 0 | 1 | 0 | 0 | 0 | 0 | 0 | 0 | 0 | 0 | 0 | 0 | 0 | 0 | 0 | 0 | 0 | 0 | 0 | 0 | 0 | 3538.218
2025-03-14 | 3348.005 | 19.5 | 0 | 0 | 0 | 0 | 0 | 0 | 0 | 1 | 0 | 0 | 0 | 0 | 0 | 0 | 0 | 0 | 0 | 0 | 0 | 0 | 0 | 0 | 0 | 0 | 0 | 0 | 3644.0988
2025-03-14 | 3784.663 | 19.7 | 0 | 0 | 0 | 0 | 0 | 0 | 0 | 0 | 1 | 0 | 0 | 0 | 0 | 0 | 0 | 0 | 0 | 0 | 0 | 0 | 0 | 0 | 0 | 0 | 0 | 0 | 3998.5209
2025-03-14 | 4237.775 | 18.5 | 0 | 0 | 0 | 0 | 0 | 0 | 0 | 0 | 0 | 1 | 0 | 0 | 0 | 0 | 0 | 0 | 0 | 0 | 0 | 0 | 0 | 0 | 0 | 0 | 0 | 0 | 4421.1892
2025-03-14 | 4627.935 | 15 | 0 | 0 | 0 | 0 | 0 | 0 | 0 | 0 | 0 | 0 | 1 | 0 | 0 | 0 | 0 | 0 | 0 | 0 | 0 | 0 | 0 | 0 | 0 | 0 | 0 | 0 | 4810.2847
2025-03-14 | 4785.791 | 12.6 | 0 | 0 | 0 | 0 | 0 | 0 | 0 | 0 | 0 | 0 | 0 | 1 | 0 | 0 | 0 | 0 | 0 | 0 | 0 | 0 | 0 | 0 | 0 | 0 | 0 | 0 | 4871.5847
2025-03-14 | 4824.505 | 10.4 | 0 | 0 | 0 | 0 | 0 | 0 | 0 | 0 | 0 | 0 | 0 | 0 | 1 | 0 | 0 | 0 | 0 | 0 | 0 | 0 | 0 | 0 | 0 | 0 | 0 | 0 | 4908.1084
2025-03-14 | 4688.501 | 8.6 | 0 | 0 | 0 | 0 | 0 | 0 | 0 | 0 | 0 | 0 | 0 | 0 | 0 | 1 | 0 | 0 | 0 | 0 | 0 | 0 | 0 | 0 | 0 | 0 | 0 | 0 | 4814.4164
2025-03-14 | 4668.26 | 6.8 | 0 | 0 | 0 | 0 | 0 | 0 | 0 | 0 | 0 | 0 | 0 | 0 | 0 | 0 | 1 | 0 | 0 | 0 | 0 | 0 | 0 | 0 | 0 | 0 | 0 | 0 | 4672.5351
2025-03-14 | 4613.601 | 5.6 | 0 | 0 | 0 | 0 | 0 | 0 | 0 | 0 | 0 | 0 | 0 | 0 | 0 | 0 | 0 | 1 | 0 | 0 | 0 | 0 | 0 | 0 | 0 | 0 | 0 | 0 | 4585.195
2025-03-14 | 4507.164 | 5.4 | 0 | 0 | 0 | 0 | 0 | 0 | 0 | 0 | 0 | 0 | 0 | 0 | 0 | 0 | 0 | 0 | 1 | 0 | 0 | 0 | 0 | 0 | 0 | 0 | 0 | 0 | 4519.0707
2025-03-14 | 4215.384 | 6.6 | 0 | 0 | 0 | 0 | 0 | 0 | 0 | 0 | 0 | 0 | 0 | 0 | 0 | 0 | 0 | 0 | 0 | 1 | 0 | 0 | 0 | 0 | 0 | 0 | 0 | 0 | 4467.6399
2025-03-14 | 3790.077 | 6.7 | 0 | 0 | 0 | 0 | 0 | 0 | 0 | 0 | 0 | 0 | 0 | 0 | 0 | 0 | 0 | 0 | 0 | 0 | 1 | 0 | 0 | 0 | 0 | 0 | 0 | 0 | 4180.2321
2025-03-14 | 3551.903 | 8.2 | 0 | 0 | 0 | 0 | 0 | 0 | 0 | 0 | 0 | 0 | 0 | 0 | 0 | 0 | 0 | 0 | 0 | 0 | 0 | 1 | 0 | 0 | 0 | 0 | 0 | 0 | 3978.2681
2025-03-14 | 3524.038 | 9 | 0 | 0 | 0 | 0 | 0 | 0 | 0 | 0 | 0 | 0 | 0 | 0 | 0 | 0 | 0 | 0 | 0 | 0 | 0 | 0 | 1 | 0 | 0 | 0 | 0 | 0 | 3842.5195
2025-03-14 | 3380.918 | 9.9 | 0 | 0 | 0 | 0 | 0 | 0 | 0 | 0 | 0 | 0 | 0 | 0 | 0 | 0 | 0 | 0 | 0 | 0 | 0 | 0 | 0 | 1 | 0 | 0 | 0 | 0 | 3745.4331
2025-03-14 | 3168.229 | 9 | 0 | 0 | 0 | 0 | 0 | 0 | 0 | 0 | 0 | 0 | 0 | 0 | 0 | 0 | 0 | 0 | 0 | 0 | 0 | 0 | 0 | 0 | 1 | 0 | 0 | 0 | 3501.1053
2025-03-14 | 2952.601 | 8.6 | 0 | 0 | 0 | 0 | 0 | 0 | 0 | 0 | 0 | 0 | 0 | 0 | 0 | 0 | 0 | 0 | 0 | 0 | 0 | 0 | 0 | 0 | 0 | 1 | 0 | 0 | 3210.8666
2025-03-14 | 2747.4 | 9.2 | 0 | 0 | 0 | 0 | 0 | 0 | 0 | 0 | 0 | 0 | 0 | 0 | 0 | 0 | 0 | 0 | 0 | 0 | 0 | 0 | 0 | 0 | 0 | 0 | 1 | 0 | 3034.7368
2025-03-14 | 2623.753 | 10.8 | 0 | 0 | 0 | 0 | 0 | 0 | 0 | 0 | 0 | 0 | 0 | 0 | 0 | 0 | 0 | 0 | 0 | 0 | 0 | 0 | 0 | 0 | 0 | 0 | 0 | 1 | 3009.9109
2025-03-15 | 2593.943 | 12.5 | 0 | 1 | 1 | 0 | 0 | 0 | 0 | 0 | 0 | 0 | 0 | 0 | 0 | 0 | 0 | 0 | 0 | 0 | 0 | 0 | 0 | 0 | 0 | 0 | 0 | 0 | 2474.3099
2025-03-15 | 2572.335 | 12.5 | 0 | 1 | 0 | 1 | 0 | 0 | 0 | 0 | 0 | 0 | 0 | 0 | 0 | 0 | 0 | 0 | 0 | 0 | 0 | 0 | 0 | 0 | 0 | 0 | 0 | 0 | 2438.8395
2025-03-15 | 2613.527 | 12 | 0 | 1 | 0 | 0 | 1 | 0 | 0 | 0 | 0 | 0 | 0 | 0 | 0 | 0 | 0 | 0 | 0 | 0 | 0 | 0 | 0 | 0 | 0 | 0 | 0 | 0 | 2393.1155
2025-03-15 | 2618.623 | 14.8 | 0 | 1 | 0 | 0 | 0 | 1 | 0 | 0 | 0 | 0 | 0 | 0 | 0 | 0 | 0 | 0 | 0 | 0 | 0 | 0 | 0 | 0 | 0 | 0 | 0 | 0 | 2609.326
2025-03-15 | 2644.505 | 13.3 | 0 | 1 | 0 | 0 | 0 | 0 | 1 | 0 | 0 | 0 | 0 | 0 | 0 | 0 | 0 | 0 | 0 | 0 | 0 | 0 | 0 | 0 | 0 | 0 | 0 | 0 | 2557.2135
2025-03-15 | 2772.334 | 12.5 | 0 | 1 | 0 | 0 | 0 | 0 | 0 | 1 | 0 | 0 | 0 | 0 | 0 | 0 | 0 | 0 | 0 | 0 | 0 | 0 | 0 | 0 | 0 | 0 | 0 | 0 | 2610.3879
2025-03-15 | 2904.289 | 11.3 | 0 | 1 | 0 | 0 | 0 | 0 | 0 | 0 | 1 | 0 | 0 | 0 | 0 | 0 | 0 | 0 | 0 | 0 | 0 | 0 | 0 | 0 | 0 | 0 | 0 | 0 | 2872.5741
2025-03-15 | 3153.476 | 9.6 | 0 | 1 | 0 | 0 | 0 | 0 | 0 | 0 | 0 | 1 | 0 | 0 | 0 | 0 | 0 | 0 | 0 | 0 | 0 | 0 | 0 | 0 | 0 | 0 | 0 | 0 | 3262.301
2025-03-15 | 3455.484 | 8.8 | 0 | 1 | 0 | 0 | 0 | 0 | 0 | 0 | 0 | 0 | 1 | 0 | 0 | 0 | 0 | 0 | 0 | 0 | 0 | 0 | 0 | 0 | 0 | 0 | 0 | 0 | 3829.2802
2025-03-15 | 3748.115 | 8.8 | 0 | 1 | 0 | 0 | 0 | 0 | 0 | 0 | 0 | 0 | 0 | 1 | 0 | 0 | 0 | 0 | 0 | 0 | 0 | 0 | 0 | 0 | 0 | 0 | 0 | 0 | 4048.699
2025-03-15 | 3877.209 | 10.1 | 0 | 1 | 0 | 0 | 0 | 0 | 0 | 0 | 0 | 0 | 0 | 0 | 1 | 0 | 0 | 0 | 0 | 0 | 0 | 0 | 0 | 0 | 0 | 0 | 0 | 0 | 4315.8127
2025-03-15 | 3923.843 | 9.9 | 0 | 1 | 0 | 0 | 0 | 0 | 0 | 0 | 0 | 0 | 0 | 0 | 0 | 1 | 0 | 0 | 0 | 0 | 0 | 0 | 0 | 0 | 0 | 0 | 0 | 0 | 4327.5332
2025-03-15 | 3795.603 | 9.4 | 0 | 1 | 0 | 0 | 0 | 0 | 0 | 0 | 0 | 0 | 0 | 0 | 0 | 0 | 1 | 0 | 0 | 0 | 0 | 0 | 0 | 0 | 0 | 0 | 0 | 0 | 4271.2997
2025-03-15 | 3723.968 | 7.6 | 0 | 1 | 0 | 0 | 0 | 0 | 0 | 0 | 0 | 0 | 0 | 0 | 0 | 0 | 0 | 1 | 0 | 0 | 0 | 0 | 0 | 0 | 0 | 0 | 0 | 0 | 4144.4299
2025-03-15 | 3591.855 | 5.3 | 0 | 1 | 0 | 0 | 0 | 0 | 0 | 0 | 0 | 0 | 0 | 0 | 0 | 0 | 0 | 0 | 1 | 0 | 0 | 0 | 0 | 0 | 0 | 0 | 0 | 0 | 3939.9516
2025-03-15 | 3518.112 | 3.9 | 0 | 1 | 0 | 0 | 0 | 0 | 0 | 0 | 0 | 0 | 0 | 0 | 0 | 0 | 0 | 0 | 0 | 1 | 0 | 0 | 0 | 0 | 0 | 0 | 0 | 0 | 3717.2253
2025-03-15 | 3333.21 | 4.3 | 0 | 1 | 0 | 0 | 0 | 0 | 0 | 0 | 0 | 0 | 0 | 0 | 0 | 0 | 0 | 0 | 0 | 0 | 1 | 0 | 0 | 0 | 0 | 0 | 0 | 0 | 3449.5824
2025-03-15 | 3322.435 | 4.6 | 0 | 1 | 0 | 0 | 0 | 0 | 0 | 0 | 0 | 0 | 0 | 0 | 0 | 0 | 0 | 0 | 0 | 0 | 0 | 1 | 0 | 0 | 0 | 0 | 0 | 0 | 3168.559
2025-03-15 | 3314.577 | 6.6 | 0 | 1 | 0 | 0 | 0 | 0 | 0 | 0 | 0 | 0 | 0 | 0 | 0 | 0 | 0 | 0 | 0 | 0 | 0 | 0 | 1 | 0 | 0 | 0 | 0 | 0 | 3111.8698
2025-03-15 | 3245.198 | 7 | 0 | 1 | 0 | 0 | 0 | 0 | 0 | 0 | 0 | 0 | 0 | 0 | 0 | 0 | 0 | 0 | 0 | 0 | 0 | 0 | 0 | 1 | 0 | 0 | 0 | 0 | 2981.842
2025-03-15 | 3113.572 | 6.8 | 0 | 1 | 0 | 0 | 0 | 0 | 0 | 0 | 0 | 0 | 0 | 0 | 0 | 0 | 0 | 0 | 0 | 0 | 0 | 0 | 0 | 0 | 1 | 0 | 0 | 0 | 2783.6322
2025-03-15 | 2895.632 | 7.2 | 0 | 1 | 0 | 0 | 0 | 0 | 0 | 0 | 0 | 0 | 0 | 0 | 0 | 0 | 0 | 0 | 0 | 0 | 0 | 0 | 0 | 0 | 0 | 1 | 0 | 0 | 2546.0998
2025-03-15 | 2715.752 | 6.9 | 0 | 1 | 0 | 0 | 0 | 0 | 0 | 0 | 0 | 0 | 0 | 0 | 0 | 0 | 0 | 0 | 0 | 0 | 0 | 0 | 0 | 0 | 0 | 0 | 1 | 0 | 2310.6754
2025-03-15 | 2624.36 | 6.2 | 0 | 1 | 0 | 0 | 0 | 0 | 0 | 0 | 0 | 0 | 0 | 0 | 0 | 0 | 0 | 0 | 0 | 0 | 0 | 0 | 0 | 0 | 0 | 0 | 0 | 1 | 2134.3189
2025-03-16 | 2516.826 | 5.9 | 0 | 1 | 1 | 0 | 0 | 0 | 0 | 0 | 0 | 0 | 0 | 0 | 0 | 0 | 0 | 0 | 0 | 0 | 0 | 0 | 0 | 0 | 0 | 0 | 0 | 0 | 2039.483
2025-03-16 | 2516.281 | 7.3 | 0 | 1 | 0 | 1 | 0 | 0 | 0 | 0 | 0 | 0 | 0 | 0 | 0 | 0 | 0 | 0 | 0 | 0 | 0 | 0 | 0 | 0 | 0 | 0 | 0 | 0 | 2096.2486
2025-03-16 | 2511.621 | 7.6 | 0 | 1 | 0 | 0 | 1 | 0 | 0 | 0 | 0 | 0 | 0 | 0 | 0 | 0 | 0 | 0 | 0 | 0 | 0 | 0 | 0 | 0 | 0 | 0 | 0 | 0 | 2103.2309
2025-03-16 | 2538.999 | 8 | 0 | 1 | 0 | 0 | 0 | 1 | 0 | 0 | 0 | 0 | 0 | 0 | 0 | 0 | 0 | 0 | 0 | 0 | 0 | 0 | 0 | 0 | 0 | 0 | 0 | 0 | 2161.3226
2025-03-16 | 2542.795 | 8.3 | 0 | 1 | 0 | 0 | 0 | 0 | 1 | 0 | 0 | 0 | 0 | 0 | 0 | 0 | 0 | 0 | 0 | 0 | 0 | 0 | 0 | 0 | 0 | 0 | 0 | 0 | 2227.7992
2025-03-16 | 2636.827 | 8.7 | 0 | 1 | 0 | 0 | 0 | 0 | 0 | 1 | 0 | 0 | 0 | 0 | 0 | 0 | 0 | 0 | 0 | 0 | 0 | 0 | 0 | 0 | 0 | 0 | 0 | 0 | 2360.0331
2025-03-16 | 2791.946 | 8.2 | 0 | 1 | 0 | 0 | 0 | 0 | 0 | 0 | 1 | 0 | 0 | 0 | 0 | 0 | 0 | 0 | 0 | 0 | 0 | 0 | 0 | 0 | 0 | 0 | 0 | 0 | 2668.3372
2025-03-16 | 2887.463 | 6.8 | 0 | 1 | 0 | 0 | 0 | 0 | 0 | 0 | 0 | 1 | 0 | 0 | 0 | 0 | 0 | 0 | 0 | 0 | 0 | 0 | 0 | 0 | 0 | 0 | 0 | 0 | 3077.829
2025-03-16 | 3140.527 | 6.9 | 0 | 1 | 0 | 0 | 0 | 0 | 0 | 0 | 0 | 0 | 1 | 0 | 0 | 0 | 0 | 0 | 0 | 0 | 0 | 0 | 0 | 0 | 0 | 0 | 0 | 0 | 3704.1028
2025-03-16 | 3334.505 | 5.7 | 0 | 1 | 0 | 0 | 0 | 0 | 0 | 0 | 0 | 0 | 0 | 1 | 0 | 0 | 0 | 0 | 0 | 0 | 0 | 0 | 0 | 0 | 0 | 0 | 0 | 0 | 3844.4621
2025-03-16 | 3446.351 | 4.4 | 0 | 1 | 0 | 0 | 0 | 0 | 0 | 0 | 0 | 0 | 0 | 0 | 1 | 0 | 0 | 0 | 0 | 0 | 0 | 0 | 0 | 0 | 0 | 0 | 0 | 0 | 3940.2804
2025-03-16 | 3412.291 | 2 | 0 | 1 | 0 | 0 | 0 | 0 | 0 | 0 | 0 | 0 | 0 | 0 | 0 | 1 | 0 | 0 | 0 | 0 | 0 | 0 | 0 | 0 | 0 | 0 | 0 | 0 | 3807.0587
2025-03-16 | 3321.227 | 3.6 | 0 | 1 | 0 | 0 | 0 | 0 | 0 | 0 | 0 | 0 | 0 | 0 | 0 | 0 | 1 | 0 | 0 | 0 | 0 | 0 | 0 | 0 | 0 | 0 | 0 | 0 | 3889.1792
2025-03-16 | 3327.623 | 2.5 | 0 | 1 | 0 | 0 | 0 | 0 | 0 | 0 | 0 | 0 | 0 | 0 | 0 | 0 | 0 | 1 | 0 | 0 | 0 | 0 | 0 | 0 | 0 | 0 | 0 | 0 | 3808.4273
2025-03-16 | 3378.46 | 1.4 | 0 | 1 | 0 | 0 | 0 | 0 | 0 | 0 | 0 | 0 | 0 | 0 | 0 | 0 | 0 | 0 | 1 | 0 | 0 | 0 | 0 | 0 | 0 | 0 | 0 | 0 | 3683.0085
2025-03-16 | 3299.707 | 2.8 | 0 | 1 | 0 | 0 | 0 | 0 | 0 | 0 | 0 | 0 | 0 | 0 | 0 | 0 | 0 | 0 | 0 | 1 | 0 | 0 | 0 | 0 | 0 | 0 | 0 | 0 | 3644.7542
2025-03-16 | 3141.849 | 6.5 | 0 | 1 | 0 | 0 | 0 | 0 | 0 | 0 | 0 | 0 | 0 | 0 | 0 | 0 | 0 | 0 | 0 | 0 | 1 | 0 | 0 | 0 | 0 | 0 | 0 | 0 | 3594.5247
2025-03-16 | 3089.51 | 8.4 | 0 | 1 | 0 | 0 | 0 | 0 | 0 | 0 | 0 | 0 | 0 | 0 | 0 | 0 | 0 | 0 | 0 | 0 | 0 | 1 | 0 | 0 | 0 | 0 | 0 | 0 | 3418.9138
2025-03-16 | 3112.79 | 10.6 | 0 | 1 | 0 | 0 | 0 | 0 | 0 | 0 | 0 | 0 | 0 | 0 | 0 | 0 | 0 | 0 | 0 | 0 | 0 | 0 | 1 | 0 | 0 | 0 | 0 | 0 | 3375.4012
2025-03-16 | 3085.956 | 11.5 | 0 | 1 | 0 | 0 | 0 | 0 | 0 | 0 | 0 | 0 | 0 | 0 | 0 | 0 | 0 | 0 | 0 | 0 | 0 | 0 | 0 | 1 | 0 | 0 | 0 | 0 | 3278.3148
2025-03-16 | 2939.859 | 12.9 | 0 | 1 | 0 | 0 | 0 | 0 | 0 | 0 | 0 | 0 | 0 | 0 | 0 | 0 | 0 | 0 | 0 | 0 | 0 | 0 | 0 | 0 | 1 | 0 | 0 | 0 | 3185.5176
2025-03-16 | 2789.776 | 13.5 | 0 | 1 | 0 | 0 | 0 | 0 | 0 | 0 | 0 | 0 | 0 | 0 | 0 | 0 | 0 | 0 | 0 | 0 | 0 | 0 | 0 | 0 | 0 | 1 | 0 | 0 | 2961.1618
2025-03-16 | 2688.222 | 15 | 0 | 1 | 0 | 0 | 0 | 0 | 0 | 0 | 0 | 0 | 0 | 0 | 0 | 0 | 0 | 0 | 0 | 0 | 0 | 0 | 0 | 0 | 0 | 0 | 1 | 0 | 2844.3264
2025-03-16 | 2681.569 | 15.8 | 0 | 1 | 0 | 0 | 0 | 0 | 0 | 0 | 0 | 0 | 0 | 0 | 0 | 0 | 0 | 0 | 0 | 0 | 0 | 0 | 0 | 0 | 0 | 0 | 0 | 1 | 2766.7943
2025-03-17 | 2672.21 | 17 | 0 | 0 | 1 | 0 | 0 | 0 | 0 | 0 | 0 | 0 | 0 | 0 | 0 | 0 | 0 | 0 | 0 | 0 | 0 | 0 | 0 | 0 | 0 | 0 | 0 | 0 | 3343.3135
2025-03-17 | 2684.479 | 17.6 | 0 | 0 | 0 | 1 | 0 | 0 | 0 | 0 | 0 | 0 | 0 | 0 | 0 | 0 | 0 | 0 | 0 | 0 | 0 | 0 | 0 | 0 | 0 | 0 | 0 | 0 | 3347.3729
2025-03-17 | 2702.172 | 18 | 0 | 0 | 0 | 0 | 1 | 0 | 0 | 0 | 0 | 0 | 0 | 0 | 0 | 0 | 0 | 0 | 0 | 0 | 0 | 0 | 0 | 0 | 0 | 0 | 0 | 0 | 3360.9434
2025-03-17 | 2781.473 | 18.2 | 0 | 0 | 0 | 0 | 0 | 1 | 0 | 0 | 0 | 0 | 0 | 0 | 0 | 0 | 0 | 0 | 0 | 0 | 0 | 0 | 0 | 0 | 0 | 0 | 0 | 0 | 3405.8585
2025-03-17 | 2869.271 | 18.3 | 0 | 0 | 0 | 0 | 0 | 0 | 1 | 0 | 0 | 0 | 0 | 0 | 0 | 0 | 0 | 0 | 0 | 0 | 0 | 0 | 0 | 0 | 0 | 0 | 0 | 0 | 3459.1586
2025-03-17 | 3127.227 | 19.6 | 0 | 0 | 0 | 0 | 0 | 0 | 0 | 1 | 0 | 0 | 0 | 0 | 0 | 0 | 0 | 0 | 0 | 0 | 0 | 0 | 0 | 0 | 0 | 0 | 0 | 0 | 3650.687
2025-03-17 | 3699.684 | 19.9 | 0 | 0 | 0 | 0 | 0 | 0 | 0 | 0 | 1 | 0 | 0 | 0 | 0 | 0 | 0 | 0 | 0 | 0 | 0 | 0 | 0 | 0 | 0 | 0 | 0 | 0 | 4011.6974
2025-03-17 | 4270.711 | 20.3 | 0 | 0 | 0 | 0 | 0 | 0 | 0 | 0 | 0 | 1 | 0 | 0 | 0 | 0 | 0 | 0 | 0 | 0 | 0 | 0 | 0 | 0 | 0 | 0 | 0 | 0 | 4539.7783
2025-03-17 | 4666.23 | 20.3 | 0 | 0 | 0 | 0 | 0 | 0 | 0 | 0 | 0 | 0 | 1 | 0 | 0 | 0 | 0 | 0 | 0 | 0 | 0 | 0 | 0 | 0 | 0 | 0 | 0 | 0 | 5159.4638
2025-03-17 | 4881.058 | 19.7 | 0 | 0 | 0 | 0 | 0 | 0 | 0 | 0 | 0 | 0 | 0 | 1 | 0 | 0 | 0 | 0 | 0 | 0 | 0 | 0 | 0 | 0 | 0 | 0 | 0 | 0 | 5339.3529
2025-03-17 | 4909.89 | 18.6 | 0 | 0 | 0 | 0 | 0 | 0 | 0 | 0 | 0 | 0 | 0 | 0 | 1 | 0 | 0 | 0 | 0 | 0 | 0 | 0 | 0 | 0 | 0 | 0 | 0 | 0 | 5448.3478
2025-03-17 | 4810.194 | 17.4 | 0 | 0 | 0 | 0 | 0 | 0 | 0 | 0 | 0 | 0 | 0 | 0 | 0 | 1 | 0 | 0 | 0 | 0 | 0 | 0 | 0 | 0 | 0 | 0 | 0 | 0 | 5394.1854
2025-03-17 | 4782.407 | 16 | 0 | 0 | 0 | 0 | 0 | 0 | 0 | 0 | 0 | 0 | 0 | 0 | 0 | 0 | 1 | 0 | 0 | 0 | 0 | 0 | 0 | 0 | 0 | 0 | 0 | 0 | 5278.6574
2025-03-17 | 4665.122 | 14.8 | 0 | 0 | 0 | 0 | 0 | 0 | 0 | 0 | 0 | 0 | 0 | 0 | 0 | 0 | 0 | 1 | 0 | 0 | 0 | 0 | 0 | 0 | 0 | 0 | 0 | 0 | 5191.3172
2025-03-17 | 4581.604 | 13.8 | 0 | 0 | 0 | 0 | 0 | 0 | 0 | 0 | 0 | 0 | 0 | 0 | 0 | 0 | 0 | 0 | 1 | 0 | 0 | 0 | 0 | 0 | 0 | 0 | 0 | 0 | 5072.4867
2025-03-17 | 4306.653 | 13 | 0 | 0 | 0 | 0 | 0 | 0 | 0 | 0 | 0 | 0 | 0 | 0 | 0 | 0 | 0 | 0 | 0 | 1 | 0 | 0 | 0 | 0 | 0 | 0 | 0 | 0 | 4889.2901
2025-03-17 | 3907.419 | 12.9 | 0 | 0 | 0 | 0 | 0 | 0 | 0 | 0 | 0 | 0 | 0 | 0 | 0 | 0 | 0 | 0 | 0 | 0 | 1 | 0 | 0 | 0 | 0 | 0 | 0 | 0 | 4588.7058
2025-03-17 | 3578.561 | 12.8 | 0 | 0 | 0 | 0 | 0 | 0 | 0 | 0 | 0 | 0 | 0 | 0 | 0 | 0 | 0 | 0 | 0 | 0 | 0 | 1 | 0 | 0 | 0 | 0 | 0 | 0 | 4281.3292
2025-03-17 | 3565.587 | 13.7 | 0 | 0 | 0 | 0 | 0 | 0 | 0 | 0 | 0 | 0 | 0 | 0 | 0 | 0 | 0 | 0 | 0 | 0 | 0 | 0 | 1 | 0 | 0 | 0 | 0 | 0 | 4152.1689
2025-03-17 | 3521.794 | 15.4 | 0 | 0 | 0 | 0 | 0 | 0 | 0 | 0 | 0 | 0 | 0 | 0 | 0 | 0 | 0 | 0 | 0 | 0 | 0 | 0 | 0 | 1 | 0 | 0 | 0 | 0 | 4107.7888
2025-03-17 | 3259.109 | 16 | 0 | 0 | 0 | 0 | 0 | 0 | 0 | 0 | 0 | 0 | 0 | 0 | 0 | 0 | 0 | 0 | 0 | 0 | 0 | 0 | 0 | 0 | 1 | 0 | 0 | 0 | 3962.2852
2025-03-17 | 3046.757 | 16.3 | 0 | 0 | 0 | 0 | 0 | 0 | 0 | 0 | 0 | 0 | 0 | 0 | 0 | 0 | 0 | 0 | 0 | 0 | 0 | 0 | 0 | 0 | 0 | 1 | 0 | 0 | 3718.1646
2025-03-17 | 2946.86 | 17 | 0 | 0 | 0 | 0 | 0 | 0 | 0 | 0 | 0 | 0 | 0 | 0 | 0 | 0 | 0 | 0 | 0 | 0 | 0 | 0 | 0 | 0 | 0 | 0 | 1 | 0 | 3548.623
2025-03-17 | 2845.346 | 17.1 | 0 | 0 | 0 | 0 | 0 | 0 | 0 | 0 | 0 | 0 | 0 | 0 | 0 | 0 | 0 | 0 | 0 | 0 | 0 | 0 | 0 | 0 | 0 | 0 | 0 | 1 | 3424.9728
2025-03-18 | 2841.212 | 17.3 | 0 | 0 | 1 | 0 | 0 | 0 | 0 | 0 | 0 | 0 | 0 | 0 | 0 | 0 | 0 | 0 | 0 | 0 | 0 | 0 | 0 | 0 | 0 | 0 | 0 | 0 | 3363.0784
2025-03-18 | 2840.949 | 16.9 | 0 | 0 | 0 | 1 | 0 | 0 | 0 | 0 | 0 | 0 | 0 | 0 | 0 | 0 | 0 | 0 | 0 | 0 | 0 | 0 | 0 | 0 | 0 | 0 | 0 | 0 | 3301.2549
2025-03-18 | 2845.459 | 17 | 0 | 0 | 0 | 0 | 1 | 0 | 0 | 0 | 0 | 0 | 0 | 0 | 0 | 0 | 0 | 0 | 0 | 0 | 0 | 0 | 0 | 0 | 0 | 0 | 0 | 0 | 3295.0606
2025-03-18 | 2873.001 | 18.1 | 0 | 0 | 0 | 0 | 0 | 1 | 0 | 0 | 0 | 0 | 0 | 0 | 0 | 0 | 0 | 0 | 0 | 0 | 0 | 0 | 0 | 0 | 0 | 0 | 0 | 0 | 3399.2702
2025-03-18 | 2991.676 | 18.1 | 0 | 0 | 0 | 0 | 0 | 0 | 1 | 0 | 0 | 0 | 0 | 0 | 0 | 0 | 0 | 0 | 0 | 0 | 0 | 0 | 0 | 0 | 0 | 0 | 0 | 0 | 3445.982
2025-03-18 | 3260.877 | 18 | 0 | 0 | 0 | 0 | 0 | 0 | 0 | 1 | 0 | 0 | 0 | 0 | 0 | 0 | 0 | 0 | 0 | 0 | 0 | 0 | 0 | 0 | 0 | 0 | 0 | 0 | 3545.2745
2025-03-18 | 3759.701 | 17.7 | 0 | 0 | 0 | 0 | 0 | 0 | 0 | 0 | 1 | 0 | 0 | 0 | 0 | 0 | 0 | 0 | 0 | 0 | 0 | 0 | 0 | 0 | 0 | 0 | 0 | 0 | 3866.7552
2025-03-18 | 4244.777 | 17.8 | 0 | 0 | 0 | 0 | 0 | 0 | 0 | 0 | 0 | 1 | 0 | 0 | 0 | 0 | 0 | 0 | 0 | 0 | 0 | 0 | 0 | 0 | 0 | 0 | 0 | 0 | 4375.0712
2025-03-18 | 4543.274 | 15.9 | 0 | 0 | 0 | 0 | 0 | 0 | 0 | 0 | 0 | 0 | 1 | 0 | 0 | 0 | 0 | 0 | 0 | 0 | 0 | 0 | 0 | 0 | 0 | 0 | 0 | 0 | 4869.5793
2025-03-18 | 4799.096 | 14.2 | 0 | 0 | 0 | 0 | 0 | 0 | 0 | 0 | 0 | 0 | 0 | 1 | 0 | 0 | 0 | 0 | 0 | 0 | 0 | 0 | 0 | 0 | 0 | 0 | 0 | 0 | 4976.9972
2025-03-18 | 4849.835 | 12.6 | 0 | 0 | 0 | 0 | 0 | 0 | 0 | 0 | 0 | 0 | 0 | 0 | 1 | 0 | 0 | 0 | 0 | 0 | 0 | 0 | 0 | 0 | 0 | 0 | 0 | 0 | 5053.0507
2025-03-18 | 4793.995 | 10.5 | 0 | 0 | 0 | 0 | 0 | 0 | 0 | 0 | 0 | 0 | 0 | 0 | 0 | 1 | 0 | 0 | 0 | 0 | 0 | 0 | 0 | 0 | 0 | 0 | 0 | 0 | 4939.5938
2025-03-18 | 4755.596 | 7.7 | 0 | 0 | 0 | 0 | 0 | 0 | 0 | 0 | 0 | 0 | 0 | 0 | 0 | 0 | 1 | 0 | 0 | 0 | 0 | 0 | 0 | 0 | 0 | 0 | 0 | 0 | 4731.8297
2025-03-18 | 4697.349 | 4.7 | 0 | 0 | 0 | 0 | 0 | 0 | 0 | 0 | 0 | 0 | 0 | 0 | 0 | 0 | 0 | 1 | 0 | 0 | 0 | 0 | 0 | 0 | 0 | 0 | 0 | 0 | 4525.9004
2025-03-18 | 4564.009 | 3.4 | 0 | 0 | 0 | 0 | 0 | 0 | 0 | 0 | 0 | 0 | 0 | 0 | 0 | 0 | 0 | 0 | 1 | 0 | 0 | 0 | 0 | 0 | 0 | 0 | 0 | 0 | 4387.305
2025-03-18 | 4275.191 | 2.9 | 0 | 0 | 0 | 0 | 0 | 0 | 0 | 0 | 0 | 0 | 0 | 0 | 0 | 0 | 0 | 0 | 0 | 1 | 0 | 0 | 0 | 0 | 0 | 0 | 0 | 0 | 4223.8733
2025-03-18 | 3863.018 | 2.5 | 0 | 0 | 0 | 0 | 0 | 0 | 0 | 0 | 0 | 0 | 0 | 0 | 0 | 0 | 0 | 0 | 0 | 0 | 1 | 0 | 0 | 0 | 0 | 0 | 0 | 0 | 3903.5241
2025-03-18 | 3561.682 | 4.3 | 0 | 0 | 0 | 0 | 0 | 0 | 0 | 0 | 0 | 0 | 0 | 0 | 0 | 0 | 0 | 0 | 0 | 0 | 0 | 1 | 0 | 0 | 0 | 0 | 0 | 0 | 3721.325
2025-03-18 | 3463.35 | 7.8 | 0 | 0 | 0 | 0 | 0 | 0 | 0 | 0 | 0 | 0 | 0 | 0 | 0 | 0 | 0 | 0 | 0 | 0 | 0 | 0 | 1 | 0 | 0 | 0 | 0 | 0 | 3763.4601
2025-03-18 | 3341.077 | 9.2 | 0 | 0 | 0 | 0 | 0 | 0 | 0 | 0 | 0 | 0 | 0 | 0 | 0 | 0 | 0 | 0 | 0 | 0 | 0 | 0 | 0 | 1 | 0 | 0 | 0 | 0 | 3699.3151
2025-03-18 | 3090.522 | 9.1 | 0 | 0 | 0 | 0 | 0 | 0 | 0 | 0 | 0 | 0 | 0 | 0 | 0 | 0 | 0 | 0 | 0 | 0 | 0 | 0 | 0 | 0 | 1 | 0 | 0 | 0 | 3507.6936
2025-03-18 | 2856.979 | 10.2 | 0 | 0 | 0 | 0 | 0 | 0 | 0 | 0 | 0 | 0 | 0 | 0 | 0 | 0 | 0 | 0 | 0 | 0 | 0 | 0 | 0 | 0 | 0 | 1 | 0 | 0 | 3316.2792
2025-03-18 | 2719.119 | 11.1 | 0 | 0 | 0 | 0 | 0 | 0 | 0 | 0 | 0 | 0 | 0 | 0 | 0 | 0 | 0 | 0 | 0 | 0 | 0 | 0 | 0 | 0 | 0 | 0 | 1 | 0 | 3159.9142
2025-03-18 | 2660.973 | 11.7 | 0 | 0 | 0 | 0 | 0 | 0 | 0 | 0 | 0 | 0 | 0 | 0 | 0 | 0 | 0 | 0 | 0 | 0 | 0 | 0 | 0 | 0 | 0 | 0 | 0 | 1 | 3069.2055
2025-03-19 | 2623.84 | 11.8 | 0 | 0 | 1 | 0 | 0 | 0 | 0 | 0 | 0 | 0 | 0 | 0 | 0 | 0 | 0 | 0 | 0 | 0 | 0 | 0 | 0 | 0 | 0 | 0 | 0 | 0 | 3000.7227
2025-03-19 | 2610.642 | 12.2 | 0 | 0 | 0 | 1 | 0 | 0 | 0 | 0 | 0 | 0 | 0 | 0 | 0 | 0 | 0 | 0 | 0 | 0 | 0 | 0 | 0 | 0 | 0 | 0 | 0 | 0 | 2991.6055
2025-03-19 | 2633.857 | 13.2 | 0 | 0 | 0 | 0 | 1 | 0 | 0 | 0 | 0 | 0 | 0 | 0 | 0 | 0 | 0 | 0 | 0 | 0 | 0 | 0 | 0 | 0 | 0 | 0 | 0 | 0 | 3044.7057
2025-03-19 | 2693.673 | 13.9 | 0 | 0 | 0 | 0 | 0 | 1 | 0 | 0 | 0 | 0 | 0 | 0 | 0 | 0 | 0 | 0 | 0 | 0 | 0 | 0 | 0 | 0 | 0 | 0 | 0 | 0 | 3122.5623
2025-03-19 | 2827.96 | 14 | 0 | 0 | 0 | 0 | 0 | 0 | 1 | 0 | 0 | 0 | 0 | 0 | 0 | 0 | 0 | 0 | 0 | 0 | 0 | 0 | 0 | 0 | 0 | 0 | 0 | 0 | 3175.8623
2025-03-19 | 3050.961 | 13.3 | 0 | 0 | 0 | 0 | 0 | 0 | 0 | 1 | 0 | 0 | 0 | 0 | 0 | 0 | 0 | 0 | 0 | 0 | 0 | 0 | 0 | 0 | 0 | 0 | 0 | 0 | 3235.6251
2025-03-19 | 3536.91 | 12.9 | 0 | 0 | 0 | 0 | 0 | 0 | 0 | 0 | 1 | 0 | 0 | 0 | 0 | 0 | 0 | 0 | 0 | 0 | 0 | 0 | 0 | 0 | 0 | 0 | 0 | 0 | 3550.5175
2025-03-19 | 3957.077 | 12.5 | 0 | 0 | 0 | 0 | 0 | 0 | 0 | 0 | 0 | 1 | 0 | 0 | 0 | 0 | 0 | 0 | 0 | 0 | 0 | 0 | 0 | 0 | 0 | 0 | 0 | 0 | 4025.8921
2025-03-19 | 4390.861 | 9.7 | 0 | 0 | 0 | 0 | 0 | 0 | 0 | 0 | 0 | 0 | 1 | 0 | 0 | 0 | 0 | 0 | 0 | 0 | 0 | 0 | 0 | 0 | 0 | 0 | 0 | 0 | 4461.1056
2025-03-19 | 4564.915 | 6.6 | 0 | 0 | 0 | 0 | 0 | 0 | 0 | 0 | 0 | 0 | 0 | 1 | 0 | 0 | 0 | 0 | 0 | 0 | 0 | 0 | 0 | 0 | 0 | 0 | 0 | 0 | 4476.2876
2025-03-19 | 4665.604 | 4.8 | 0 | 0 | 0 | 0 | 0 | 0 | 0 | 0 | 0 | 0 | 0 | 0 | 1 | 0 | 0 | 0 | 0 | 0 | 0 | 0 | 0 | 0 | 0 | 0 | 0 | 0 | 4539.1644
2025-03-19 | 4611.903 | 2.2 | 0 | 0 | 0 | 0 | 0 | 0 | 0 | 0 | 0 | 0 | 0 | 0 | 0 | 1 | 0 | 0 | 0 | 0 | 0 | 0 | 0 | 0 | 0 | 0 | 0 | 0 | 4392.7661
2025-03-19 | 4537.261 | 0.9 | 0 | 0 | 0 | 0 | 0 | 0 | 0 | 0 | 0 | 0 | 0 | 0 | 0 | 0 | 1 | 0 | 0 | 0 | 0 | 0 | 0 | 0 | 0 | 0 | 0 | 0 | 4283.8263
2025-03-19 | 4546.187 | 1.2 | 0 | 0 | 0 | 0 | 0 | 0 | 0 | 0 | 0 | 0 | 0 | 0 | 0 | 0 | 0 | 1 | 0 | 0 | 0 | 0 | 0 | 0 | 0 | 0 | 0 | 0 | 4295.3105
2025-03-19 | 4469.932 | 0 | 0.1 | 0 | 0 | 0 | 0 | 0 | 0 | 0 | 0 | 0 | 0 | 0 | 0 | 0 | 0 | 0 | 1 | 0 | 0 | 0 | 0 | 0 | 0 | 0 | 0 | 0 | 4177.8798
2025-03-19 | 4165.309 | 0 | 1.6 | 0 | 0 | 0 | 0 | 0 | 0 | 0 | 0 | 0 | 0 | 0 | 0 | 0 | 0 | 0 | 0 | 1 | 0 | 0 | 0 | 0 | 0 | 0 | 0 | 0 | 4266.0372
2025-03-19 | 3780.311 | 0 | 3.1 | 0 | 0 | 0 | 0 | 0 | 0 | 0 | 0 | 0 | 0 | 0 | 0 | 0 | 0 | 0 | 0 | 0 | 1 | 0 | 0 | 0 | 0 | 0 | 0 | 0 | 4190.6888
2025-03-19 | 3495.836 | 0 | 0.9 | 0 | 0 | 0 | 0 | 0 | 0 | 0 | 0 | 0 | 0 | 0 | 0 | 0 | 0 | 0 | 0 | 0 | 0 | 1 | 0 | 0 | 0 | 0 | 0 | 0 | 3569.2173
2025-03-19 | 3374.325 | 2.8 | 0 | 0 | 0 | 0 | 0 | 0 | 0 | 0 | 0 | 0 | 0 | 0 | 0 | 0 | 0 | 0 | 0 | 0 | 0 | 0 | 1 | 0 | 0 | 0 | 0 | 0 | 3434.0458
2025-03-19 | 3196.522 | 6.3 | 0 | 0 | 0 | 0 | 0 | 0 | 0 | 0 | 0 | 0 | 0 | 0 | 0 | 0 | 0 | 0 | 0 | 0 | 0 | 0 | 0 | 1 | 0 | 0 | 0 | 0 | 3508.2549
2025-03-19 | 2923.079 | 6 | 0 | 0 | 0 | 0 | 0 | 0 | 0 | 0 | 0 | 0 | 0 | 0 | 0 | 0 | 0 | 0 | 0 | 0 | 0 | 0 | 0 | 0 | 1 | 0 | 0 | 0 | 3303.4567
2025-03-19 | 2686.903 | 5.9 | 0 | 0 | 0 | 0 | 0 | 0 | 0 | 0 | 0 | 0 | 0 | 0 | 0 | 0 | 0 | 0 | 0 | 0 | 0 | 0 | 0 | 0 | 0 | 1 | 0 | 0 | 3032.9829
2025-03-19 | 2561.662 | 5.5 | 0 | 0 | 0 | 0 | 0 | 0 | 0 | 0 | 0 | 0 | 0 | 0 | 0 | 0 | 0 | 0 | 0 | 0 | 0 | 0 | 0 | 0 | 0 | 0 | 1 | 0 | 2790.9702
2025-03-19 | 2462.822 | 7 | 0 | 0 | 0 | 0 | 0 | 0 | 0 | 0 | 0 | 0 | 0 | 0 | 0 | 0 | 0 | 0 | 0 | 0 | 0 | 0 | 0 | 0 | 0 | 0 | 0 | 1 | 2759.556
2025-03-20 | 2443.575 | 7.9 | 0 | 0 | 1 | 0 | 0 | 0 | 0 | 0 | 0 | 0 | 0 | 0 | 0 | 0 | 0 | 0 | 0 | 0 | 0 | 0 | 0 | 0 | 0 | 0 | 0 | 0 | 2743.7796
2025-03-20 | 2440.828 | 7 | 0 | 0 | 0 | 1 | 0 | 0 | 0 | 0 | 0 | 0 | 0 | 0 | 0 | 0 | 0 | 0 | 0 | 0 | 0 | 0 | 0 | 0 | 0 | 0 | 0 | 0 | 2649.0146
2025-03-20 | 2428.522 | 6.2 | 0 | 0 | 0 | 0 | 1 | 0 | 0 | 0 | 0 | 0 | 0 | 0 | 0 | 0 | 0 | 0 | 0 | 0 | 0 | 0 | 0 | 0 | 0 | 0 | 0 | 0 | 2583.5258
2025-03-20 | 2511.788 | 6.5 | 0 | 0 | 0 | 0 | 0 | 1 | 0 | 0 | 0 | 0 | 0 | 0 | 0 | 0 | 0 | 0 | 0 | 0 | 0 | 0 | 0 | 0 | 0 | 0 | 0 | 0 | 2635.0292
2025-03-20 | 2625.122 | 5.5 | 0 | 0 | 0 | 0 | 0 | 0 | 1 | 0 | 0 | 0 | 0 | 0 | 0 | 0 | 0 | 0 | 0 | 0 | 0 | 0 | 0 | 0 | 0 | 0 | 0 | 0 | 2615.8581
2025-03-20 | 2853.641 | 4.3 | 0 | 0 | 0 | 0 | 0 | 0 | 0 | 1 | 0 | 0 | 0 | 0 | 0 | 0 | 0 | 0 | 0 | 0 | 0 | 0 | 0 | 0 | 0 | 0 | 0 | 0 | 2642.6794
2025-03-20 | 3319.503 | 5.6 | 0 | 0 | 0 | 0 | 0 | 0 | 0 | 0 | 1 | 0 | 0 | 0 | 0 | 0 | 0 | 0 | 0 | 0 | 0 | 0 | 0 | 0 | 0 | 0 | 0 | 0 | 3069.5727
2025-03-20 | 3789.039 | 5.8 | 0 | 0 | 0 | 0 | 0 | 0 | 0 | 0 | 0 | 1 | 0 | 0 | 0 | 0 | 0 | 0 | 0 | 0 | 0 | 0 | 0 | 0 | 0 | 0 | 0 | 0 | 3584.477
2025-03-20 | 4267.715 | 6.8 | 0 | 0 | 0 | 0 | 0 | 0 | 0 | 0 | 0 | 0 | 1 | 0 | 0 | 0 | 0 | 0 | 0 | 0 | 0 | 0 | 0 | 0 | 0 | 0 | 0 | 0 | 4270.0453
2025-03-20 | 4620.979 | 7 | 0 | 0 | 0 | 0 | 0 | 0 | 0 | 0 | 0 | 0 | 0 | 1 | 0 | 0 | 0 | 0 | 0 | 0 | 0 | 0 | 0 | 0 | 0 | 0 | 0 | 0 | 4502.6407
2025-03-20 | 4706.341 | 7.2 | 0 | 0 | 0 | 0 | 0 | 0 | 0 | 0 | 0 | 0 | 0 | 0 | 1 | 0 | 0 | 0 | 0 | 0 | 0 | 0 | 0 | 0 | 0 | 0 | 0 | 0 | 4697.2833
2025-03-20 | 4636.977 | 9.4 | 0 | 0 | 0 | 0 | 0 | 0 | 0 | 0 | 0 | 0 | 0 | 0 | 0 | 1 | 0 | 0 | 0 | 0 | 0 | 0 | 0 | 0 | 0 | 0 | 0 | 0 | 4867.1226
2025-03-20 | 4694.541 | 8.1 | 0 | 0 | 0 | 0 | 0 | 0 | 0 | 0 | 0 | 0 | 0 | 0 | 0 | 0 | 1 | 0 | 0 | 0 | 0 | 0 | 0 | 0 | 0 | 0 | 0 | 0 | 4758.1828
2025-03-20 | 4756.276 | 8.3 | 0 | 0 | 0 | 0 | 0 | 0 | 0 | 0 | 0 | 0 | 0 | 0 | 0 | 0 | 0 | 1 | 0 | 0 | 0 | 0 | 0 | 0 | 0 | 0 | 0 | 0 | 4763.0787
2025-03-20 | 4614.997 | 7.1 | 0 | 0 | 0 | 0 | 0 | 0 | 0 | 0 | 0 | 0 | 0 | 0 | 0 | 0 | 0 | 0 | 1 | 0 | 0 | 0 | 0 | 0 | 0 | 0 | 0 | 0 | 4631.0716
2025-03-20 | 4431.199 | 9.5 | 0 | 0 | 0 | 0 | 0 | 0 | 0 | 0 | 0 | 0 | 0 | 0 | 0 | 0 | 0 | 0 | 0 | 1 | 0 | 0 | 0 | 0 | 0 | 0 | 0 | 0 | 4658.7001
2025-03-20 | 4004.719 | 10.2 | 0 | 0 | 0 | 0 | 0 | 0 | 0 | 0 | 0 | 0 | 0 | 0 | 0 | 0 | 0 | 0 | 0 | 0 | 1 | 0 | 0 | 0 | 0 | 0 | 0 | 0 | 4410.8221
2025-03-20 | 3659.126 | 12.1 | 0 | 0 | 0 | 0 | 0 | 0 | 0 | 0 | 0 | 0 | 0 | 0 | 0 | 0 | 0 | 0 | 0 | 0 | 0 | 1 | 0 | 0 | 0 | 0 | 0 | 0 | 4235.2112
2025-03-20 | 3556.981 | 15.4 | 0 | 0 | 0 | 0 | 0 | 0 | 0 | 0 | 0 | 0 | 0 | 0 | 0 | 0 | 0 | 0 | 0 | 0 | 0 | 0 | 1 | 0 | 0 | 0 | 0 | 0 | 4264.1698
2025-03-20 | 3444.585 | 16.5 | 0 | 0 | 0 | 0 | 0 | 0 | 0 | 0 | 0 | 0 | 0 | 0 | 0 | 0 | 0 | 0 | 0 | 0 | 0 | 0 | 0 | 1 | 0 | 0 | 0 | 0 | 4180.2599
2025-03-20 | 3207.383 | 17 | 0 | 0 | 0 | 0 | 0 | 0 | 0 | 0 | 0 | 0 | 0 | 0 | 0 | 0 | 0 | 0 | 0 | 0 | 0 | 0 | 0 | 0 | 1 | 0 | 0 | 0 | 4028.1681
2025-03-20 | 2985.631 | 17.1 | 0 | 0 | 0 | 0 | 0 | 0 | 0 | 0 | 0 | 0 | 0 | 0 | 0 | 0 | 0 | 0 | 0 | 0 | 0 | 0 | 0 | 0 | 0 | 1 | 0 | 0 | 3770.8709
2025-03-20 | 2841.314 | 17 | 0 | 0 | 0 | 0 | 0 | 0 | 0 | 0 | 0 | 0 | 0 | 0 | 0 | 0 | 0 | 0 | 0 | 0 | 0 | 0 | 0 | 0 | 0 | 0 | 1 | 0 | 3548.623
2025-03-20 | 2804.753 | 17.1 | 0 | 0 | 0 | 0 | 0 | 0 | 0 | 0 | 0 | 0 | 0 | 0 | 0 | 0 | 0 | 0 | 0 | 0 | 0 | 0 | 0 | 0 | 0 | 0 | 0 | 1 | 3424.9728
2025-03-21 | 2749.217 | 17.4 | 0 | 0 | 1 | 0 | 0 | 0 | 0 | 0 | 0 | 0 | 0 | 0 | 0 | 0 | 0 | 0 | 0 | 0 | 0 | 0 | 0 | 0 | 0 | 0 | 0 | 0 | 3369.6667
2025-03-21 | 2746.183 | 18.3 | 0 | 0 | 0 | 1 | 0 | 0 | 0 | 0 | 0 | 0 | 0 | 0 | 0 | 0 | 0 | 0 | 0 | 0 | 0 | 0 | 0 | 0 | 0 | 0 | 0 | 0 | 3393.4909
2025-03-21 | 2752.685 | 18.5 | 0 | 0 | 0 | 0 | 1 | 0 | 0 | 0 | 0 | 0 | 0 | 0 | 0 | 0 | 0 | 0 | 0 | 0 | 0 | 0 | 0 | 0 | 0 | 0 | 0 | 0 | 3393.8848
2025-03-21 | 2830.989 | 18.8 | 0 | 0 | 0 | 0 | 0 | 1 | 0 | 0 | 0 | 0 | 0 | 0 | 0 | 0 | 0 | 0 | 0 | 0 | 0 | 0 | 0 | 0 | 0 | 0 | 0 | 0 | 3445.3882
2025-03-21 | 2946.922 | 18.6 | 0 | 0 | 0 | 0 | 0 | 0 | 1 | 0 | 0 | 0 | 0 | 0 | 0 | 0 | 0 | 0 | 0 | 0 | 0 | 0 | 0 | 0 | 0 | 0 | 0 | 0 | 3478.9234
2025-03-21 | 3203.042 | 20.6 | 0 | 0 | 0 | 0 | 0 | 0 | 0 | 1 | 0 | 0 | 0 | 0 | 0 | 0 | 0 | 0 | 0 | 0 | 0 | 0 | 0 | 0 | 0 | 0 | 0 | 0 | 3716.5699
2025-03-21 | 3721.213 | 20.6 | 0 | 0 | 0 | 0 | 0 | 0 | 0 | 0 | 1 | 0 | 0 | 0 | 0 | 0 | 0 | 0 | 0 | 0 | 0 | 0 | 0 | 0 | 0 | 0 | 0 | 0 | 4057.8154
2025-03-21 | 4233.349 | 19.8 | 0 | 0 | 0 | 0 | 0 | 0 | 0 | 0 | 0 | 1 | 0 | 0 | 0 | 0 | 0 | 0 | 0 | 0 | 0 | 0 | 0 | 0 | 0 | 0 | 0 | 0 | 4506.8369
2025-03-21 | 4600.9 | 17.6 | 0 | 0 | 0 | 0 | 0 | 0 | 0 | 0 | 0 | 0 | 1 | 0 | 0 | 0 | 0 | 0 | 0 | 0 | 0 | 0 | 0 | 0 | 0 | 0 | 0 | 0 | 4981.5801
2025-03-21 | 4781.913 | 16.4 | 0 | 0 | 0 | 0 | 0 | 0 | 0 | 0 | 0 | 0 | 0 | 1 | 0 | 0 | 0 | 0 | 0 | 0 | 0 | 0 | 0 | 0 | 0 | 0 | 0 | 0 | 5121.9395
2025-03-21 | 4821.989 | 14.8 | 0 | 0 | 0 | 0 | 0 | 0 | 0 | 0 | 0 | 0 | 0 | 0 | 1 | 0 | 0 | 0 | 0 | 0 | 0 | 0 | 0 | 0 | 0 | 0 | 0 | 0 | 5197.9929
2025-03-21 | 4719.838 | 13.5 | 0 | 0 | 0 | 0 | 0 | 0 | 0 | 0 | 0 | 0 | 0 | 0 | 0 | 1 | 0 | 0 | 0 | 0 | 0 | 0 | 0 | 0 | 0 | 0 | 0 | 0 | 5137.2423
2025-03-21 | 4648.177 | 12.5 | 0 | 0 | 0 | 0 | 0 | 0 | 0 | 0 | 0 | 0 | 0 | 0 | 0 | 0 | 1 | 0 | 0 | 0 | 0 | 0 | 0 | 0 | 0 | 0 | 0 | 0 | 5048.0674
2025-03-21 | 4591.399 | 11.2 | 0 | 0 | 0 | 0 | 0 | 0 | 0 | 0 | 0 | 0 | 0 | 0 | 0 | 0 | 0 | 1 | 0 | 0 | 0 | 0 | 0 | 0 | 0 | 0 | 0 | 0 | 4954.139
2025-03-21 | 4409.024 | 10.5 | 0 | 0 | 0 | 0 | 0 | 0 | 0 | 0 | 0 | 0 | 0 | 0 | 0 | 0 | 0 | 0 | 1 | 0 | 0 | 0 | 0 | 0 | 0 | 0 | 0 | 0 | 4855.0732
2025-03-21 | 4148.02 | 10 | 0 | 0 | 0 | 0 | 0 | 0 | 0 | 0 | 0 | 0 | 0 | 0 | 0 | 0 | 0 | 0 | 0 | 1 | 0 | 0 | 0 | 0 | 0 | 0 | 0 | 0 | 4691.6416
2025-03-21 | 3870.724 | 10 | 0 | 0 | 0 | 0 | 0 | 0 | 0 | 0 | 0 | 0 | 0 | 0 | 0 | 0 | 0 | 0 | 0 | 0 | 1 | 0 | 0 | 0 | 0 | 0 | 0 | 0 | 4397.6455
2025-03-21 | 3551.963 | 10.8 | 0 | 0 | 0 | 0 | 0 | 0 | 0 | 0 | 0 | 0 | 0 | 0 | 0 | 0 | 0 | 0 | 0 | 0 | 0 | 1 | 0 | 0 | 0 | 0 | 0 | 0 | 4149.5635
2025-03-21 | 3450.638 | 12.2 | 0 | 0 | 0 | 0 | 0 | 0 | 0 | 0 | 0 | 0 | 0 | 0 | 0 | 0 | 0 | 0 | 0 | 0 | 0 | 0 | 1 | 0 | 0 | 0 | 0 | 0 | 4053.3446
2025-03-21 | 3441.315 | 13.1 | 0 | 0 | 0 | 0 | 0 | 0 | 0 | 0 | 0 | 0 | 0 | 0 | 0 | 0 | 0 | 0 | 0 | 0 | 0 | 0 | 0 | 1 | 0 | 0 | 0 | 0 | 3956.2583
2025-03-21 | 3266.334 | 12.6 | 0 | 0 | 0 | 0 | 0 | 0 | 0 | 0 | 0 | 0 | 0 | 0 | 0 | 0 | 0 | 0 | 0 | 0 | 0 | 0 | 0 | 0 | 1 | 0 | 0 | 0 | 3738.2835
2025-03-21 | 3039.405 | 12.6 | 0 | 0 | 0 | 0 | 0 | 0 | 0 | 0 | 0 | 0 | 0 | 0 | 0 | 0 | 0 | 0 | 0 | 0 | 0 | 0 | 0 | 0 | 0 | 1 | 0 | 0 | 3474.3981
2025-03-21 | 2866.621 | 12.6 | 0 | 0 | 0 | 0 | 0 | 0 | 0 | 0 | 0 | 0 | 0 | 0 | 0 | 0 | 0 | 0 | 0 | 0 | 0 | 0 | 0 | 0 | 0 | 0 | 1 | 0 | 3258.7385
2025-03-21 | 2753.617 | 12.5 | 0 | 0 | 0 | 0 | 0 | 0 | 0 | 0 | 0 | 0 | 0 | 0 | 0 | 0 | 0 | 0 | 0 | 0 | 0 | 0 | 0 | 0 | 0 | 0 | 0 | 1 | 3121.9117
2025-03-22 | 2694.702 | 11.8 | 0 | 1 | 1 | 0 | 0 | 0 | 0 | 0 | 0 | 0 | 0 | 0 | 0 | 0 | 0 | 0 | 0 | 0 | 0 | 0 | 0 | 0 | 0 | 0 | 0 | 0 | 2428.1919
2025-03-22 | 2700.835 | 12 | 0 | 1 | 0 | 1 | 0 | 0 | 0 | 0 | 0 | 0 | 0 | 0 | 0 | 0 | 0 | 0 | 0 | 0 | 0 | 0 | 0 | 0 | 0 | 0 | 0 | 0 | 2405.898
2025-03-22 | 2727.367 | 12.4 | 0 | 1 | 0 | 0 | 1 | 0 | 0 | 0 | 0 | 0 | 0 | 0 | 0 | 0 | 0 | 0 | 0 | 0 | 0 | 0 | 0 | 0 | 0 | 0 | 0 | 0 | 2419.4686
2025-03-22 | 2771.402 | 12.2 | 0 | 1 | 0 | 0 | 0 | 1 | 0 | 0 | 0 | 0 | 0 | 0 | 0 | 0 | 0 | 0 | 0 | 0 | 0 | 0 | 0 | 0 | 0 | 0 | 0 | 0 | 2438.0306
2025-03-22 | 2801.78 | 12.4 | 0 | 1 | 0 | 0 | 0 | 0 | 1 | 0 | 0 | 0 | 0 | 0 | 0 | 0 | 0 | 0 | 0 | 0 | 0 | 0 | 0 | 0 | 0 | 0 | 0 | 0 | 2497.9189
2025-03-22 | 2909.124 | 11.7 | 0 | 1 | 0 | 0 | 0 | 0 | 0 | 1 | 0 | 0 | 0 | 0 | 0 | 0 | 0 | 0 | 0 | 0 | 0 | 0 | 0 | 0 | 0 | 0 | 0 | 0 | 2557.6817
2025-03-22 | 3026.212 | 11.6 | 0 | 1 | 0 | 0 | 0 | 0 | 0 | 0 | 1 | 0 | 0 | 0 | 0 | 0 | 0 | 0 | 0 | 0 | 0 | 0 | 0 | 0 | 0 | 0 | 0 | 0 | 2892.3389
2025-03-22 | 3291.643 | 11.6 | 0 | 1 | 0 | 0 | 0 | 0 | 0 | 0 | 0 | 1 | 0 | 0 | 0 | 0 | 0 | 0 | 0 | 0 | 0 | 0 | 0 | 0 | 0 | 0 | 0 | 0 | 3394.0667
2025-03-22 | 3659.239 | 11.7 | 0 | 1 | 0 | 0 | 0 | 0 | 0 | 0 | 0 | 0 | 1 | 0 | 0 | 0 | 0 | 0 | 0 | 0 | 0 | 0 | 0 | 0 | 0 | 0 | 0 | 0 | 4020.3404
2025-03-22 | 3916.698 | 13.7 | 0 | 1 | 0 | 0 | 0 | 0 | 0 | 0 | 0 | 0 | 0 | 1 | 0 | 0 | 0 | 0 | 0 | 0 | 0 | 0 | 0 | 0 | 0 | 0 | 0 | 0 | 4371.525
2025-03-22 | 4034.501 | 15.8 | 0 | 1 | 0 | 0 | 0 | 0 | 0 | 0 | 0 | 0 | 0 | 0 | 1 | 0 | 0 | 0 | 0 | 0 | 0 | 0 | 0 | 0 | 0 | 0 | 0 | 0 | 4691.3449
2025-03-22 | 4062.286 | 14.6 | 0 | 1 | 0 | 0 | 0 | 0 | 0 | 0 | 0 | 0 | 0 | 0 | 0 | 1 | 0 | 0 | 0 | 0 | 0 | 0 | 0 | 0 | 0 | 0 | 0 | 0 | 4637.1826
2025-03-22 | 4025.371 | 16 | 0 | 1 | 0 | 0 | 0 | 0 | 0 | 0 | 0 | 0 | 0 | 0 | 0 | 0 | 1 | 0 | 0 | 0 | 0 | 0 | 0 | 0 | 0 | 0 | 0 | 0 | 4706.1265
2025-03-22 | 3931.529 | 17.7 | 0 | 1 | 0 | 0 | 0 | 0 | 0 | 0 | 0 | 0 | 0 | 0 | 0 | 0 | 0 | 1 | 0 | 0 | 0 | 0 | 0 | 0 | 0 | 0 | 0 | 0 | 4809.8467
2025-03-22 | 3874.275 | 17.6 | 0 | 1 | 0 | 0 | 0 | 0 | 0 | 0 | 0 | 0 | 0 | 0 | 0 | 0 | 0 | 0 | 1 | 0 | 0 | 0 | 0 | 0 | 0 | 0 | 0 | 0 | 4750.3106
2025-03-22 | 3768.142 | 17.9 | 0 | 1 | 0 | 0 | 0 | 0 | 0 | 0 | 0 | 0 | 0 | 0 | 0 | 0 | 0 | 0 | 0 | 1 | 0 | 0 | 0 | 0 | 0 | 0 | 0 | 0 | 4639.5853
2025-03-22 | 3627.108 | 18.8 | 0 | 1 | 0 | 0 | 0 | 0 | 0 | 0 | 0 | 0 | 0 | 0 | 0 | 0 | 0 | 0 | 0 | 0 | 1 | 0 | 0 | 0 | 0 | 0 | 0 | 0 | 4404.8837
2025-03-22 | 3544.043 | 19.2 | 0 | 1 | 0 | 0 | 0 | 0 | 0 | 0 | 0 | 0 | 0 | 0 | 0 | 0 | 0 | 0 | 0 | 0 | 0 | 1 | 0 | 0 | 0 | 0 | 0 | 0 | 4130.4486
2025-03-22 | 3588.512 | 20.7 | 0 | 1 | 0 | 0 | 0 | 0 | 0 | 0 | 0 | 0 | 0 | 0 | 0 | 0 | 0 | 0 | 0 | 0 | 0 | 0 | 1 | 0 | 0 | 0 | 0 | 0 | 4040.818
2025-03-22 | 3626.103 | 22 | 0 | 1 | 0 | 0 | 0 | 0 | 0 | 0 | 0 | 0 | 0 | 0 | 0 | 0 | 0 | 0 | 0 | 0 | 0 | 0 | 0 | 1 | 0 | 0 | 0 | 0 | 3970.0848
2025-03-22 | 3449.858 | 22.2 | 0 | 1 | 0 | 0 | 0 | 0 | 0 | 0 | 0 | 0 | 0 | 0 | 0 | 0 | 0 | 0 | 0 | 0 | 0 | 0 | 0 | 0 | 1 | 0 | 0 | 0 | 3798.2281
2025-03-22 | 3295.958 | 22.5 | 0 | 1 | 0 | 0 | 0 | 0 | 0 | 0 | 0 | 0 | 0 | 0 | 0 | 0 | 0 | 0 | 0 | 0 | 0 | 0 | 0 | 0 | 0 | 1 | 0 | 0 | 3554.1074
2025-03-22 | 3124.764 | 22.7 | 0 | 1 | 0 | 0 | 0 | 0 | 0 | 0 | 0 | 0 | 0 | 0 | 0 | 0 | 0 | 0 | 0 | 0 | 0 | 0 | 0 | 0 | 0 | 0 | 1 | 0 | 3351.6244
2025-03-22 | 2988.771 | 23.1 | 0 | 1 | 0 | 0 | 0 | 0 | 0 | 0 | 0 | 0 | 0 | 0 | 0 | 0 | 0 | 0 | 0 | 0 | 0 | 0 | 0 | 0 | 0 | 0 | 0 | 1 | 3247.7391
2025-03-23 | 2957.224 | 23.2 | 0 | 1 | 1 | 0 | 0 | 0 | 0 | 0 | 0 | 0 | 0 | 0 | 0 | 0 | 0 | 0 | 0 | 0 | 0 | 0 | 0 | 0 | 0 | 0 | 0 | 0 | 3179.2564
2025-03-23 | 2969.725 | 23.1 | 0 | 1 | 0 | 1 | 0 | 0 | 0 | 0 | 0 | 0 | 0 | 0 | 0 | 0 | 0 | 0 | 0 | 0 | 0 | 0 | 0 | 0 | 0 | 0 | 0 | 0 | 3137.1977
2025-03-23 | 2950.98 | 23.7 | 0 | 1 | 0 | 0 | 1 | 0 | 0 | 0 | 0 | 0 | 0 | 0 | 0 | 0 | 0 | 0 | 0 | 0 | 0 | 0 | 0 | 0 | 0 | 0 | 0 | 0 | 3163.9448
2025-03-23 | 2985.181 | 24.8 | 0 | 1 | 0 | 0 | 0 | 1 | 0 | 0 | 0 | 0 | 0 | 0 | 0 | 0 | 0 | 0 | 0 | 0 | 0 | 0 | 0 | 0 | 0 | 0 | 0 | 0 | 3268.1545
2025-03-23 | 3053.18 | 25.2 | 0 | 1 | 0 | 0 | 0 | 0 | 1 | 0 | 0 | 0 | 0 | 0 | 0 | 0 | 0 | 0 | 0 | 0 | 0 | 0 | 0 | 0 | 0 | 0 | 0 | 0 | 3341.2194
2025-03-23 | 3146.428 | 24.3 | 0 | 1 | 0 | 0 | 0 | 0 | 0 | 1 | 0 | 0 | 0 | 0 | 0 | 0 | 0 | 0 | 0 | 0 | 0 | 0 | 0 | 0 | 0 | 0 | 0 | 0 | 3387.8056
2025-03-23 | 3185.355 | 25 | 0 | 1 | 0 | 0 | 0 | 0 | 0 | 0 | 1 | 0 | 0 | 0 | 0 | 0 | 0 | 0 | 0 | 0 | 0 | 0 | 0 | 0 | 0 | 0 | 0 | 0 | 3775.1691
2025-03-23 | 3336.038 | 24.2 | 0 | 1 | 0 | 0 | 0 | 0 | 0 | 0 | 0 | 1 | 0 | 0 | 0 | 0 | 0 | 0 | 0 | 0 | 0 | 0 | 0 | 0 | 0 | 0 | 0 | 0 | 4224.1906
2025-03-23 | 3480.11 | 22.3 | 0 | 1 | 0 | 0 | 0 | 0 | 0 | 0 | 0 | 0 | 1 | 0 | 0 | 0 | 0 | 0 | 0 | 0 | 0 | 0 | 0 | 0 | 0 | 0 | 0 | 0 | 4718.6987
2025-03-23 | 3714.634 | 21.2 | 0 | 1 | 0 | 0 | 0 | 0 | 0 | 0 | 0 | 0 | 0 | 1 | 0 | 0 | 0 | 0 | 0 | 0 | 0 | 0 | 0 | 0 | 0 | 0 | 0 | 0 | 4865.6463
2025-03-23 | 3776.04 | 20.2 | 0 | 1 | 0 | 0 | 0 | 0 | 0 | 0 | 0 | 0 | 0 | 0 | 1 | 0 | 0 | 0 | 0 | 0 | 0 | 0 | 0 | 0 | 0 | 0 | 0 | 0 | 4981.2295
2025-03-23 | 3758.419 | 19.8 | 0 | 1 | 0 | 0 | 0 | 0 | 0 | 0 | 0 | 0 | 0 | 0 | 0 | 1 | 0 | 0 | 0 | 0 | 0 | 0 | 0 | 0 | 0 | 0 | 0 | 0 | 4979.7734
2025-03-23 | 3691.011 | 19.6 | 0 | 1 | 0 | 0 | 0 | 0 | 0 | 0 | 0 | 0 | 0 | 0 | 0 | 0 | 1 | 0 | 0 | 0 | 0 | 0 | 0 | 0 | 0 | 0 | 0 | 0 | 4943.3048
2025-03-23 | 3669.645 | 18.9 | 0 | 1 | 0 | 0 | 0 | 0 | 0 | 0 | 0 | 0 | 0 | 0 | 0 | 0 | 0 | 1 | 0 | 0 | 0 | 0 | 0 | 0 | 0 | 0 | 0 | 0 | 4888.9061
2025-03-23 | 3543.052 | 18.7 | 0 | 1 | 0 | 0 | 0 | 0 | 0 | 0 | 0 | 0 | 0 | 0 | 0 | 0 | 0 | 0 | 1 | 0 | 0 | 0 | 0 | 0 | 0 | 0 | 0 | 0 | 4822.7818
2025-03-23 | 3461.042 | 18.6 | 0 | 1 | 0 | 0 | 0 | 0 | 0 | 0 | 0 | 0 | 0 | 0 | 0 | 0 | 0 | 0 | 0 | 1 | 0 | 0 | 0 | 0 | 0 | 0 | 0 | 0 | 4685.7032
2025-03-23 | 3428.027 | 19.5 | 0 | 1 | 0 | 0 | 0 | 0 | 0 | 0 | 0 | 0 | 0 | 0 | 0 | 0 | 0 | 0 | 0 | 0 | 1 | 0 | 0 | 0 | 0 | 0 | 0 | 0 | 4451.0017
2025-03-23 | 3390.941 | 19.7 | 0 | 1 | 0 | 0 | 0 | 0 | 0 | 0 | 0 | 0 | 0 | 0 | 0 | 0 | 0 | 0 | 0 | 0 | 0 | 1 | 0 | 0 | 0 | 0 | 0 | 0 | 4163.39
2025-03-23 | 3394.403 | 19.6 | 0 | 1 | 0 | 0 | 0 | 0 | 0 | 0 | 0 | 0 | 0 | 0 | 0 | 0 | 0 | 0 | 0 | 0 | 0 | 0 | 1 | 0 | 0 | 0 | 0 | 0 | 3968.3469
2025-03-23 | 3417.924 | 19.8 | 0 | 1 | 0 | 0 | 0 | 0 | 0 | 0 | 0 | 0 | 0 | 0 | 0 | 0 | 0 | 0 | 0 | 0 | 0 | 0 | 0 | 1 | 0 | 0 | 0 | 0 | 3825.1425
2025-03-23 | 3300.235 | 19.5 | 0 | 1 | 0 | 0 | 0 | 0 | 0 | 0 | 0 | 0 | 0 | 0 | 0 | 0 | 0 | 0 | 0 | 0 | 0 | 0 | 0 | 0 | 1 | 0 | 0 | 0 | 3620.3444
2025-03-23 | 3140.117 | 19.2 | 0 | 1 | 0 | 0 | 0 | 0 | 0 | 0 | 0 | 0 | 0 | 0 | 0 | 0 | 0 | 0 | 0 | 0 | 0 | 0 | 0 | 0 | 0 | 1 | 0 | 0 | 3336.694
2025-03-23 | 3013.952 | 18.8 | 0 | 1 | 0 | 0 | 0 | 0 | 0 | 0 | 0 | 0 | 0 | 0 | 0 | 0 | 0 | 0 | 0 | 0 | 0 | 0 | 0 | 0 | 0 | 0 | 1 | 0 | 3094.6813
2025-03-23 | 2948.768 | 18.1 | 0 | 1 | 0 | 0 | 0 | 0 | 0 | 0 | 0 | 0 | 0 | 0 | 0 | 0 | 0 | 0 | 0 | 0 | 0 | 0 | 0 | 0 | 0 | 0 | 0 | 1 | 2918.3249
2025-03-24 | 2897.97 | 18.9 | 0 | 0 | 1 | 0 | 0 | 0 | 0 | 0 | 0 | 0 | 0 | 0 | 0 | 0 | 0 | 0 | 0 | 0 | 0 | 0 | 0 | 0 | 0 | 0 | 0 | 0 | 3468.491
2025-03-24 | 2919.994 | 18.1 | 0 | 0 | 0 | 1 | 0 | 0 | 0 | 0 | 0 | 0 | 0 | 0 | 0 | 0 | 0 | 0 | 0 | 0 | 0 | 0 | 0 | 0 | 0 | 0 | 0 | 0 | 3380.3143
2025-03-24 | 2900.573 | 17.7 | 0 | 0 | 0 | 0 | 1 | 0 | 0 | 0 | 0 | 0 | 0 | 0 | 0 | 0 | 0 | 0 | 0 | 0 | 0 | 0 | 0 | 0 | 0 | 0 | 0 | 0 | 3341.1786
2025-03-24 | 2946.586 | 17.2 | 0 | 0 | 0 | 0 | 0 | 1 | 0 | 0 | 0 | 0 | 0 | 0 | 0 | 0 | 0 | 0 | 0 | 0 | 0 | 0 | 0 | 0 | 0 | 0 | 0 | 0 | 3339.9757
2025-03-24 | 2996.774 | 16.8 | 0 | 0 | 0 | 0 | 0 | 0 | 1 | 0 | 0 | 0 | 0 | 0 | 0 | 0 | 0 | 0 | 0 | 0 | 0 | 0 | 0 | 0 | 0 | 0 | 0 | 0 | 3360.3343
2025-03-24 | 3228.856 | 16.3 | 0 | 0 | 0 | 0 | 0 | 0 | 0 | 1 | 0 | 0 | 0 | 0 | 0 | 0 | 0 | 0 | 0 | 0 | 0 | 0 | 0 | 0 | 0 | 0 | 0 | 0 | 3433.2736
2025-03-24 | 3721.369 | 15.4 | 0 | 0 | 0 | 0 | 0 | 0 | 0 | 0 | 1 | 0 | 0 | 0 | 0 | 0 | 0 | 0 | 0 | 0 | 0 | 0 | 0 | 0 | 0 | 0 | 0 | 0 | 3715.2246
2025-03-24 | 4243.858 | 14.5 | 0 | 0 | 0 | 0 | 0 | 0 | 0 | 0 | 0 | 1 | 0 | 0 | 0 | 0 | 0 | 0 | 0 | 0 | 0 | 0 | 0 | 0 | 0 | 0 | 0 | 0 | 4157.6578
2025-03-24 | 4608.324 | 13.7 | 0 | 0 | 0 | 0 | 0 | 0 | 0 | 0 | 0 | 0 | 1 | 0 | 0 | 0 | 0 | 0 | 0 | 0 | 0 | 0 | 0 | 0 | 0 | 0 | 0 | 0 | 4724.637
2025-03-24 | 4736.069 | 13.1 | 0 | 0 | 0 | 0 | 0 | 0 | 0 | 0 | 0 | 0 | 0 | 1 | 0 | 0 | 0 | 0 | 0 | 0 | 0 | 0 | 0 | 0 | 0 | 0 | 0 | 0 | 4904.5261
2025-03-24 | 4867.064 | 13.1 | 0 | 0 | 0 | 0 | 0 | 0 | 0 | 0 | 0 | 0 | 0 | 0 | 1 | 0 | 0 | 0 | 0 | 0 | 0 | 0 | 0 | 0 | 0 | 0 | 0 | 0 | 5085.9921
2025-03-24 | 4705.264 | 12.1 | 0 | 0 | 0 | 0 | 0 | 0 | 0 | 0 | 0 | 0 | 0 | 0 | 0 | 1 | 0 | 0 | 0 | 0 | 0 | 0 | 0 | 0 | 0 | 0 | 0 | 0 | 5045.0063
2025-03-24 | 4661.91 | 14.2 | 0 | 0 | 0 | 0 | 0 | 0 | 0 | 0 | 0 | 0 | 0 | 0 | 0 | 0 | 1 | 0 | 0 | 0 | 0 | 0 | 0 | 0 | 0 | 0 | 0 | 0 | 5160.0682
2025-03-24 | 4725.736 | 13.8 | 0 | 0 | 0 | 0 | 0 | 0 | 0 | 0 | 0 | 0 | 0 | 0 | 0 | 0 | 0 | 1 | 0 | 0 | 0 | 0 | 0 | 0 | 0 | 0 | 0 | 0 | 5125.4344
2025-03-24 | 4726.844 | 15.4 | 0 | 0 | 0 | 0 | 0 | 0 | 0 | 0 | 0 | 0 | 0 | 0 | 0 | 0 | 0 | 0 | 1 | 0 | 0 | 0 | 0 | 0 | 0 | 0 | 0 | 0 | 5177.8992
2025-03-24 | 4433.077 | 13.3 | 0 | 0 | 0 | 0 | 0 | 0 | 0 | 0 | 0 | 0 | 0 | 0 | 0 | 0 | 0 | 0 | 0 | 1 | 0 | 0 | 0 | 0 | 0 | 0 | 0 | 0 | 4909.055
2025-03-24 | 4070.549 | 13.9 | 0 | 0 | 0 | 0 | 0 | 0 | 0 | 0 | 0 | 0 | 0 | 0 | 0 | 0 | 0 | 0 | 0 | 0 | 1 | 0 | 0 | 0 | 0 | 0 | 0 | 0 | 4654.5886
2025-03-24 | 3675.621 | 14.5 | 0 | 0 | 0 | 0 | 0 | 0 | 0 | 0 | 0 | 0 | 0 | 0 | 0 | 0 | 0 | 0 | 0 | 0 | 0 | 1 | 0 | 0 | 0 | 0 | 0 | 0 | 4393.33
2025-03-24 | 3640.906 | 15.4 | 0 | 0 | 0 | 0 | 0 | 0 | 0 | 0 | 0 | 0 | 0 | 0 | 0 | 0 | 0 | 0 | 0 | 0 | 0 | 0 | 1 | 0 | 0 | 0 | 0 | 0 | 4264.1698
2025-03-24 | 3510.003 | 16 | 0 | 0 | 0 | 0 | 0 | 0 | 0 | 0 | 0 | 0 | 0 | 0 | 0 | 0 | 0 | 0 | 0 | 0 | 0 | 0 | 0 | 1 | 0 | 0 | 0 | 0 | 4147.3185
2025-03-24 | 3254.384 | 16.1 | 0 | 0 | 0 | 0 | 0 | 0 | 0 | 0 | 0 | 0 | 0 | 0 | 0 | 0 | 0 | 0 | 0 | 0 | 0 | 0 | 0 | 0 | 1 | 0 | 0 | 0 | 3968.8735
2025-03-24 | 3052.323 | 16.6 | 0 | 0 | 0 | 0 | 0 | 0 | 0 | 0 | 0 | 0 | 0 | 0 | 0 | 0 | 0 | 0 | 0 | 0 | 0 | 0 | 0 | 0 | 0 | 1 | 0 | 0 | 3737.9295
2025-03-24 | 2928.609 | 16.6 | 0 | 0 | 0 | 0 | 0 | 0 | 0 | 0 | 0 | 0 | 0 | 0 | 0 | 0 | 0 | 0 | 0 | 0 | 0 | 0 | 0 | 0 | 0 | 0 | 1 | 0 | 3522.2699
2025-03-24 | 2828.747 | 16.5 | 0 | 0 | 0 | 0 | 0 | 0 | 0 | 0 | 0 | 0 | 0 | 0 | 0 | 0 | 0 | 0 | 0 | 0 | 0 | 0 | 0 | 0 | 0 | 0 | 0 | 1 | 3385.4431
2025-03-25 | 2782.381 | 16.6 | 0 | 0 | 1 | 0 | 0 | 0 | 0 | 0 | 0 | 0 | 0 | 0 | 0 | 0 | 0 | 0 | 0 | 0 | 0 | 0 | 0 | 0 | 0 | 0 | 0 | 0 | 3316.9604
2025-03-25 | 2767.526 | 16.5 | 0 | 0 | 0 | 1 | 0 | 0 | 0 | 0 | 0 | 0 | 0 | 0 | 0 | 0 | 0 | 0 | 0 | 0 | 0 | 0 | 0 | 0 | 0 | 0 | 0 | 0 | 3274.9017
2025-03-25 | 2799.233 | 16.9 | 0 | 0 | 0 | 0 | 1 | 0 | 0 | 0 | 0 | 0 | 0 | 0 | 0 | 0 | 0 | 0 | 0 | 0 | 0 | 0 | 0 | 0 | 0 | 0 | 0 | 0 | 3288.4723
2025-03-25 | 2802.625 | 17.4 | 0 | 0 | 0 | 0 | 0 | 1 | 0 | 0 | 0 | 0 | 0 | 0 | 0 | 0 | 0 | 0 | 0 | 0 | 0 | 0 | 0 | 0 | 0 | 0 | 0 | 0 | 3353.1522
2025-03-25 | 2929.069 | 17.1 | 0 | 0 | 0 | 0 | 0 | 0 | 1 | 0 | 0 | 0 | 0 | 0 | 0 | 0 | 0 | 0 | 0 | 0 | 0 | 0 | 0 | 0 | 0 | 0 | 0 | 0 | 3380.0992
2025-03-25 | 3186.567 | 17.3 | 0 | 0 | 0 | 0 | 0 | 0 | 0 | 1 | 0 | 0 | 0 | 0 | 0 | 0 | 0 | 0 | 0 | 0 | 0 | 0 | 0 | 0 | 0 | 0 | 0 | 0 | 3499.1565
2025-03-25 | 3725.871 | 17.3 | 0 | 0 | 0 | 0 | 0 | 0 | 0 | 0 | 1 | 0 | 0 | 0 | 0 | 0 | 0 | 0 | 0 | 0 | 0 | 0 | 0 | 0 | 0 | 0 | 0 | 0 | 3840.402
2025-03-25 | 4330.161 | 17.1 | 0 | 0 | 0 | 0 | 0 | 0 | 0 | 0 | 0 | 1 | 0 | 0 | 0 | 0 | 0 | 0 | 0 | 0 | 0 | 0 | 0 | 0 | 0 | 0 | 0 | 0 | 4328.9532
2025-03-25 | 4742.017 | 16.7 | 0 | 0 | 0 | 0 | 0 | 0 | 0 | 0 | 0 | 0 | 1 | 0 | 0 | 0 | 0 | 0 | 0 | 0 | 0 | 0 | 0 | 0 | 0 | 0 | 0 | 0 | 4922.2855
2025-03-25 | 4894.301 | 16.1 | 0 | 0 | 0 | 0 | 0 | 0 | 0 | 0 | 0 | 0 | 0 | 1 | 0 | 0 | 0 | 0 | 0 | 0 | 0 | 0 | 0 | 0 | 0 | 0 | 0 | 0 | 5102.1747
2025-03-25 | 5065.524 | 14.3 | 0 | 0 | 0 | 0 | 0 | 0 | 0 | 0 | 0 | 0 | 0 | 0 | 1 | 0 | 0 | 0 | 0 | 0 | 0 | 0 | 0 | 0 | 0 | 0 | 0 | 0 | 5165.0515
2025-03-25 | 4884.681 | 13.7 | 0 | 0 | 0 | 0 | 0 | 0 | 0 | 0 | 0 | 0 | 0 | 0 | 0 | 1 | 0 | 0 | 0 | 0 | 0 | 0 | 0 | 0 | 0 | 0 | 0 | 0 | 5150.4189
2025-03-25 | 4922.748 | 14.8 | 0 | 0 | 0 | 0 | 0 | 0 | 0 | 0 | 0 | 0 | 0 | 0 | 0 | 0 | 1 | 0 | 0 | 0 | 0 | 0 | 0 | 0 | 0 | 0 | 0 | 0 | 5199.5979
2025-03-25 | 4985.569 | 14.7 | 0 | 0 | 0 | 0 | 0 | 0 | 0 | 0 | 0 | 0 | 0 | 0 | 0 | 0 | 0 | 1 | 0 | 0 | 0 | 0 | 0 | 0 | 0 | 0 | 0 | 0 | 5184.7289
2025-03-25 | 4899.285 | 14.2 | 0 | 0 | 0 | 0 | 0 | 0 | 0 | 0 | 0 | 0 | 0 | 0 | 0 | 0 | 0 | 0 | 1 | 0 | 0 | 0 | 0 | 0 | 0 | 0 | 0 | 0 | 5098.8398
2025-03-25 | 4596.84 | 14.3 | 0 | 0 | 0 | 0 | 0 | 0 | 0 | 0 | 0 | 0 | 0 | 0 | 0 | 0 | 0 | 0 | 0 | 1 | 0 | 0 | 0 | 0 | 0 | 0 | 0 | 0 | 4974.9378
2025-03-25 | 4178.599 | 14.8 | 0 | 0 | 0 | 0 | 0 | 0 | 0 | 0 | 0 | 0 | 0 | 0 | 0 | 0 | 0 | 0 | 0 | 0 | 1 | 0 | 0 | 0 | 0 | 0 | 0 | 0 | 4713.8832
2025-03-25 | 3873.023 | 15.1 | 0 | 0 | 0 | 0 | 0 | 0 | 0 | 0 | 0 | 0 | 0 | 0 | 0 | 0 | 0 | 0 | 0 | 0 | 0 | 1 | 0 | 0 | 0 | 0 | 0 | 0 | 4432.8598
2025-03-25 | 3735.304 | 16.2 | 0 | 0 | 0 | 0 | 0 | 0 | 0 | 0 | 0 | 0 | 0 | 0 | 0 | 0 | 0 | 0 | 0 | 0 | 0 | 0 | 1 | 0 | 0 | 0 | 0 | 0 | 4316.876
2025-03-25 | 3569.27 | 17.1 | 0 | 0 | 0 | 0 | 0 | 0 | 0 | 0 | 0 | 0 | 0 | 0 | 0 | 0 | 0 | 0 | 0 | 0 | 0 | 0 | 0 | 1 | 0 | 0 | 0 | 0 | 4219.7897
2025-03-25 | 3333.346 | 17.2 | 0 | 0 | 0 | 0 | 0 | 0 | 0 | 0 | 0 | 0 | 0 | 0 | 0 | 0 | 0 | 0 | 0 | 0 | 0 | 0 | 0 | 0 | 1 | 0 | 0 | 0 | 4041.3447
2025-03-25 | 3081.065 | 17.2 | 0 | 0 | 0 | 0 | 0 | 0 | 0 | 0 | 0 | 0 | 0 | 0 | 0 | 0 | 0 | 0 | 0 | 0 | 0 | 0 | 0 | 0 | 0 | 1 | 0 | 0 | 3777.4592
2025-03-25 | 2954.655 | 17.6 | 0 | 0 | 0 | 0 | 0 | 0 | 0 | 0 | 0 | 0 | 0 | 0 | 0 | 0 | 0 | 0 | 0 | 0 | 0 | 0 | 0 | 0 | 0 | 0 | 1 | 0 | 3588.1527
2025-03-25 | 2866.161 | 17.7 | 0 | 0 | 0 | 0 | 0 | 0 | 0 | 0 | 0 | 0 | 0 | 0 | 0 | 0 | 0 | 0 | 0 | 0 | 0 | 0 | 0 | 0 | 0 | 0 | 0 | 1 | 3464.5026
2025-03-26 | 2842.578 | 17.9 | 0 | 0 | 1 | 0 | 0 | 0 | 0 | 0 | 0 | 0 | 0 | 0 | 0 | 0 | 0 | 0 | 0 | 0 | 0 | 0 | 0 | 0 | 0 | 0 | 0 | 0 | 3402.6081
2025-03-26 | 2847.024 | 18.6 | 0 | 0 | 0 | 1 | 0 | 0 | 0 | 0 | 0 | 0 | 0 | 0 | 0 | 0 | 0 | 0 | 0 | 0 | 0 | 0 | 0 | 0 | 0 | 0 | 0 | 0 | 3413.2557
2025-03-26 | 2840.491 | 19.3 | 0 | 0 | 0 | 0 | 1 | 0 | 0 | 0 | 0 | 0 | 0 | 0 | 0 | 0 | 0 | 0 | 0 | 0 | 0 | 0 | 0 | 0 | 0 | 0 | 0 | 0 | 3446.5911
2025-03-26 | 2904.663 | 20.3 | 0 | 0 | 0 | 0 | 0 | 1 | 0 | 0 | 0 | 0 | 0 | 0 | 0 | 0 | 0 | 0 | 0 | 0 | 0 | 0 | 0 | 0 | 0 | 0 | 0 | 0 | 3544.2125
2025-03-26 | 3045.864 | 20.8 | 0 | 0 | 0 | 0 | 0 | 0 | 1 | 0 | 0 | 0 | 0 | 0 | 0 | 0 | 0 | 0 | 0 | 0 | 0 | 0 | 0 | 0 | 0 | 0 | 0 | 0 | 3623.8657
2025-03-26 | 3306.842 | 20.8 | 0 | 0 | 0 | 0 | 0 | 0 | 0 | 1 | 0 | 0 | 0 | 0 | 0 | 0 | 0 | 0 | 0 | 0 | 0 | 0 | 0 | 0 | 0 | 0 | 0 | 0 | 3729.7465
2025-03-26 | 3754.415 | 20.1 | 0 | 0 | 0 | 0 | 0 | 0 | 0 | 0 | 1 | 0 | 0 | 0 | 0 | 0 | 0 | 0 | 0 | 0 | 0 | 0 | 0 | 0 | 0 | 0 | 0 | 0 | 4024.874
2025-03-26 | 4312.772 | 20.1 | 0 | 0 | 0 | 0 | 0 | 0 | 0 | 0 | 0 | 1 | 0 | 0 | 0 | 0 | 0 | 0 | 0 | 0 | 0 | 0 | 0 | 0 | 0 | 0 | 0 | 0 | 4526.6017
2025-03-26 | 4643.867 | 19 | 0 | 0 | 0 | 0 | 0 | 0 | 0 | 0 | 0 | 0 | 1 | 0 | 0 | 0 | 0 | 0 | 0 | 0 | 0 | 0 | 0 | 0 | 0 | 0 | 0 | 0 | 5073.8161
2025-03-26 | 4957.346 | 19.1 | 0 | 0 | 0 | 0 | 0 | 0 | 0 | 0 | 0 | 0 | 0 | 1 | 0 | 0 | 0 | 0 | 0 | 0 | 0 | 0 | 0 | 0 | 0 | 0 | 0 | 0 | 5299.8232
2025-03-26 | 4996.436 | 18.9 | 0 | 0 | 0 | 0 | 0 | 0 | 0 | 0 | 0 | 0 | 0 | 0 | 1 | 0 | 0 | 0 | 0 | 0 | 0 | 0 | 0 | 0 | 0 | 0 | 0 | 0 | 5468.1126
2025-03-26 | 4934.741 | 16.6 | 0 | 0 | 0 | 0 | 0 | 0 | 0 | 0 | 0 | 0 | 0 | 0 | 0 | 1 | 0 | 0 | 0 | 0 | 0 | 0 | 0 | 0 | 0 | 0 | 0 | 0 | 5341.4792
2025-03-26 | 4957.986 | 15.2 | 0 | 0 | 0 | 0 | 0 | 0 | 0 | 0 | 0 | 0 | 0 | 0 | 0 | 0 | 1 | 0 | 0 | 0 | 0 | 0 | 0 | 0 | 0 | 0 | 0 | 0 | 5225.9511
2025-03-26 | 4998.056 | 16.1 | 0 | 0 | 0 | 0 | 0 | 0 | 0 | 0 | 0 | 0 | 0 | 0 | 0 | 0 | 0 | 1 | 0 | 0 | 0 | 0 | 0 | 0 | 0 | 0 | 0 | 0 | 5276.9649
2025-03-26 | 4833.413 | 15.5 | 0 | 0 | 0 | 0 | 0 | 0 | 0 | 0 | 0 | 0 | 0 | 0 | 0 | 0 | 0 | 0 | 1 | 0 | 0 | 0 | 0 | 0 | 0 | 0 | 0 | 0 | 5184.4875
2025-03-26 | 4480.747 | 14.5 | 0 | 0 | 0 | 0 | 0 | 0 | 0 | 0 | 0 | 0 | 0 | 0 | 0 | 0 | 0 | 0 | 0 | 1 | 0 | 0 | 0 | 0 | 0 | 0 | 0 | 0 | 4988.1144
2025-03-26 | 4045.71 | 14.8 | 0 | 0 | 0 | 0 | 0 | 0 | 0 | 0 | 0 | 0 | 0 | 0 | 0 | 0 | 0 | 0 | 0 | 0 | 1 | 0 | 0 | 0 | 0 | 0 | 0 | 0 | 4713.8832
2025-03-26 | 3760.098 | 15.6 | 0 | 0 | 0 | 0 | 0 | 0 | 0 | 0 | 0 | 0 | 0 | 0 | 0 | 0 | 0 | 0 | 0 | 0 | 0 | 1 | 0 | 0 | 0 | 0 | 0 | 0 | 4465.8012
2025-03-26 | 3692.496 | 16.5 | 0 | 0 | 0 | 0 | 0 | 0 | 0 | 0 | 0 | 0 | 0 | 0 | 0 | 0 | 0 | 0 | 0 | 0 | 0 | 0 | 1 | 0 | 0 | 0 | 0 | 0 | 4336.6409
2025-03-26 | 3625.13 | 18.2 | 0 | 0 | 0 | 0 | 0 | 0 | 0 | 0 | 0 | 0 | 0 | 0 | 0 | 0 | 0 | 0 | 0 | 0 | 0 | 0 | 0 | 1 | 0 | 0 | 0 | 0 | 4292.2608
2025-03-26 | 3396.04 | 18.6 | 0 | 0 | 0 | 0 | 0 | 0 | 0 | 0 | 0 | 0 | 0 | 0 | 0 | 0 | 0 | 0 | 0 | 0 | 0 | 0 | 0 | 0 | 1 | 0 | 0 | 0 | 4133.5807
2025-03-26 | 3116.591 | 19.5 | 0 | 0 | 0 | 0 | 0 | 0 | 0 | 0 | 0 | 0 | 0 | 0 | 0 | 0 | 0 | 0 | 0 | 0 | 0 | 0 | 0 | 0 | 0 | 1 | 0 | 0 | 3928.9897
2025-03-26 | 2977.481 | 20.5 | 0 | 0 | 0 | 0 | 0 | 0 | 0 | 0 | 0 | 0 | 0 | 0 | 0 | 0 | 0 | 0 | 0 | 0 | 0 | 0 | 0 | 0 | 0 | 0 | 1 | 0 | 3779.213
2025-03-26 | 2915.715 | 21.2 | 0 | 0 | 0 | 0 | 0 | 0 | 0 | 0 | 0 | 0 | 0 | 0 | 0 | 0 | 0 | 0 | 0 | 0 | 0 | 0 | 0 | 0 | 0 | 0 | 0 | 1 | 3695.0925
2025-03-27 | 2898.135 | 21.3 | 0 | 0 | 1 | 0 | 0 | 0 | 0 | 0 | 0 | 0 | 0 | 0 | 0 | 0 | 0 | 0 | 0 | 0 | 0 | 0 | 0 | 0 | 0 | 0 | 0 | 0 | 3626.6098
2025-03-27 | 2905.542 | 21.4 | 0 | 0 | 0 | 1 | 0 | 0 | 0 | 0 | 0 | 0 | 0 | 0 | 0 | 0 | 0 | 0 | 0 | 0 | 0 | 0 | 0 | 0 | 0 | 0 | 0 | 0 | 3597.7277
2025-03-27 | 2925.125 | 23.5 | 0 | 0 | 0 | 0 | 1 | 0 | 0 | 0 | 0 | 0 | 0 | 0 | 0 | 0 | 0 | 0 | 0 | 0 | 0 | 0 | 0 | 0 | 0 | 0 | 0 | 0 | 3723.2991
2025-03-27 | 2980.983 | 22.3 | 0 | 0 | 0 | 0 | 0 | 1 | 0 | 0 | 0 | 0 | 0 | 0 | 0 | 0 | 0 | 0 | 0 | 0 | 0 | 0 | 0 | 0 | 0 | 0 | 0 | 0 | 3675.9782
2025-03-27 | 3106.707 | 23.9 | 0 | 0 | 0 | 0 | 0 | 0 | 1 | 0 | 0 | 0 | 0 | 0 | 0 | 0 | 0 | 0 | 0 | 0 | 0 | 0 | 0 | 0 | 0 | 0 | 0 | 0 | 3828.1025
2025-03-27 | 3397.202 | 23.7 | 0 | 0 | 0 | 0 | 0 | 0 | 0 | 1 | 0 | 0 | 0 | 0 | 0 | 0 | 0 | 0 | 0 | 0 | 0 | 0 | 0 | 0 | 0 | 0 | 0 | 0 | 3920.8067
2025-03-27 | 3840.9 | 22.7 | 0 | 0 | 0 | 0 | 0 | 0 | 0 | 0 | 1 | 0 | 0 | 0 | 0 | 0 | 0 | 0 | 0 | 0 | 0 | 0 | 0 | 0 | 0 | 0 | 0 | 0 | 4196.1694
2025-03-27 | 4397.272 | 20.7 | 0 | 0 | 0 | 0 | 0 | 0 | 0 | 0 | 0 | 1 | 0 | 0 | 0 | 0 | 0 | 0 | 0 | 0 | 0 | 0 | 0 | 0 | 0 | 0 | 0 | 0 | 4566.1315
2025-03-27 | 4705.908 | 17.7 | 0 | 0 | 0 | 0 | 0 | 0 | 0 | 0 | 0 | 0 | 1 | 0 | 0 | 0 | 0 | 0 | 0 | 0 | 0 | 0 | 0 | 0 | 0 | 0 | 0 | 0 | 4988.1684
2025-03-27 | 4907.198 | 15.9 | 0 | 0 | 0 | 0 | 0 | 0 | 0 | 0 | 0 | 0 | 0 | 1 | 0 | 0 | 0 | 0 | 0 | 0 | 0 | 0 | 0 | 0 | 0 | 0 | 0 | 0 | 5088.9981
2025-03-27 | 4991.907 | 14 | 0 | 0 | 0 | 0 | 0 | 0 | 0 | 0 | 0 | 0 | 0 | 0 | 1 | 0 | 0 | 0 | 0 | 0 | 0 | 0 | 0 | 0 | 0 | 0 | 0 | 0 | 5145.2866
2025-03-27 | 4976.633 | 11.1 | 0 | 0 | 0 | 0 | 0 | 0 | 0 | 0 | 0 | 0 | 0 | 0 | 0 | 1 | 0 | 0 | 0 | 0 | 0 | 0 | 0 | 0 | 0 | 0 | 0 | 0 | 4979.1235
2025-03-27 | 4883.943 | 9.3 | 0 | 0 | 0 | 0 | 0 | 0 | 0 | 0 | 0 | 0 | 0 | 0 | 0 | 0 | 1 | 0 | 0 | 0 | 0 | 0 | 0 | 0 | 0 | 0 | 0 | 0 | 4837.2423
2025-03-27 | 4893.483 | 8.3 | 0 | 0 | 0 | 0 | 0 | 0 | 0 | 0 | 0 | 0 | 0 | 0 | 0 | 0 | 0 | 1 | 0 | 0 | 0 | 0 | 0 | 0 | 0 | 0 | 0 | 0 | 4763.0787
2025-03-27 | 4746.304 | 5.9 | 0 | 0 | 0 | 0 | 0 | 0 | 0 | 0 | 0 | 0 | 0 | 0 | 0 | 0 | 0 | 0 | 1 | 0 | 0 | 0 | 0 | 0 | 0 | 0 | 0 | 0 | 4552.0121
2025-03-27 | 4472.308 | 6.7 | 0 | 0 | 0 | 0 | 0 | 0 | 0 | 0 | 0 | 0 | 0 | 0 | 0 | 0 | 0 | 0 | 0 | 1 | 0 | 0 | 0 | 0 | 0 | 0 | 0 | 0 | 4474.2282
2025-03-27 | 4032.828 | 6.5 | 0 | 0 | 0 | 0 | 0 | 0 | 0 | 0 | 0 | 0 | 0 | 0 | 0 | 0 | 0 | 0 | 0 | 0 | 1 | 0 | 0 | 0 | 0 | 0 | 0 | 0 | 4167.0555
2025-03-27 | 3698.102 | 6.9 | 0 | 0 | 0 | 0 | 0 | 0 | 0 | 0 | 0 | 0 | 0 | 0 | 0 | 0 | 0 | 0 | 0 | 0 | 0 | 1 | 0 | 0 | 0 | 0 | 0 | 0 | 3892.6204
2025-03-27 | 3541.334 | 8.2 | 0 | 0 | 0 | 0 | 0 | 0 | 0 | 0 | 0 | 0 | 0 | 0 | 0 | 0 | 0 | 0 | 0 | 0 | 0 | 0 | 1 | 0 | 0 | 0 | 0 | 0 | 3789.8132
2025-03-27 | 3557.131 | 10.6 | 0 | 0 | 0 | 0 | 0 | 0 | 0 | 0 | 0 | 0 | 0 | 0 | 0 | 0 | 0 | 0 | 0 | 0 | 0 | 0 | 0 | 1 | 0 | 0 | 0 | 0 | 3791.5511
2025-03-27 | 3213.064 | 12.2 | 0 | 0 | 0 | 0 | 0 | 0 | 0 | 0 | 0 | 0 | 0 | 0 | 0 | 0 | 0 | 0 | 0 | 0 | 0 | 0 | 0 | 0 | 1 | 0 | 0 | 0 | 3711.9304
2025-03-27 | 2987.197 | 11 | 0 | 0 | 0 | 0 | 0 | 0 | 0 | 0 | 0 | 0 | 0 | 0 | 0 | 0 | 0 | 0 | 0 | 0 | 0 | 0 | 0 | 0 | 0 | 1 | 0 | 0 | 3368.9855
2025-03-27 | 2812.416 | 11.5 | 0 | 0 | 0 | 0 | 0 | 0 | 0 | 0 | 0 | 0 | 0 | 0 | 0 | 0 | 0 | 0 | 0 | 0 | 0 | 0 | 0 | 0 | 0 | 0 | 1 | 0 | 3186.2673
2025-03-27 | 2727.107 | 13.3 | 0 | 0 | 0 | 0 | 0 | 0 | 0 | 0 | 0 | 0 | 0 | 0 | 0 | 0 | 0 | 0 | 0 | 0 | 0 | 0 | 0 | 0 | 0 | 0 | 0 | 1 | 3174.618
2025-03-28 | 2693.235 | 15 | 0 | 0 | 1 | 0 | 0 | 0 | 0 | 0 | 0 | 0 | 0 | 0 | 0 | 0 | 0 | 0 | 0 | 0 | 0 | 0 | 0 | 0 | 0 | 0 | 0 | 0 | 3211.5478
2025-03-28 | 2719.672 | 16 | 0 | 0 | 0 | 1 | 0 | 0 | 0 | 0 | 0 | 0 | 0 | 0 | 0 | 0 | 0 | 0 | 0 | 0 | 0 | 0 | 0 | 0 | 0 | 0 | 0 | 0 | 3241.9603
2025-03-28 | 2710.699 | 16 | 0 | 0 | 0 | 0 | 1 | 0 | 0 | 0 | 0 | 0 | 0 | 0 | 0 | 0 | 0 | 0 | 0 | 0 | 0 | 0 | 0 | 0 | 0 | 0 | 0 | 0 | 3229.1777
2025-03-28 | 2777.892 | 16.7 | 0 | 0 | 0 | 0 | 0 | 1 | 0 | 0 | 0 | 0 | 0 | 0 | 0 | 0 | 0 | 0 | 0 | 0 | 0 | 0 | 0 | 0 | 0 | 0 | 0 | 0 | 3307.0342
2025-03-28 | 2915.135 | 17 | 0 | 0 | 0 | 0 | 0 | 0 | 1 | 0 | 0 | 0 | 0 | 0 | 0 | 0 | 0 | 0 | 0 | 0 | 0 | 0 | 0 | 0 | 0 | 0 | 0 | 0 | 3373.5109
2025-03-28 | 3189.975 | 17.2 | 0 | 0 | 0 | 0 | 0 | 0 | 0 | 1 | 0 | 0 | 0 | 0 | 0 | 0 | 0 | 0 | 0 | 0 | 0 | 0 | 0 | 0 | 0 | 0 | 0 | 0 | 3492.5682
2025-03-28 | 3682.508 | 16.9 | 0 | 0 | 0 | 0 | 0 | 0 | 0 | 0 | 1 | 0 | 0 | 0 | 0 | 0 | 0 | 0 | 0 | 0 | 0 | 0 | 0 | 0 | 0 | 0 | 0 | 0 | 3814.0489
2025-03-28 | 4231.388 | 16.2 | 0 | 0 | 0 | 0 | 0 | 0 | 0 | 0 | 0 | 1 | 0 | 0 | 0 | 0 | 0 | 0 | 0 | 0 | 0 | 0 | 0 | 0 | 0 | 0 | 0 | 0 | 4269.6586
2025-03-28 | 4582.213 | 15.9 | 0 | 0 | 0 | 0 | 0 | 0 | 0 | 0 | 0 | 0 | 1 | 0 | 0 | 0 | 0 | 0 | 0 | 0 | 0 | 0 | 0 | 0 | 0 | 0 | 0 | 0 | 4869.5793
2025-03-28 | 4833.622 | 15.1 | 0 | 0 | 0 | 0 | 0 | 0 | 0 | 0 | 0 | 0 | 0 | 1 | 0 | 0 | 0 | 0 | 0 | 0 | 0 | 0 | 0 | 0 | 0 | 0 | 0 | 0 | 5036.2918
2025-03-28 | 4965.272 | 15.1 | 0 | 0 | 0 | 0 | 0 | 0 | 0 | 0 | 0 | 0 | 0 | 0 | 1 | 0 | 0 | 0 | 0 | 0 | 0 | 0 | 0 | 0 | 0 | 0 | 0 | 0 | 5217.7578
2025-03-28 | 4956.223 | 14.4 | 0 | 0 | 0 | 0 | 0 | 0 | 0 | 0 | 0 | 0 | 0 | 0 | 0 | 1 | 0 | 0 | 0 | 0 | 0 | 0 | 0 | 0 | 0 | 0 | 0 | 0 | 5196.5369
2025-03-28 | 4945.103 | 14.1 | 0 | 0 | 0 | 0 | 0 | 0 | 0 | 0 | 0 | 0 | 0 | 0 | 0 | 0 | 1 | 0 | 0 | 0 | 0 | 0 | 0 | 0 | 0 | 0 | 0 | 0 | 5153.4799
2025-03-28 | 4893.244 | 14.5 | 0 | 0 | 0 | 0 | 0 | 0 | 0 | 0 | 0 | 0 | 0 | 0 | 0 | 0 | 0 | 1 | 0 | 0 | 0 | 0 | 0 | 0 | 0 | 0 | 0 | 0 | 5171.5524
2025-03-28 | 4655.207 | 15.1 | 0 | 0 | 0 | 0 | 0 | 0 | 0 | 0 | 0 | 0 | 0 | 0 | 0 | 0 | 0 | 0 | 1 | 0 | 0 | 0 | 0 | 0 | 0 | 0 | 0 | 0 | 5158.1344
2025-03-28 | 4361.962 | 15.1 | 0 | 0 | 0 | 0 | 0 | 0 | 0 | 0 | 0 | 0 | 0 | 0 | 0 | 0 | 0 | 0 | 0 | 1 | 0 | 0 | 0 | 0 | 0 | 0 | 0 | 0 | 5027.6441
2025-03-28 | 4039.676 | 15.6 | 0 | 0 | 0 | 0 | 0 | 0 | 0 | 0 | 0 | 0 | 0 | 0 | 0 | 0 | 0 | 0 | 0 | 0 | 1 | 0 | 0 | 0 | 0 | 0 | 0 | 0 | 4766.5895
2025-03-28 | 3809.402 | 16.3 | 0 | 0 | 0 | 0 | 0 | 0 | 0 | 0 | 0 | 0 | 0 | 0 | 0 | 0 | 0 | 0 | 0 | 0 | 0 | 1 | 0 | 0 | 0 | 0 | 0 | 0 | 4511.9192
2025-03-28 | 3716.433 | 16.3 | 0 | 0 | 0 | 0 | 0 | 0 | 0 | 0 | 0 | 0 | 0 | 0 | 0 | 0 | 0 | 0 | 0 | 0 | 0 | 0 | 1 | 0 | 0 | 0 | 0 | 0 | 4323.4643
2025-03-28 | 3656.599 | 16.5 | 0 | 0 | 0 | 0 | 0 | 0 | 0 | 0 | 0 | 0 | 0 | 0 | 0 | 0 | 0 | 0 | 0 | 0 | 0 | 0 | 0 | 1 | 0 | 0 | 0 | 0 | 4180.2599
2025-03-28 | 3430.518 | 16.6 | 0 | 0 | 0 | 0 | 0 | 0 | 0 | 0 | 0 | 0 | 0 | 0 | 0 | 0 | 0 | 0 | 0 | 0 | 0 | 0 | 0 | 0 | 1 | 0 | 0 | 0 | 4001.815
2025-03-28 | 3218.56 | 16.6 | 0 | 0 | 0 | 0 | 0 | 0 | 0 | 0 | 0 | 0 | 0 | 0 | 0 | 0 | 0 | 0 | 0 | 0 | 0 | 0 | 0 | 0 | 0 | 1 | 0 | 0 | 3737.9295
2025-03-28 | 3039.291 | 16.7 | 0 | 0 | 0 | 0 | 0 | 0 | 0 | 0 | 0 | 0 | 0 | 0 | 0 | 0 | 0 | 0 | 0 | 0 | 0 | 0 | 0 | 0 | 0 | 0 | 1 | 0 | 3528.8581
2025-03-28 | 2933.805 | 16.8 | 0 | 0 | 0 | 0 | 0 | 0 | 0 | 0 | 0 | 0 | 0 | 0 | 0 | 0 | 0 | 0 | 0 | 0 | 0 | 0 | 0 | 0 | 0 | 0 | 0 | 1 | 3405.208
2025-03-29 | 2893.202 | 16.9 | 0 | 1 | 1 | 0 | 0 | 0 | 0 | 0 | 0 | 0 | 0 | 0 | 0 | 0 | 0 | 0 | 0 | 0 | 0 | 0 | 0 | 0 | 0 | 0 | 0 | 0 | 2764.1944
2025-03-29 | 2903.937 | 17.1 | 0 | 1 | 0 | 1 | 0 | 0 | 0 | 0 | 0 | 0 | 0 | 0 | 0 | 0 | 0 | 0 | 0 | 0 | 0 | 0 | 0 | 0 | 0 | 0 | 0 | 0 | 2741.9006
2025-03-29 | 2873.39 | 16.9 | 0 | 1 | 0 | 0 | 1 | 0 | 0 | 0 | 0 | 0 | 0 | 0 | 0 | 0 | 0 | 0 | 0 | 0 | 0 | 0 | 0 | 0 | 0 | 0 | 0 | 0 | 2715.9414
2025-03-29 | 2879.815 | 16.8 | 0 | 1 | 0 | 0 | 0 | 1 | 0 | 0 | 0 | 0 | 0 | 0 | 0 | 0 | 0 | 0 | 0 | 0 | 0 | 0 | 0 | 0 | 0 | 0 | 0 | 0 | 2741.0917
2025-03-29 | 2896.51 | 17.1 | 0 | 1 | 0 | 0 | 0 | 0 | 1 | 0 | 0 | 0 | 0 | 0 | 0 | 0 | 0 | 0 | 0 | 0 | 0 | 0 | 0 | 0 | 0 | 0 | 0 | 0 | 2807.5683
2025-03-29 | 3040.634 | 17.2 | 0 | 1 | 0 | 0 | 0 | 0 | 0 | 1 | 0 | 0 | 0 | 0 | 0 | 0 | 0 | 0 | 0 | 0 | 0 | 0 | 0 | 0 | 0 | 0 | 0 | 0 | 2920.0374
2025-03-29 | 3165.508 | 17.2 | 0 | 1 | 0 | 0 | 0 | 0 | 0 | 0 | 1 | 0 | 0 | 0 | 0 | 0 | 0 | 0 | 0 | 0 | 0 | 0 | 0 | 0 | 0 | 0 | 0 | 0 | 3261.2829
2025-03-29 | 3379.51 | 16.9 | 0 | 1 | 0 | 0 | 0 | 0 | 0 | 0 | 0 | 1 | 0 | 0 | 0 | 0 | 0 | 0 | 0 | 0 | 0 | 0 | 0 | 0 | 0 | 0 | 0 | 0 | 3743.2458
2025-03-29 | 3787.698 | 16.5 | 0 | 1 | 0 | 0 | 0 | 0 | 0 | 0 | 0 | 0 | 1 | 0 | 0 | 0 | 0 | 0 | 0 | 0 | 0 | 0 | 0 | 0 | 0 | 0 | 0 | 0 | 4336.5781
2025-03-29 | 4040.474 | 16.3 | 0 | 1 | 0 | 0 | 0 | 0 | 0 | 0 | 0 | 0 | 0 | 1 | 0 | 0 | 0 | 0 | 0 | 0 | 0 | 0 | 0 | 0 | 0 | 0 | 0 | 0 | 4542.8204
2025-03-29 | 4159.861 | 16.4 | 0 | 1 | 0 | 0 | 0 | 0 | 0 | 0 | 0 | 0 | 0 | 0 | 1 | 0 | 0 | 0 | 0 | 0 | 0 | 0 | 0 | 0 | 0 | 0 | 0 | 0 | 4730.8746
2025-03-29 | 4165.024 | 16.5 | 0 | 1 | 0 | 0 | 0 | 0 | 0 | 0 | 0 | 0 | 0 | 0 | 0 | 1 | 0 | 0 | 0 | 0 | 0 | 0 | 0 | 0 | 0 | 0 | 0 | 0 | 4762.36
2025-03-29 | 4243.28 | 16.5 | 0 | 1 | 0 | 0 | 0 | 0 | 0 | 0 | 0 | 0 | 0 | 0 | 0 | 0 | 1 | 0 | 0 | 0 | 0 | 0 | 0 | 0 | 0 | 0 | 0 | 0 | 4739.0679
2025-03-29 | 4187.315 | 16.7 | 0 | 1 | 0 | 0 | 0 | 0 | 0 | 0 | 0 | 0 | 0 | 0 | 0 | 0 | 0 | 1 | 0 | 0 | 0 | 0 | 0 | 0 | 0 | 0 | 0 | 0 | 4743.9638
2025-03-29 | 3748.391 | 17.1 | 0 | 1 | 0 | 0 | 0 | 0 | 0 | 0 | 0 | 0 | 0 | 0 | 0 | 0 | 0 | 0 | 1 | 0 | 0 | 0 | 0 | 0 | 0 | 0 | 0 | 0 | 4717.3692
2025-03-29 | 3618.226 | 17.7 | 0 | 1 | 0 | 0 | 0 | 0 | 0 | 0 | 0 | 0 | 0 | 0 | 0 | 0 | 0 | 0 | 0 | 1 | 0 | 0 | 0 | 0 | 0 | 0 | 0 | 0 | 4626.4087
2025-03-29 | 3476.581 | 18.2 | 0 | 1 | 0 | 0 | 0 | 0 | 0 | 0 | 0 | 0 | 0 | 0 | 0 | 0 | 0 | 0 | 0 | 0 | 1 | 0 | 0 | 0 | 0 | 0 | 0 | 0 | 4365.354
2025-03-29 | 3509.272 | 18.2 | 0 | 1 | 0 | 0 | 0 | 0 | 0 | 0 | 0 | 0 | 0 | 0 | 0 | 0 | 0 | 0 | 0 | 0 | 0 | 1 | 0 | 0 | 0 | 0 | 0 | 0 | 4064.5657
2025-03-29 | 3449.141 | 18.1 | 0 | 1 | 0 | 0 | 0 | 0 | 0 | 0 | 0 | 0 | 0 | 0 | 0 | 0 | 0 | 0 | 0 | 0 | 0 | 0 | 1 | 0 | 0 | 0 | 0 | 0 | 3869.5226
2025-03-29 | 3840.984 | 18.3 | 0 | 1 | 0 | 0 | 0 | 0 | 0 | 0 | 0 | 0 | 0 | 0 | 0 | 0 | 0 | 0 | 0 | 0 | 0 | 0 | 0 | 1 | 0 | 0 | 0 | 0 | 3726.3182
2025-03-29 | 3547.451 | 18.3 | 0 | 1 | 0 | 0 | 0 | 0 | 0 | 0 | 0 | 0 | 0 | 0 | 0 | 0 | 0 | 0 | 0 | 0 | 0 | 0 | 0 | 0 | 1 | 0 | 0 | 0 | 3541.285
2025-03-29 | 3214.03 | 18.3 | 0 | 1 | 0 | 0 | 0 | 0 | 0 | 0 | 0 | 0 | 0 | 0 | 0 | 0 | 0 | 0 | 0 | 0 | 0 | 0 | 0 | 0 | 0 | 1 | 0 | 0 | 3277.3995
2025-03-29 | 2889.622 | 18.2 | 0 | 1 | 0 | 0 | 0 | 0 | 0 | 0 | 0 | 0 | 0 | 0 | 0 | 0 | 0 | 0 | 0 | 0 | 0 | 0 | 0 | 0 | 0 | 0 | 1 | 0 | 3055.1516
2025-03-29 | 2508.424 | 18.3 | 0 | 1 | 0 | 0 | 0 | 0 | 0 | 0 | 0 | 0 | 0 | 0 | 0 | 0 | 0 | 0 | 0 | 0 | 0 | 0 | 0 | 0 | 0 | 0 | 0 | 1 | 2931.5014
2025-03-30 | 2308.641 | 18.3 | 0 | 1 | 1 | 0 | 0 | 0 | 0 | 0 | 0 | 0 | 0 | 0 | 0 | 0 | 0 | 0 | 0 | 0 | 0 | 0 | 0 | 0 | 0 | 0 | 0 | 0 | 2856.4304
2025-03-30 | 2251.741 | 18.3 | 0 | 1 | 0 | 1 | 0 | 0 | 0 | 0 | 0 | 0 | 0 | 0 | 0 | 0 | 0 | 0 | 0 | 0 | 0 | 0 | 0 | 0 | 0 | 0 | 0 | 0 | 2820.96
2025-03-30 | 2213.421 | 18.2 | 0 | 1 | 0 | 0 | 1 | 0 | 0 | 0 | 0 | 0 | 0 | 0 | 0 | 0 | 0 | 0 | 0 | 0 | 0 | 0 | 0 | 0 | 0 | 0 | 0 | 0 | 2801.5891
2025-03-30 | 3228.476 | 18.2 | 0 | 1 | 0 | 0 | 0 | 1 | 0 | 0 | 0 | 0 | 0 | 0 | 0 | 0 | 0 | 0 | 0 | 0 | 0 | 0 | 0 | 0 | 0 | 0 | 0 | 0 | 2833.3277
2025-03-30 | 3499.044 | 18 | 0 | 1 | 0 | 0 | 0 | 0 | 1 | 0 | 0 | 0 | 0 | 0 | 0 | 0 | 0 | 0 | 0 | 0 | 0 | 0 | 0 | 0 | 0 | 0 | 0 | 0 | 2866.8629
2025-03-30 | 2860.667 | 17.9 | 0 | 1 | 0 | 0 | 0 | 0 | 0 | 1 | 0 | 0 | 0 | 0 | 0 | 0 | 0 | 0 | 0 | 0 | 0 | 0 | 0 | 0 | 0 | 0 | 0 | 0 | 2966.1553
2025-03-30 | 2959.768 | 17.8 | 0 | 1 | 0 | 0 | 0 | 0 | 0 | 0 | 1 | 0 | 0 | 0 | 0 | 0 | 0 | 0 | 0 | 0 | 0 | 0 | 0 | 0 | 0 | 0 | 0 | 0 | 3300.8126
2025-03-30 | 3081.011 | 17.6 | 0 | 1 | 0 | 0 | 0 | 0 | 0 | 0 | 0 | 1 | 0 | 0 | 0 | 0 | 0 | 0 | 0 | 0 | 0 | 0 | 0 | 0 | 0 | 0 | 0 | 0 | 3789.3638
2025-03-30 | 3204.647 | 17.4 | 0 | 1 | 0 | 0 | 0 | 0 | 0 | 0 | 0 | 0 | 1 | 0 | 0 | 0 | 0 | 0 | 0 | 0 | 0 | 0 | 0 | 0 | 0 | 0 | 0 | 0 | 4395.8727
2025-03-30 | 2619.714 | 16.6 | 0 | 1 | 0 | 0 | 0 | 0 | 0 | 0 | 0 | 0 | 0 | 1 | 0 | 0 | 0 | 0 | 0 | 0 | 0 | 0 | 0 | 0 | 0 | 0 | 0 | 0 | 4562.5852
2025-03-30 | 2487.083 | 16 | 0 | 1 | 0 | 0 | 0 | 0 | 0 | 0 | 0 | 0 | 0 | 0 | 1 | 0 | 0 | 0 | 0 | 0 | 0 | 0 | 0 | 0 | 0 | 0 | 0 | 0 | 4704.5215
2025-03-30 | 3047.444 | 15.5 | 0 | 1 | 0 | 0 | 0 | 0 | 0 | 0 | 0 | 0 | 0 | 0 | 0 | 1 | 0 | 0 | 0 | 0 | 0 | 0 | 0 | 0 | 0 | 0 | 0 | 0 | 4696.4772
2025-03-30 | 2957.392 | 15.2 | 0 | 1 | 0 | 0 | 0 | 0 | 0 | 0 | 0 | 0 | 0 | 0 | 0 | 0 | 1 | 0 | 0 | 0 | 0 | 0 | 0 | 0 | 0 | 0 | 0 | 0 | 4653.4202
2025-03-30 | 3443.987 | 14.9 | 0 | 1 | 0 | 0 | 0 | 0 | 0 | 0 | 0 | 0 | 0 | 0 | 0 | 0 | 0 | 1 | 0 | 0 | 0 | 0 | 0 | 0 | 0 | 0 | 0 | 0 | 4625.3747
2025-03-30 | 3465.694 | 14.5 | 0 | 1 | 0 | 0 | 0 | 0 | 0 | 0 | 0 | 0 | 0 | 0 | 0 | 0 | 0 | 0 | 1 | 0 | 0 | 0 | 0 | 0 | 0 | 0 | 0 | 0 | 4546.0738
2025-03-30 | 3225.326 | 14.3 | 0 | 1 | 0 | 0 | 0 | 0 | 0 | 0 | 0 | 0 | 0 | 0 | 0 | 0 | 0 | 0 | 0 | 1 | 0 | 0 | 0 | 0 | 0 | 0 | 0 | 0 | 4402.407
2025-03-30 | 3202.432 | 14.3 | 0 | 1 | 0 | 0 | 0 | 0 | 0 | 0 | 0 | 0 | 0 | 0 | 0 | 0 | 0 | 0 | 0 | 0 | 1 | 0 | 0 | 0 | 0 | 0 | 0 | 0 | 4108.4109
2025-03-30 | 3534.013 | 14.5 | 0 | 1 | 0 | 0 | 0 | 0 | 0 | 0 | 0 | 0 | 0 | 0 | 0 | 0 | 0 | 0 | 0 | 0 | 0 | 1 | 0 | 0 | 0 | 0 | 0 | 0 | 3820.7992
2025-03-30 | 3368.378 | 14.7 | 0 | 1 | 0 | 0 | 0 | 0 | 0 | 0 | 0 | 0 | 0 | 0 | 0 | 0 | 0 | 0 | 0 | 0 | 0 | 0 | 1 | 0 | 0 | 0 | 0 | 0 | 3645.5209
2025-03-30 | 3212.606 | 14.8 | 0 | 1 | 0 | 0 | 0 | 0 | 0 | 0 | 0 | 0 | 0 | 0 | 0 | 0 | 0 | 0 | 0 | 0 | 0 | 0 | 0 | 1 | 0 | 0 | 0 | 0 | 3495.7283
2025-03-30 | 3108.157 | 14.9 | 0 | 1 | 0 | 0 | 0 | 0 | 0 | 0 | 0 | 0 | 0 | 0 | 0 | 0 | 0 | 0 | 0 | 0 | 0 | 0 | 0 | 0 | 1 | 0 | 0 | 0 | 3317.2833
2025-03-30 | 2945.57 | 14.8 | 0 | 1 | 0 | 0 | 0 | 0 | 0 | 0 | 0 | 0 | 0 | 0 | 0 | 0 | 0 | 0 | 0 | 0 | 0 | 0 | 0 | 0 | 0 | 1 | 0 | 0 | 3046.8095
2025-03-30 | 2773.968 | 14.2 | 0 | 1 | 0 | 0 | 0 | 0 | 0 | 0 | 0 | 0 | 0 | 0 | 0 | 0 | 0 | 0 | 0 | 0 | 0 | 0 | 0 | 0 | 0 | 0 | 1 | 0 | 2791.6202
2025-03-30 | 2689.332 | 14.5 | 0 | 1 | 0 | 0 | 0 | 0 | 0 | 0 | 0 | 0 | 0 | 0 | 0 | 0 | 0 | 0 | 0 | 0 | 0 | 0 | 0 | 0 | 0 | 0 | 0 | 1 | 2681.1466
2025-03-31 | 2609.715 | 14 | 0 | 0 | 1 | 0 | 0 | 0 | 0 | 0 | 0 | 0 | 0 | 0 | 0 | 0 | 0 | 0 | 0 | 0 | 0 | 0 | 0 | 0 | 0 | 0 | 0 | 0 | 3145.665
2025-03-31 | 2585.068 | 13.8 | 0 | 0 | 0 | 1 | 0 | 0 | 0 | 0 | 0 | 0 | 0 | 0 | 0 | 0 | 0 | 0 | 0 | 0 | 0 | 0 | 0 | 0 | 0 | 0 | 0 | 0 | 3097.018
2025-03-31 | 2567.927 | 13.5 | 0 | 0 | 0 | 0 | 1 | 0 | 0 | 0 | 0 | 0 | 0 | 0 | 0 | 0 | 0 | 0 | 0 | 0 | 0 | 0 | 0 | 0 | 0 | 0 | 0 | 0 | 3064.4706
2025-03-31 | 2540.781 | 13 | 0 | 0 | 0 | 0 | 0 | 1 | 0 | 0 | 0 | 0 | 0 | 0 | 0 | 0 | 0 | 0 | 0 | 0 | 0 | 0 | 0 | 0 | 0 | 0 | 0 | 0 | 3063.2677
2025-03-31 | 2658.425 | 12 | 0 | 0 | 0 | 0 | 0 | 0 | 1 | 0 | 0 | 0 | 0 | 0 | 0 | 0 | 0 | 0 | 0 | 0 | 0 | 0 | 0 | 0 | 0 | 0 | 0 | 0 | 3044.0966
2025-03-31 | 3225.514 | 7.4 | 0 | 0 | 0 | 0 | 0 | 0 | 0 | 1 | 0 | 0 | 0 | 0 | 0 | 0 | 0 | 0 | 0 | 0 | 0 | 0 | 0 | 0 | 0 | 0 | 0 | 0 | 2846.9163
2025-03-31 | 3390.856 | 7.7 | 0 | 0 | 0 | 0 | 0 | 0 | 0 | 0 | 1 | 0 | 0 | 0 | 0 | 0 | 0 | 0 | 0 | 0 | 0 | 0 | 0 | 0 | 0 | 0 | 0 | 0 | 3207.9266
2025-03-31 | 4546.802 | 6.1 | 0 | 0 | 0 | 0 | 0 | 0 | 0 | 0 | 0 | 1 | 0 | 0 | 0 | 0 | 0 | 0 | 0 | 0 | 0 | 0 | 0 | 0 | 0 | 0 | 0 | 0 | 3604.2418
2025-03-31 | 4245.677 | 8.8 | 0 | 0 | 0 | 0 | 0 | 0 | 0 | 0 | 0 | 0 | 1 | 0 | 0 | 0 | 0 | 0 | 0 | 0 | 0 | 0 | 0 | 0 | 0 | 0 | 0 | 0 | 4401.811
2025-03-31 | 4503.606 | 8.6 | 0 | 0 | 0 | 0 | 0 | 0 | 0 | 0 | 0 | 0 | 0 | 1 | 0 | 0 | 0 | 0 | 0 | 0 | 0 | 0 | 0 | 0 | 0 | 0 | 0 | 0 | 4608.0533
2025-03-31 | 4562.845 | 9.7 | 0 | 0 | 0 | 0 | 0 | 0 | 0 | 0 | 0 | 0 | 0 | 0 | 1 | 0 | 0 | 0 | 0 | 0 | 0 | 0 | 0 | 0 | 0 | 0 | 0 | 0 | 4861.9904
2025-03-31 | 4545.71 | 10.7 | 0 | 0 | 0 | 0 | 0 | 0 | 0 | 0 | 0 | 0 | 0 | 0 | 0 | 1 | 0 | 0 | 0 | 0 | 0 | 0 | 0 | 0 | 0 | 0 | 0 | 0 | 4952.7703
2025-03-31 | 4496.128 | 11.6 | 0 | 0 | 0 | 0 | 0 | 0 | 0 | 0 | 0 | 0 | 0 | 0 | 0 | 0 | 1 | 0 | 0 | 0 | 0 | 0 | 0 | 0 | 0 | 0 | 0 | 0 | 4988.7728
2025-03-31 | 4447.46 | 11.5 | 0 | 0 | 0 | 0 | 0 | 0 | 0 | 0 | 0 | 0 | 0 | 0 | 0 | 0 | 0 | 1 | 0 | 0 | 0 | 0 | 0 | 0 | 0 | 0 | 0 | 0 | 4973.9038
2025-03-31 | 4427.136 | 11.5 | 0 | 0 | 0 | 0 | 0 | 0 | 0 | 0 | 0 | 0 | 0 | 0 | 0 | 0 | 0 | 0 | 1 | 0 | 0 | 0 | 0 | 0 | 0 | 0 | 0 | 0 | 4920.9561
2025-03-31 | 4279.053 | 14.2 | 0 | 0 | 0 | 0 | 0 | 0 | 0 | 0 | 0 | 0 | 0 | 0 | 0 | 0 | 0 | 0 | 0 | 1 | 0 | 0 | 0 | 0 | 0 | 0 | 0 | 0 | 4968.3496
2025-03-31 | 3955.328 | 15.4 | 0 | 0 | 0 | 0 | 0 | 0 | 0 | 0 | 0 | 0 | 0 | 0 | 0 | 0 | 0 | 0 | 0 | 0 | 1 | 0 | 0 | 0 | 0 | 0 | 0 | 0 | 4753.4129
2025-03-31 | 3651.332 | 16.2 | 0 | 0 | 0 | 0 | 0 | 0 | 0 | 0 | 0 | 0 | 0 | 0 | 0 | 0 | 0 | 0 | 0 | 0 | 0 | 1 | 0 | 0 | 0 | 0 | 0 | 0 | 4505.3309
2025-03-31 | 3590.198 | 16.4 | 0 | 0 | 0 | 0 | 0 | 0 | 0 | 0 | 0 | 0 | 0 | 0 | 0 | 0 | 0 | 0 | 0 | 0 | 0 | 0 | 1 | 0 | 0 | 0 | 0 | 0 | 4330.0526
2025-03-31 | 3568.315 | 17 | 0 | 0 | 0 | 0 | 0 | 0 | 0 | 0 | 0 | 0 | 0 | 0 | 0 | 0 | 0 | 0 | 0 | 0 | 0 | 0 | 0 | 1 | 0 | 0 | 0 | 0 | 4213.2014
2025-03-31 | 3374.446 | 17.3 | 0 | 0 | 0 | 0 | 0 | 0 | 0 | 0 | 0 | 0 | 0 | 0 | 0 | 0 | 0 | 0 | 0 | 0 | 0 | 0 | 0 | 0 | 1 | 0 | 0 | 0 | 4047.9329
2025-03-31 | 3106.756 | 17.4 | 0 | 0 | 0 | 0 | 0 | 0 | 0 | 0 | 0 | 0 | 0 | 0 | 0 | 0 | 0 | 0 | 0 | 0 | 0 | 0 | 0 | 0 | 0 | 1 | 0 | 0 | 3790.6357
2025-03-31 | 2930.55 | 17.2 | 0 | 0 | 0 | 0 | 0 | 0 | 0 | 0 | 0 | 0 | 0 | 0 | 0 | 0 | 0 | 0 | 0 | 0 | 0 | 0 | 0 | 0 | 0 | 0 | 1 | 0 | 3561.7996
2025-03-31 | 2836.755 | 17.1 | 0 | 0 | 0 | 0 | 0 | 0 | 0 | 0 | 0 | 0 | 0 | 0 | 0 | 0 | 0 | 0 | 0 | 0 | 0 | 0 | 0 | 0 | 0 | 0 | 0 | 1 | 3424.9728
2025-04-01 | 2790.531 | 16.6 | 0 | 0 | 1 | 0 | 0 | 0 | 0 | 0 | 0 | 0 | 0 | 0 | 0 | 0 | 0 | 0 | 0 | 0 | 0 | 0 | 0 | 0 | 0 | 0 | 0 | 0 | 3316.9604
2025-04-01 | 2805.312 | 16.4 | 0 | 0 | 0 | 1 | 0 | 0 | 0 | 0 | 0 | 0 | 0 | 0 | 0 | 0 | 0 | 0 | 0 | 0 | 0 | 0 | 0 | 0 | 0 | 0 | 0 | 0 | 3268.3134
2025-04-01 | 2808.609 | 17.3 | 0 | 0 | 0 | 0 | 1 | 0 | 0 | 0 | 0 | 0 | 0 | 0 | 0 | 0 | 0 | 0 | 0 | 0 | 0 | 0 | 0 | 0 | 0 | 0 | 0 | 0 | 3314.8254
2025-04-01 | 2872.792 | 17.5 | 0 | 0 | 0 | 0 | 0 | 1 | 0 | 0 | 0 | 0 | 0 | 0 | 0 | 0 | 0 | 0 | 0 | 0 | 0 | 0 | 0 | 0 | 0 | 0 | 0 | 0 | 3359.7405
2025-04-01 | 2916.788 | 17.9 | 0 | 0 | 0 | 0 | 0 | 0 | 1 | 0 | 0 | 0 | 0 | 0 | 0 | 0 | 0 | 0 | 0 | 0 | 0 | 0 | 0 | 0 | 0 | 0 | 0 | 0 | 3432.8054
2025-04-01 | 3162.552 | 18.9 | 0 | 0 | 0 | 0 | 0 | 0 | 0 | 1 | 0 | 0 | 0 | 0 | 0 | 0 | 0 | 0 | 0 | 0 | 0 | 0 | 0 | 0 | 0 | 0 | 0 | 0 | 3604.569
2025-04-01 | 3656.691 | 19.3 | 0 | 0 | 0 | 0 | 0 | 0 | 0 | 0 | 1 | 0 | 0 | 0 | 0 | 0 | 0 | 0 | 0 | 0 | 0 | 0 | 0 | 0 | 0 | 0 | 0 | 0 | 3972.1677
2025-04-01 | 4239.082 | 18.8 | 0 | 0 | 0 | 0 | 0 | 0 | 0 | 0 | 0 | 1 | 0 | 0 | 0 | 0 | 0 | 0 | 0 | 0 | 0 | 0 | 0 | 0 | 0 | 0 | 0 | 0 | 4440.954
2025-04-01 | 4622.507 | 18.4 | 0 | 0 | 0 | 0 | 0 | 0 | 0 | 0 | 0 | 0 | 1 | 0 | 0 | 0 | 0 | 0 | 0 | 0 | 0 | 0 | 0 | 0 | 0 | 0 | 0 | 0 | 5034.2864
2025-04-01 | 4807.465 | 17.9 | 0 | 0 | 0 | 0 | 0 | 0 | 0 | 0 | 0 | 0 | 0 | 1 | 0 | 0 | 0 | 0 | 0 | 0 | 0 | 0 | 0 | 0 | 0 | 0 | 0 | 0 | 5220.7638
2025-04-01 | 4830.235 | 17 | 0 | 0 | 0 | 0 | 0 | 0 | 0 | 0 | 0 | 0 | 0 | 0 | 1 | 0 | 0 | 0 | 0 | 0 | 0 | 0 | 0 | 0 | 0 | 0 | 0 | 0 | 5342.9352
2025-04-01 | 4762.312 | 17 | 0 | 0 | 0 | 0 | 0 | 0 | 0 | 0 | 0 | 0 | 0 | 0 | 0 | 1 | 0 | 0 | 0 | 0 | 0 | 0 | 0 | 0 | 0 | 0 | 0 | 0 | 5367.8323
2025-04-01 | 4758.338 | 15.8 | 0 | 0 | 0 | 0 | 0 | 0 | 0 | 0 | 0 | 0 | 0 | 0 | 0 | 0 | 1 | 0 | 0 | 0 | 0 | 0 | 0 | 0 | 0 | 0 | 0 | 0 | 5265.4808
2025-04-01 | 4715.445 | 15.5 | 0 | 0 | 0 | 0 | 0 | 0 | 0 | 0 | 0 | 0 | 0 | 0 | 0 | 0 | 0 | 1 | 0 | 0 | 0 | 0 | 0 | 0 | 0 | 0 | 0 | 0 | 5237.4352
2025-04-01 | 4625.979 | 14.8 | 0 | 0 | 0 | 0 | 0 | 0 | 0 | 0 | 0 | 0 | 0 | 0 | 0 | 0 | 0 | 0 | 1 | 0 | 0 | 0 | 0 | 0 | 0 | 0 | 0 | 0 | 5138.3695
2025-04-01 | 4429.533 | 15.1 | 0 | 0 | 0 | 0 | 0 | 0 | 0 | 0 | 0 | 0 | 0 | 0 | 0 | 0 | 0 | 0 | 0 | 1 | 0 | 0 | 0 | 0 | 0 | 0 | 0 | 0 | 5027.6441
2025-04-01 | 3993.597 | 15.1 | 0 | 0 | 0 | 0 | 0 | 0 | 0 | 0 | 0 | 0 | 0 | 0 | 0 | 0 | 0 | 0 | 0 | 0 | 1 | 0 | 0 | 0 | 0 | 0 | 0 | 0 | 4733.648
2025-04-01 | 3679.484 | 15.4 | 0 | 0 | 0 | 0 | 0 | 0 | 0 | 0 | 0 | 0 | 0 | 0 | 0 | 0 | 0 | 0 | 0 | 0 | 0 | 1 | 0 | 0 | 0 | 0 | 0 | 0 | 4452.6246
2025-04-01 | 3557.529 | 16.4 | 0 | 0 | 0 | 0 | 0 | 0 | 0 | 0 | 0 | 0 | 0 | 0 | 0 | 0 | 0 | 0 | 0 | 0 | 0 | 0 | 1 | 0 | 0 | 0 | 0 | 0 | 4330.0526
2025-04-01 | 3585.391 | 17.8 | 0 | 0 | 0 | 0 | 0 | 0 | 0 | 0 | 0 | 0 | 0 | 0 | 0 | 0 | 0 | 0 | 0 | 0 | 0 | 0 | 0 | 1 | 0 | 0 | 0 | 0 | 4265.9077
2025-04-01 | 3346.552 | 18.1 | 0 | 0 | 0 | 0 | 0 | 0 | 0 | 0 | 0 | 0 | 0 | 0 | 0 | 0 | 0 | 0 | 0 | 0 | 0 | 0 | 0 | 0 | 1 | 0 | 0 | 0 | 4100.6392
2025-04-01 | 3113.673 | 18.1 | 0 | 0 | 0 | 0 | 0 | 0 | 0 | 0 | 0 | 0 | 0 | 0 | 0 | 0 | 0 | 0 | 0 | 0 | 0 | 0 | 0 | 0 | 0 | 1 | 0 | 0 | 3836.7537
2025-04-01 | 2969.602 | 19 | 0 | 0 | 0 | 0 | 0 | 0 | 0 | 0 | 0 | 0 | 0 | 0 | 0 | 0 | 0 | 0 | 0 | 0 | 0 | 0 | 0 | 0 | 0 | 0 | 1 | 0 | 3680.3887
2025-04-01 | 2887.143 | 19 | 0 | 0 | 0 | 0 | 0 | 0 | 0 | 0 | 0 | 0 | 0 | 0 | 0 | 0 | 0 | 0 | 0 | 0 | 0 | 0 | 0 | 0 | 0 | 0 | 0 | 1 | 3550.1503
2025-04-02 | 2840.495 | 18.3 | 0 | 0 | 1 | 0 | 0 | 0 | 0 | 0 | 0 | 0 | 0 | 0 | 0 | 0 | 0 | 0 | 0 | 0 | 0 | 0 | 0 | 0 | 0 | 0 | 0 | 0 | 3428.9612
2025-04-02 | 2840.816 | 18.1 | 0 | 0 | 0 | 1 | 0 | 0 | 0 | 0 | 0 | 0 | 0 | 0 | 0 | 0 | 0 | 0 | 0 | 0 | 0 | 0 | 0 | 0 | 0 | 0 | 0 | 0 | 3380.3143
2025-04-02 | 2869.03 | 18.1 | 0 | 0 | 0 | 0 | 1 | 0 | 0 | 0 | 0 | 0 | 0 | 0 | 0 | 0 | 0 | 0 | 0 | 0 | 0 | 0 | 0 | 0 | 0 | 0 | 0 | 0 | 3367.5317
2025-04-02 | 2972.334 | 18.4 | 0 | 0 | 0 | 0 | 0 | 1 | 0 | 0 | 0 | 0 | 0 | 0 | 0 | 0 | 0 | 0 | 0 | 0 | 0 | 0 | 0 | 0 | 0 | 0 | 0 | 0 | 3419.0351
2025-04-02 | 3073.342 | 18.8 | 0 | 0 | 0 | 0 | 0 | 0 | 1 | 0 | 0 | 0 | 0 | 0 | 0 | 0 | 0 | 0 | 0 | 0 | 0 | 0 | 0 | 0 | 0 | 0 | 0 | 0 | 3492.1
2025-04-02 | 3330.773 | 18.8 | 0 | 0 | 0 | 0 | 0 | 0 | 0 | 1 | 0 | 0 | 0 | 0 | 0 | 0 | 0 | 0 | 0 | 0 | 0 | 0 | 0 | 0 | 0 | 0 | 0 | 0 | 3597.9808
2025-04-02 | 3826.102 | 18.8 | 0 | 0 | 0 | 0 | 0 | 0 | 0 | 0 | 1 | 0 | 0 | 0 | 0 | 0 | 0 | 0 | 0 | 0 | 0 | 0 | 0 | 0 | 0 | 0 | 0 | 0 | 3939.2263
2025-04-02 | 4465.989 | 18.8 | 0 | 0 | 0 | 0 | 0 | 0 | 0 | 0 | 0 | 1 | 0 | 0 | 0 | 0 | 0 | 0 | 0 | 0 | 0 | 0 | 0 | 0 | 0 | 0 | 0 | 0 | 4440.954
2025-04-02 | 4972.348 | 18.3 | 0 | 0 | 0 | 0 | 0 | 0 | 0 | 0 | 0 | 0 | 1 | 0 | 0 | 0 | 0 | 0 | 0 | 0 | 0 | 0 | 0 | 0 | 0 | 0 | 0 | 0 | 5027.6981
2025-04-02 | 5259.325 | 17.7 | 0 | 0 | 0 | 0 | 0 | 0 | 0 | 0 | 0 | 0 | 0 | 1 | 0 | 0 | 0 | 0 | 0 | 0 | 0 | 0 | 0 | 0 | 0 | 0 | 0 | 0 | 5207.5872
2025-04-02 | 5267.531 | 18 | 0 | 0 | 0 | 0 | 0 | 0 | 0 | 0 | 0 | 0 | 0 | 0 | 1 | 0 | 0 | 0 | 0 | 0 | 0 | 0 | 0 | 0 | 0 | 0 | 0 | 0 | 5408.818
2025-04-02 | 5187.627 | 17.9 | 0 | 0 | 0 | 0 | 0 | 0 | 0 | 0 | 0 | 0 | 0 | 0 | 0 | 1 | 0 | 0 | 0 | 0 | 0 | 0 | 0 | 0 | 0 | 0 | 0 | 0 | 5427.1269
2025-04-02 | 5167.278 | 18.9 | 0 | 0 | 0 | 0 | 0 | 0 | 0 | 0 | 0 | 0 | 0 | 0 | 0 | 0 | 1 | 0 | 0 | 0 | 0 | 0 | 0 | 0 | 0 | 0 | 0 | 0 | 5469.7176
2025-04-02 | 5231.176 | 19.7 | 0 | 0 | 0 | 0 | 0 | 0 | 0 | 0 | 0 | 0 | 0 | 0 | 0 | 0 | 0 | 1 | 0 | 0 | 0 | 0 | 0 | 0 | 0 | 0 | 0 | 0 | 5514.1432
2025-04-02 | 5186.662 | 18.9 | 0 | 0 | 0 | 0 | 0 | 0 | 0 | 0 | 0 | 0 | 0 | 0 | 0 | 0 | 0 | 0 | 1 | 0 | 0 | 0 | 0 | 0 | 0 | 0 | 0 | 0 | 5408.4892
2025-04-02 | 4930.09 | 18.2 | 0 | 0 | 0 | 0 | 0 | 0 | 0 | 0 | 0 | 0 | 0 | 0 | 0 | 0 | 0 | 0 | 0 | 1 | 0 | 0 | 0 | 0 | 0 | 0 | 0 | 0 | 5231.881
2025-04-02 | 4484.787 | 18 | 0 | 0 | 0 | 0 | 0 | 0 | 0 | 0 | 0 | 0 | 0 | 0 | 0 | 0 | 0 | 0 | 0 | 0 | 1 | 0 | 0 | 0 | 0 | 0 | 0 | 0 | 4924.7083
2025-04-02 | 4149.251 | 17.7 | 0 | 0 | 0 | 0 | 0 | 0 | 0 | 0 | 0 | 0 | 0 | 0 | 0 | 0 | 0 | 0 | 0 | 0 | 0 | 1 | 0 | 0 | 0 | 0 | 0 | 0 | 4604.1552
2025-04-02 | 4009.699 | 17.4 | 0 | 0 | 0 | 0 | 0 | 0 | 0 | 0 | 0 | 0 | 0 | 0 | 0 | 0 | 0 | 0 | 0 | 0 | 0 | 0 | 1 | 0 | 0 | 0 | 0 | 0 | 4395.9355
2025-04-02 | 3841.732 | 16.8 | 0 | 0 | 0 | 0 | 0 | 0 | 0 | 0 | 0 | 0 | 0 | 0 | 0 | 0 | 0 | 0 | 0 | 0 | 0 | 0 | 0 | 1 | 0 | 0 | 0 | 0 | 4200.0248
2025-04-02 | 3521.972 | 16.2 | 0 | 0 | 0 | 0 | 0 | 0 | 0 | 0 | 0 | 0 | 0 | 0 | 0 | 0 | 0 | 0 | 0 | 0 | 0 | 0 | 0 | 0 | 1 | 0 | 0 | 0 | 3975.4618
2025-04-02 | 3311.415 | 16.1 | 0 | 0 | 0 | 0 | 0 | 0 | 0 | 0 | 0 | 0 | 0 | 0 | 0 | 0 | 0 | 0 | 0 | 0 | 0 | 0 | 0 | 0 | 0 | 1 | 0 | 0 | 3704.988
2025-04-02 | 3141.733 | 15.2 | 0 | 0 | 0 | 0 | 0 | 0 | 0 | 0 | 0 | 0 | 0 | 0 | 0 | 0 | 0 | 0 | 0 | 0 | 0 | 0 | 0 | 0 | 0 | 0 | 1 | 0 | 3430.0339
2025-04-02 | 2995.303 | 14.7 | 0 | 0 | 0 | 0 | 0 | 0 | 0 | 0 | 0 | 0 | 0 | 0 | 0 | 0 | 0 | 0 | 0 | 0 | 0 | 0 | 0 | 0 | 0 | 0 | 0 | 1 | 3266.854
2025-04-03 | 2924.66 | 13.7 | 0 | 0 | 1 | 0 | 0 | 0 | 0 | 0 | 0 | 0 | 0 | 0 | 0 | 0 | 0 | 0 | 0 | 0 | 0 | 0 | 0 | 0 | 0 | 0 | 0 | 0 | 3125.9001
2025-04-03 | 2892.091 | 14.1 | 0 | 0 | 0 | 1 | 0 | 0 | 0 | 0 | 0 | 0 | 0 | 0 | 0 | 0 | 0 | 0 | 0 | 0 | 0 | 0 | 0 | 0 | 0 | 0 | 0 | 0 | 3116.7829
2025-04-03 | 2844.792 | 13.5 | 0 | 0 | 0 | 0 | 1 | 0 | 0 | 0 | 0 | 0 | 0 | 0 | 0 | 0 | 0 | 0 | 0 | 0 | 0 | 0 | 0 | 0 | 0 | 0 | 0 | 0 | 3064.4706
2025-04-03 | 2897.403 | 12.6 | 0 | 0 | 0 | 0 | 0 | 1 | 0 | 0 | 0 | 0 | 0 | 0 | 0 | 0 | 0 | 0 | 0 | 0 | 0 | 0 | 0 | 0 | 0 | 0 | 0 | 0 | 3036.9145
2025-04-03 | 2970.08 | 12.8 | 0 | 0 | 0 | 0 | 0 | 0 | 1 | 0 | 0 | 0 | 0 | 0 | 0 | 0 | 0 | 0 | 0 | 0 | 0 | 0 | 0 | 0 | 0 | 0 | 0 | 0 | 3096.8029
2025-04-03 | 3153.838 | 13.6 | 0 | 0 | 0 | 0 | 0 | 0 | 0 | 1 | 0 | 0 | 0 | 0 | 0 | 0 | 0 | 0 | 0 | 0 | 0 | 0 | 0 | 0 | 0 | 0 | 0 | 0 | 3255.3899
2025-04-03 | 3684.762 | 11.9 | 0 | 0 | 0 | 0 | 0 | 0 | 0 | 0 | 1 | 0 | 0 | 0 | 0 | 0 | 0 | 0 | 0 | 0 | 0 | 0 | 0 | 0 | 0 | 0 | 0 | 0 | 3484.6346
2025-04-03 | 4226.476 | 7 | 0 | 0 | 0 | 0 | 0 | 0 | 0 | 0 | 0 | 1 | 0 | 0 | 0 | 0 | 0 | 0 | 0 | 0 | 0 | 0 | 0 | 0 | 0 | 0 | 0 | 0 | 3663.5364
2025-04-03 | 4560.49 | 4.3 | 0 | 0 | 0 | 0 | 0 | 0 | 0 | 0 | 0 | 0 | 1 | 0 | 0 | 0 | 0 | 0 | 0 | 0 | 0 | 0 | 0 | 0 | 0 | 0 | 0 | 0 | 4105.3382
2025-04-03 | 4831.073 | 2.4 | 0 | 0 | 0 | 0 | 0 | 0 | 0 | 0 | 0 | 0 | 0 | 1 | 0 | 0 | 0 | 0 | 0 | 0 | 0 | 0 | 0 | 0 | 0 | 0 | 0 | 0 | 4199.5796
2025-04-03 | 4768.262 | 0.7 | 0 | 0 | 0 | 0 | 0 | 0 | 0 | 0 | 0 | 0 | 0 | 0 | 1 | 0 | 0 | 0 | 0 | 0 | 0 | 0 | 0 | 0 | 0 | 0 | 0 | 0 | 4269.0447
2025-04-03 | 4714.096 | 0 | 1 | 0 | 0 | 0 | 0 | 0 | 0 | 0 | 0 | 0 | 0 | 0 | 0 | 1 | 0 | 0 | 0 | 0 | 0 | 0 | 0 | 0 | 0 | 0 | 0 | 0 | 4393.5889
2025-04-03 | 4730.312 | 0 | 0.9 | 0 | 0 | 0 | 0 | 0 | 0 | 0 | 0 | 0 | 0 | 0 | 0 | 0 | 1 | 0 | 0 | 0 | 0 | 0 | 0 | 0 | 0 | 0 | 0 | 0 | 4355.7203
2025-04-03 | 4661.213 | 0 | 1.5 | 0 | 0 | 0 | 0 | 0 | 0 | 0 | 0 | 0 | 0 | 0 | 0 | 0 | 0 | 1 | 0 | 0 | 0 | 0 | 0 | 0 | 0 | 0 | 0 | 0 | 4434.8987
2025-04-03 | 4614.985 | 0 | 1.8 | 0 | 0 | 0 | 0 | 0 | 0 | 0 | 0 | 0 | 0 | 0 | 0 | 0 | 0 | 0 | 1 | 0 | 0 | 0 | 0 | 0 | 0 | 0 | 0 | 0 | 4425.6805
2025-04-03 | 4358.242 | 0 | 0.2 | 0 | 0 | 0 | 0 | 0 | 0 | 0 | 0 | 0 | 0 | 0 | 0 | 0 | 0 | 0 | 0 | 1 | 0 | 0 | 0 | 0 | 0 | 0 | 0 | 0 | 4061.9661
2025-04-03 | 3934.625 | 0.7 | 0 | 0 | 0 | 0 | 0 | 0 | 0 | 0 | 0 | 0 | 0 | 0 | 0 | 0 | 0 | 0 | 0 | 0 | 1 | 0 | 0 | 0 | 0 | 0 | 0 | 0 | 3784.935
2025-04-03 | 3609.536 | 2.6 | 0 | 0 | 0 | 0 | 0 | 0 | 0 | 0 | 0 | 0 | 0 | 0 | 0 | 0 | 0 | 0 | 0 | 0 | 0 | 1 | 0 | 0 | 0 | 0 | 0 | 0 | 3609.3241
2025-04-03 | 3429.503 | 4.2 | 0 | 0 | 0 | 0 | 0 | 0 | 0 | 0 | 0 | 0 | 0 | 0 | 0 | 0 | 0 | 0 | 0 | 0 | 0 | 0 | 1 | 0 | 0 | 0 | 0 | 0 | 3526.2818
2025-04-03 | 3393.719 | 6.8 | 0 | 0 | 0 | 0 | 0 | 0 | 0 | 0 | 0 | 0 | 0 | 0 | 0 | 0 | 0 | 0 | 0 | 0 | 0 | 0 | 0 | 1 | 0 | 0 | 0 | 0 | 3541.1963
2025-04-03 | 3154.554 | 8.8 | 0 | 0 | 0 | 0 | 0 | 0 | 0 | 0 | 0 | 0 | 0 | 0 | 0 | 0 | 0 | 0 | 0 | 0 | 0 | 0 | 0 | 0 | 1 | 0 | 0 | 0 | 3487.9287
2025-04-03 | 2912.016 | 10.3 | 0 | 0 | 0 | 0 | 0 | 0 | 0 | 0 | 0 | 0 | 0 | 0 | 0 | 0 | 0 | 0 | 0 | 0 | 0 | 0 | 0 | 0 | 0 | 1 | 0 | 0 | 3322.8675
2025-04-03 | 2750.568 | 11.7 | 0 | 0 | 0 | 0 | 0 | 0 | 0 | 0 | 0 | 0 | 0 | 0 | 0 | 0 | 0 | 0 | 0 | 0 | 0 | 0 | 0 | 0 | 0 | 0 | 1 | 0 | 3199.4439
2025-04-03 | 2621.475 | 11.8 | 0 | 0 | 0 | 0 | 0 | 0 | 0 | 0 | 0 | 0 | 0 | 0 | 0 | 0 | 0 | 0 | 0 | 0 | 0 | 0 | 0 | 0 | 0 | 0 | 0 | 1 | 3075.7937
2025-04-04 | 2596.025 | 13.4 | 0 | 0 | 1 | 0 | 0 | 0 | 0 | 0 | 0 | 0 | 0 | 0 | 0 | 0 | 0 | 0 | 0 | 0 | 0 | 0 | 0 | 0 | 0 | 0 | 0 | 0 | 3106.1353
2025-04-04 | 2612.59 | 12.3 | 0 | 0 | 0 | 1 | 0 | 0 | 0 | 0 | 0 | 0 | 0 | 0 | 0 | 0 | 0 | 0 | 0 | 0 | 0 | 0 | 0 | 0 | 0 | 0 | 0 | 0 | 2998.1937
2025-04-04 | 2627.261 | 13.3 | 0 | 0 | 0 | 0 | 1 | 0 | 0 | 0 | 0 | 0 | 0 | 0 | 0 | 0 | 0 | 0 | 0 | 0 | 0 | 0 | 0 | 0 | 0 | 0 | 0 | 0 | 3051.294
2025-04-04 | 2683.159 | 15.1 | 0 | 0 | 0 | 0 | 0 | 1 | 0 | 0 | 0 | 0 | 0 | 0 | 0 | 0 | 0 | 0 | 0 | 0 | 0 | 0 | 0 | 0 | 0 | 0 | 0 | 0 | 3201.6217
2025-04-04 | 2825.518 | 15.6 | 0 | 0 | 0 | 0 | 0 | 0 | 1 | 0 | 0 | 0 | 0 | 0 | 0 | 0 | 0 | 0 | 0 | 0 | 0 | 0 | 0 | 0 | 0 | 0 | 0 | 0 | 3281.2749
2025-04-04 | 3074.388 | 15.3 | 0 | 0 | 0 | 0 | 0 | 0 | 0 | 1 | 0 | 0 | 0 | 0 | 0 | 0 | 0 | 0 | 0 | 0 | 0 | 0 | 0 | 0 | 0 | 0 | 0 | 0 | 3367.3908
2025-04-04 | 3487.951 | 15.9 | 0 | 0 | 0 | 0 | 0 | 0 | 0 | 0 | 1 | 0 | 0 | 0 | 0 | 0 | 0 | 0 | 0 | 0 | 0 | 0 | 0 | 0 | 0 | 0 | 0 | 0 | 3748.166
2025-04-04 | 4023.925 | 15.1 | 0 | 0 | 0 | 0 | 0 | 0 | 0 | 0 | 0 | 1 | 0 | 0 | 0 | 0 | 0 | 0 | 0 | 0 | 0 | 0 | 0 | 0 | 0 | 0 | 0 | 0 | 4197.1875
2025-04-04 | 4353.056 | 14.2 | 0 | 0 | 0 | 0 | 0 | 0 | 0 | 0 | 0 | 0 | 1 | 0 | 0 | 0 | 0 | 0 | 0 | 0 | 0 | 0 | 0 | 0 | 0 | 0 | 0 | 0 | 4757.5784
2025-04-04 | 4613.759 | 13 | 0 | 0 | 0 | 0 | 0 | 0 | 0 | 0 | 0 | 0 | 0 | 1 | 0 | 0 | 0 | 0 | 0 | 0 | 0 | 0 | 0 | 0 | 0 | 0 | 0 | 0 | 4897.9378
2025-04-04 | 4669.981 | 12.3 | 0 | 0 | 0 | 0 | 0 | 0 | 0 | 0 | 0 | 0 | 0 | 0 | 1 | 0 | 0 | 0 | 0 | 0 | 0 | 0 | 0 | 0 | 0 | 0 | 0 | 0 | 5033.2858
2025-04-04 | 4541.041 | 10.9 | 0 | 0 | 0 | 0 | 0 | 0 | 0 | 0 | 0 | 0 | 0 | 0 | 0 | 1 | 0 | 0 | 0 | 0 | 0 | 0 | 0 | 0 | 0 | 0 | 0 | 0 | 4965.9469
2025-04-04 | 4504.912 | 9.8 | 0 | 0 | 0 | 0 | 0 | 0 | 0 | 0 | 0 | 0 | 0 | 0 | 0 | 0 | 1 | 0 | 0 | 0 | 0 | 0 | 0 | 0 | 0 | 0 | 0 | 0 | 4870.1837
2025-04-04 | 4505.065 | 8.5 | 0 | 0 | 0 | 0 | 0 | 0 | 0 | 0 | 0 | 0 | 0 | 0 | 0 | 0 | 0 | 1 | 0 | 0 | 0 | 0 | 0 | 0 | 0 | 0 | 0 | 0 | 4776.2553
2025-04-04 | 4249.967 | 7 | 0 | 0 | 0 | 0 | 0 | 0 | 0 | 0 | 0 | 0 | 0 | 0 | 0 | 0 | 0 | 0 | 1 | 0 | 0 | 0 | 0 | 0 | 0 | 0 | 0 | 0 | 4624.4833
2025-04-04 | 4106.695 | 9.5 | 0 | 0 | 0 | 0 | 0 | 0 | 0 | 0 | 0 | 0 | 0 | 0 | 0 | 0 | 0 | 0 | 0 | 1 | 0 | 0 | 0 | 0 | 0 | 0 | 0 | 0 | 4658.7001
2025-04-04 | 3799.004 | 10.8 | 0 | 0 | 0 | 0 | 0 | 0 | 0 | 0 | 0 | 0 | 0 | 0 | 0 | 0 | 0 | 0 | 0 | 0 | 1 | 0 | 0 | 0 | 0 | 0 | 0 | 0 | 4450.3518
2025-04-04 | 3530.186 | 11.4 | 0 | 0 | 0 | 0 | 0 | 0 | 0 | 0 | 0 | 0 | 0 | 0 | 0 | 0 | 0 | 0 | 0 | 0 | 0 | 1 | 0 | 0 | 0 | 0 | 0 | 0 | 4189.0932
2025-04-04 | 3405.45 | 11.7 | 0 | 0 | 0 | 0 | 0 | 0 | 0 | 0 | 0 | 0 | 0 | 0 | 0 | 0 | 0 | 0 | 0 | 0 | 0 | 0 | 1 | 0 | 0 | 0 | 0 | 0 | 4020.4032
2025-04-04 | 3384.301 | 11.8 | 0 | 0 | 0 | 0 | 0 | 0 | 0 | 0 | 0 | 0 | 0 | 0 | 0 | 0 | 0 | 0 | 0 | 0 | 0 | 0 | 0 | 1 | 0 | 0 | 0 | 0 | 3870.6105
2025-04-04 | 3189.757 | 11.7 | 0 | 0 | 0 | 0 | 0 | 0 | 0 | 0 | 0 | 0 | 0 | 0 | 0 | 0 | 0 | 0 | 0 | 0 | 0 | 0 | 0 | 0 | 1 | 0 | 0 | 0 | 3678.989
2025-04-04 | 2928.529 | 11.5 | 0 | 0 | 0 | 0 | 0 | 0 | 0 | 0 | 0 | 0 | 0 | 0 | 0 | 0 | 0 | 0 | 0 | 0 | 0 | 0 | 0 | 0 | 0 | 1 | 0 | 0 | 3401.9269
2025-04-04 | 2801.191 | 11.6 | 0 | 0 | 0 | 0 | 0 | 0 | 0 | 0 | 0 | 0 | 0 | 0 | 0 | 0 | 0 | 0 | 0 | 0 | 0 | 0 | 0 | 0 | 0 | 0 | 1 | 0 | 3192.8556
2025-04-04 | 2686.262 | 11.4 | 0 | 0 | 0 | 0 | 0 | 0 | 0 | 0 | 0 | 0 | 0 | 0 | 0 | 0 | 0 | 0 | 0 | 0 | 0 | 0 | 0 | 0 | 0 | 0 | 0 | 1 | 3049.4406
2025-04-05 | 2616.04 | 11.5 | 0 | 1 | 1 | 0 | 0 | 0 | 0 | 0 | 0 | 0 | 0 | 0 | 0 | 0 | 0 | 0 | 0 | 0 | 0 | 0 | 0 | 0 | 0 | 0 | 0 | 0 | 2408.427
2025-04-05 | 2603.574 | 11.4 | 0 | 1 | 0 | 1 | 0 | 0 | 0 | 0 | 0 | 0 | 0 | 0 | 0 | 0 | 0 | 0 | 0 | 0 | 0 | 0 | 0 | 0 | 0 | 0 | 0 | 0 | 2366.3683
2025-04-05 | 2599.094 | 11.7 | 0 | 1 | 0 | 0 | 1 | 0 | 0 | 0 | 0 | 0 | 0 | 0 | 0 | 0 | 0 | 0 | 0 | 0 | 0 | 0 | 0 | 0 | 0 | 0 | 0 | 0 | 2373.3506
2025-04-05 | 2667.438 | 12.6 | 0 | 1 | 0 | 0 | 0 | 1 | 0 | 0 | 0 | 0 | 0 | 0 | 0 | 0 | 0 | 0 | 0 | 0 | 0 | 0 | 0 | 0 | 0 | 0 | 0 | 0 | 2464.3837
2025-04-05 | 2735.844 | 13 | 0 | 1 | 0 | 0 | 0 | 0 | 1 | 0 | 0 | 0 | 0 | 0 | 0 | 0 | 0 | 0 | 0 | 0 | 0 | 0 | 0 | 0 | 0 | 0 | 0 | 0 | 2537.4486
2025-04-05 | 2843.139 | 13.2 | 0 | 1 | 0 | 0 | 0 | 0 | 0 | 1 | 0 | 0 | 0 | 0 | 0 | 0 | 0 | 0 | 0 | 0 | 0 | 0 | 0 | 0 | 0 | 0 | 0 | 0 | 2656.5059
2025-04-05 | 2972.268 | 14.3 | 0 | 1 | 0 | 0 | 0 | 0 | 0 | 0 | 1 | 0 | 0 | 0 | 0 | 0 | 0 | 0 | 0 | 0 | 0 | 0 | 0 | 0 | 0 | 0 | 0 | 0 | 3070.2226
2025-04-05 | 3264.539 | 14.7 | 0 | 1 | 0 | 0 | 0 | 0 | 0 | 0 | 0 | 1 | 0 | 0 | 0 | 0 | 0 | 0 | 0 | 0 | 0 | 0 | 0 | 0 | 0 | 0 | 0 | 0 | 3598.3035
2025-04-05 | 3766.83 | 14.2 | 0 | 1 | 0 | 0 | 0 | 0 | 0 | 0 | 0 | 0 | 1 | 0 | 0 | 0 | 0 | 0 | 0 | 0 | 0 | 0 | 0 | 0 | 0 | 0 | 0 | 0 | 4185.0476
2025-04-05 | 3996.989 | 13.2 | 0 | 1 | 0 | 0 | 0 | 0 | 0 | 0 | 0 | 0 | 0 | 1 | 0 | 0 | 0 | 0 | 0 | 0 | 0 | 0 | 0 | 0 | 0 | 0 | 0 | 0 | 4338.5835
2025-04-05 | 4093.066 | 12.3 | 0 | 1 | 0 | 0 | 0 | 0 | 0 | 0 | 0 | 0 | 0 | 0 | 1 | 0 | 0 | 0 | 0 | 0 | 0 | 0 | 0 | 0 | 0 | 0 | 0 | 0 | 4460.7549
2025-04-05 | 4065.414 | 12 | 0 | 1 | 0 | 0 | 0 | 0 | 0 | 0 | 0 | 0 | 0 | 0 | 0 | 1 | 0 | 0 | 0 | 0 | 0 | 0 | 0 | 0 | 0 | 0 | 0 | 0 | 4465.8872
2025-04-05 | 3926.619 | 12 | 0 | 1 | 0 | 0 | 0 | 0 | 0 | 0 | 0 | 0 | 0 | 0 | 0 | 0 | 1 | 0 | 0 | 0 | 0 | 0 | 0 | 0 | 0 | 0 | 0 | 0 | 4442.5951
2025-04-05 | 3788.643 | 11.3 | 0 | 1 | 0 | 0 | 0 | 0 | 0 | 0 | 0 | 0 | 0 | 0 | 0 | 0 | 0 | 1 | 0 | 0 | 0 | 0 | 0 | 0 | 0 | 0 | 0 | 0 | 4388.1964
2025-04-05 | 3717.849 | 10.7 | 0 | 1 | 0 | 0 | 0 | 0 | 0 | 0 | 0 | 0 | 0 | 0 | 0 | 0 | 0 | 0 | 1 | 0 | 0 | 0 | 0 | 0 | 0 | 0 | 0 | 0 | 4295.719
2025-04-05 | 3569.506 | 9 | 0 | 1 | 0 | 0 | 0 | 0 | 0 | 0 | 0 | 0 | 0 | 0 | 0 | 0 | 0 | 0 | 0 | 1 | 0 | 0 | 0 | 0 | 0 | 0 | 0 | 0 | 4053.2279
2025-04-05 | 3413.068 | 7.4 | 0 | 1 | 0 | 0 | 0 | 0 | 0 | 0 | 0 | 0 | 0 | 0 | 0 | 0 | 0 | 0 | 0 | 0 | 1 | 0 | 0 | 0 | 0 | 0 | 0 | 0 | 3653.8192
2025-04-05 | 3323.812 | 7.9 | 0 | 1 | 0 | 0 | 0 | 0 | 0 | 0 | 0 | 0 | 0 | 0 | 0 | 0 | 0 | 0 | 0 | 0 | 0 | 1 | 0 | 0 | 0 | 0 | 0 | 0 | 3385.9724
2025-04-05 | 3287.779 | 9.2 | 0 | 1 | 0 | 0 | 0 | 0 | 0 | 0 | 0 | 0 | 0 | 0 | 0 | 0 | 0 | 0 | 0 | 0 | 0 | 0 | 1 | 0 | 0 | 0 | 0 | 0 | 3283.1652
2025-04-05 | 3290.777 | 10.2 | 0 | 1 | 0 | 0 | 0 | 0 | 0 | 0 | 0 | 0 | 0 | 0 | 0 | 0 | 0 | 0 | 0 | 0 | 0 | 0 | 0 | 1 | 0 | 0 | 0 | 0 | 3192.6671
2025-04-05 | 3124.197 | 11 | 0 | 1 | 0 | 0 | 0 | 0 | 0 | 0 | 0 | 0 | 0 | 0 | 0 | 0 | 0 | 0 | 0 | 0 | 0 | 0 | 0 | 0 | 1 | 0 | 0 | 0 | 3060.3401
2025-04-05 | 2997.264 | 11.9 | 0 | 1 | 0 | 0 | 0 | 0 | 0 | 0 | 0 | 0 | 0 | 0 | 0 | 0 | 0 | 0 | 0 | 0 | 0 | 0 | 0 | 0 | 0 | 1 | 0 | 0 | 2855.7492
2025-04-05 | 2819.149 | 12.1 | 0 | 1 | 0 | 0 | 0 | 0 | 0 | 0 | 0 | 0 | 0 | 0 | 0 | 0 | 0 | 0 | 0 | 0 | 0 | 0 | 0 | 0 | 0 | 0 | 1 | 0 | 2653.2662
2025-04-05 | 2713.006 | 12.4 | 0 | 1 | 0 | 0 | 0 | 0 | 0 | 0 | 0 | 0 | 0 | 0 | 0 | 0 | 0 | 0 | 0 | 0 | 0 | 0 | 0 | 0 | 0 | 0 | 0 | 1 | 2542.7926
2025-04-06 | 2670.433 | 12.9 | 0 | 1 | 1 | 0 | 0 | 0 | 0 | 0 | 0 | 0 | 0 | 0 | 0 | 0 | 0 | 0 | 0 | 0 | 0 | 0 | 0 | 0 | 0 | 0 | 0 | 0 | 2500.663
2025-04-06 | 2620.195 | 14 | 0 | 1 | 0 | 1 | 0 | 0 | 0 | 0 | 0 | 0 | 0 | 0 | 0 | 0 | 0 | 0 | 0 | 0 | 0 | 0 | 0 | 0 | 0 | 0 | 0 | 0 | 2537.6637
2025-04-06 | 2619.203 | 14.8 | 0 | 1 | 0 | 0 | 1 | 0 | 0 | 0 | 0 | 0 | 0 | 0 | 0 | 0 | 0 | 0 | 0 | 0 | 0 | 0 | 0 | 0 | 0 | 0 | 0 | 0 | 2577.5874
2025-04-06 | 2684.83 | 15.5 | 0 | 1 | 0 | 0 | 0 | 1 | 0 | 0 | 0 | 0 | 0 | 0 | 0 | 0 | 0 | 0 | 0 | 0 | 0 | 0 | 0 | 0 | 0 | 0 | 0 | 0 | 2655.444
2025-04-06 | 2730.324 | 15.4 | 0 | 1 | 0 | 0 | 0 | 0 | 1 | 0 | 0 | 0 | 0 | 0 | 0 | 0 | 0 | 0 | 0 | 0 | 0 | 0 | 0 | 0 | 0 | 0 | 0 | 0 | 2695.5675
2025-04-06 | 2772.907 | 16 | 0 | 1 | 0 | 0 | 0 | 0 | 0 | 1 | 0 | 0 | 0 | 0 | 0 | 0 | 0 | 0 | 0 | 0 | 0 | 0 | 0 | 0 | 0 | 0 | 0 | 0 | 2840.9779
2025-04-06 | 2834.337 | 16.6 | 0 | 1 | 0 | 0 | 0 | 0 | 0 | 0 | 1 | 0 | 0 | 0 | 0 | 0 | 0 | 0 | 0 | 0 | 0 | 0 | 0 | 0 | 0 | 0 | 0 | 0 | 3221.7532
2025-04-06 | 3008.459 | 17.1 | 0 | 1 | 0 | 0 | 0 | 0 | 0 | 0 | 0 | 1 | 0 | 0 | 0 | 0 | 0 | 0 | 0 | 0 | 0 | 0 | 0 | 0 | 0 | 0 | 0 | 0 | 3756.4223
2025-04-06 | 3206.425 | 16.9 | 0 | 1 | 0 | 0 | 0 | 0 | 0 | 0 | 0 | 0 | 1 | 0 | 0 | 0 | 0 | 0 | 0 | 0 | 0 | 0 | 0 | 0 | 0 | 0 | 0 | 0 | 4362.9313
2025-04-06 | 3431.17 | 15.6 | 0 | 1 | 0 | 0 | 0 | 0 | 0 | 0 | 0 | 0 | 0 | 1 | 0 | 0 | 0 | 0 | 0 | 0 | 0 | 0 | 0 | 0 | 0 | 0 | 0 | 0 | 4496.7024
2025-04-06 | 3493.148 | 15.2 | 0 | 1 | 0 | 0 | 0 | 0 | 0 | 0 | 0 | 0 | 0 | 0 | 1 | 0 | 0 | 0 | 0 | 0 | 0 | 0 | 0 | 0 | 0 | 0 | 0 | 0 | 4651.8152
2025-04-06 | 3492.232 | 13.3 | 0 | 1 | 0 | 0 | 0 | 0 | 0 | 0 | 0 | 0 | 0 | 0 | 0 | 1 | 0 | 0 | 0 | 0 | 0 | 0 | 0 | 0 | 0 | 0 | 0 | 0 | 4551.5349
2025-04-06 | 3466.491 | 12.7 | 0 | 1 | 0 | 0 | 0 | 0 | 0 | 0 | 0 | 0 | 0 | 0 | 0 | 0 | 1 | 0 | 0 | 0 | 0 | 0 | 0 | 0 | 0 | 0 | 0 | 0 | 4488.7131
2025-04-06 | 3420.109 | 12 | 0 | 1 | 0 | 0 | 0 | 0 | 0 | 0 | 0 | 0 | 0 | 0 | 0 | 0 | 0 | 1 | 0 | 0 | 0 | 0 | 0 | 0 | 0 | 0 | 0 | 0 | 4434.3144
2025-04-06 | 3299.41 | 12 | 0 | 1 | 0 | 0 | 0 | 0 | 0 | 0 | 0 | 0 | 0 | 0 | 0 | 0 | 0 | 0 | 1 | 0 | 0 | 0 | 0 | 0 | 0 | 0 | 0 | 0 | 4381.3667
2025-04-06 | 3306.569 | 12 | 0 | 1 | 0 | 0 | 0 | 0 | 0 | 0 | 0 | 0 | 0 | 0 | 0 | 0 | 0 | 0 | 0 | 1 | 0 | 0 | 0 | 0 | 0 | 0 | 0 | 0 | 4250.8764
2025-04-06 | 3185.03 | 12.2 | 0 | 1 | 0 | 0 | 0 | 0 | 0 | 0 | 0 | 0 | 0 | 0 | 0 | 0 | 0 | 0 | 0 | 0 | 1 | 0 | 0 | 0 | 0 | 0 | 0 | 0 | 3970.0569
2025-04-06 | 3135.1 | 13.2 | 0 | 1 | 0 | 0 | 0 | 0 | 0 | 0 | 0 | 0 | 0 | 0 | 0 | 0 | 0 | 0 | 0 | 0 | 0 | 1 | 0 | 0 | 0 | 0 | 0 | 0 | 3735.1515
2025-04-06 | 3073.653 | 13.9 | 0 | 1 | 0 | 0 | 0 | 0 | 0 | 0 | 0 | 0 | 0 | 0 | 0 | 0 | 0 | 0 | 0 | 0 | 0 | 0 | 1 | 0 | 0 | 0 | 0 | 0 | 3592.8146
2025-04-06 | 3183.726 | 14.7 | 0 | 1 | 0 | 0 | 0 | 0 | 0 | 0 | 0 | 0 | 0 | 0 | 0 | 0 | 0 | 0 | 0 | 0 | 0 | 0 | 0 | 1 | 0 | 0 | 0 | 0 | 3489.14
2025-04-06 | 3098.151 | 15.4 | 0 | 1 | 0 | 0 | 0 | 0 | 0 | 0 | 0 | 0 | 0 | 0 | 0 | 0 | 0 | 0 | 0 | 0 | 0 | 0 | 0 | 0 | 1 | 0 | 0 | 0 | 3350.2247
2025-04-06 | 2950.526 | 16.8 | 0 | 1 | 0 | 0 | 0 | 0 | 0 | 0 | 0 | 0 | 0 | 0 | 0 | 0 | 0 | 0 | 0 | 0 | 0 | 0 | 0 | 0 | 0 | 1 | 0 | 0 | 3178.5752
2025-04-06 | 2818.166 | 16.6 | 0 | 1 | 0 | 0 | 0 | 0 | 0 | 0 | 0 | 0 | 0 | 0 | 0 | 0 | 0 | 0 | 0 | 0 | 0 | 0 | 0 | 0 | 0 | 0 | 1 | 0 | 2949.739
2025-04-06 | 2739.459 | 16.6 | 0 | 1 | 0 | 0 | 0 | 0 | 0 | 0 | 0 | 0 | 0 | 0 | 0 | 0 | 0 | 0 | 0 | 0 | 0 | 0 | 0 | 0 | 0 | 0 | 0 | 1 | 2819.5006
2025-04-07 | 2713.413 | 16.5 | 0 | 0 | 1 | 0 | 0 | 0 | 0 | 0 | 0 | 0 | 0 | 0 | 0 | 0 | 0 | 0 | 0 | 0 | 0 | 0 | 0 | 0 | 0 | 0 | 0 | 0 | 3310.3721
2025-04-07 | 2721.006 | 16.9 | 0 | 0 | 0 | 1 | 0 | 0 | 0 | 0 | 0 | 0 | 0 | 0 | 0 | 0 | 0 | 0 | 0 | 0 | 0 | 0 | 0 | 0 | 0 | 0 | 0 | 0 | 3301.2549
2025-04-07 | 2738.196 | 17.2 | 0 | 0 | 0 | 0 | 1 | 0 | 0 | 0 | 0 | 0 | 0 | 0 | 0 | 0 | 0 | 0 | 0 | 0 | 0 | 0 | 0 | 0 | 0 | 0 | 0 | 0 | 3308.2371
2025-04-07 | 2831.19 | 17.6 | 0 | 0 | 0 | 0 | 0 | 1 | 0 | 0 | 0 | 0 | 0 | 0 | 0 | 0 | 0 | 0 | 0 | 0 | 0 | 0 | 0 | 0 | 0 | 0 | 0 | 0 | 3366.3288
2025-04-07 | 2914.206 | 17.8 | 0 | 0 | 0 | 0 | 0 | 0 | 1 | 0 | 0 | 0 | 0 | 0 | 0 | 0 | 0 | 0 | 0 | 0 | 0 | 0 | 0 | 0 | 0 | 0 | 0 | 0 | 3426.2172
2025-04-07 | 3161.106 | 18.3 | 0 | 0 | 0 | 0 | 0 | 0 | 0 | 1 | 0 | 0 | 0 | 0 | 0 | 0 | 0 | 0 | 0 | 0 | 0 | 0 | 0 | 0 | 0 | 0 | 0 | 0 | 3565.0393
2025-04-07 | 3806.001 | 17.7 | 0 | 0 | 0 | 0 | 0 | 0 | 0 | 0 | 1 | 0 | 0 | 0 | 0 | 0 | 0 | 0 | 0 | 0 | 0 | 0 | 0 | 0 | 0 | 0 | 0 | 0 | 3866.7552
2025-04-07 | 4108.771 | 16.6 | 0 | 0 | 0 | 0 | 0 | 0 | 0 | 0 | 0 | 1 | 0 | 0 | 0 | 0 | 0 | 0 | 0 | 0 | 0 | 0 | 0 | 0 | 0 | 0 | 0 | 0 | 4296.0118
2025-04-07 | 4503.839 | 15.2 | 0 | 0 | 0 | 0 | 0 | 0 | 0 | 0 | 0 | 0 | 1 | 0 | 0 | 0 | 0 | 0 | 0 | 0 | 0 | 0 | 0 | 0 | 0 | 0 | 0 | 0 | 4823.4613
2025-04-07 | 4667.636 | 13.9 | 0 | 0 | 0 | 0 | 0 | 0 | 0 | 0 | 0 | 0 | 0 | 1 | 0 | 0 | 0 | 0 | 0 | 0 | 0 | 0 | 0 | 0 | 0 | 0 | 0 | 0 | 4957.2324
2025-04-07 | 4741.488 | 13.4 | 0 | 0 | 0 | 0 | 0 | 0 | 0 | 0 | 0 | 0 | 0 | 0 | 1 | 0 | 0 | 0 | 0 | 0 | 0 | 0 | 0 | 0 | 0 | 0 | 0 | 0 | 5105.7569
2025-04-07 | 4902.275 | 12.6 | 0 | 0 | 0 | 0 | 0 | 0 | 0 | 0 | 0 | 0 | 0 | 0 | 0 | 1 | 0 | 0 | 0 | 0 | 0 | 0 | 0 | 0 | 0 | 0 | 0 | 0 | 5077.9478
2025-04-07 | 4531.783 | 12 | 0 | 0 | 0 | 0 | 0 | 0 | 0 | 0 | 0 | 0 | 0 | 0 | 0 | 0 | 1 | 0 | 0 | 0 | 0 | 0 | 0 | 0 | 0 | 0 | 0 | 0 | 5015.126
2025-04-07 | 4501.754 | 11.8 | 0 | 0 | 0 | 0 | 0 | 0 | 0 | 0 | 0 | 0 | 0 | 0 | 0 | 0 | 0 | 1 | 0 | 0 | 0 | 0 | 0 | 0 | 0 | 0 | 0 | 0 | 4993.6687
2025-04-07 | 4461.244 | 11.9 | 0 | 0 | 0 | 0 | 0 | 0 | 0 | 0 | 0 | 0 | 0 | 0 | 0 | 0 | 0 | 0 | 1 | 0 | 0 | 0 | 0 | 0 | 0 | 0 | 0 | 0 | 4947.3092
2025-04-07 | 4193.795 | 12.8 | 0 | 0 | 0 | 0 | 0 | 0 | 0 | 0 | 0 | 0 | 0 | 0 | 0 | 0 | 0 | 0 | 0 | 1 | 0 | 0 | 0 | 0 | 0 | 0 | 0 | 0 | 4876.1136
2025-04-07 | 3833.241 | 12.5 | 0 | 0 | 0 | 0 | 0 | 0 | 0 | 0 | 0 | 0 | 0 | 0 | 0 | 0 | 0 | 0 | 0 | 0 | 1 | 0 | 0 | 0 | 0 | 0 | 0 | 0 | 4562.3526
2025-04-07 | 3521.254 | 11.8 | 0 | 0 | 0 | 0 | 0 | 0 | 0 | 0 | 0 | 0 | 0 | 0 | 0 | 0 | 0 | 0 | 0 | 0 | 0 | 1 | 0 | 0 | 0 | 0 | 0 | 0 | 4215.4463
2025-04-07 | 3396.959 | 15.1 | 0 | 0 | 0 | 0 | 0 | 0 | 0 | 0 | 0 | 0 | 0 | 0 | 0 | 0 | 0 | 0 | 0 | 0 | 0 | 0 | 1 | 0 | 0 | 0 | 0 | 0 | 4244.4049
2025-04-07 | 3352.458 | 18.8 | 0 | 0 | 0 | 0 | 0 | 0 | 0 | 0 | 0 | 0 | 0 | 0 | 0 | 0 | 0 | 0 | 0 | 0 | 0 | 0 | 0 | 1 | 0 | 0 | 0 | 0 | 4331.7905
2025-04-07 | 3148.282 | 19.8 | 0 | 0 | 0 | 0 | 0 | 0 | 0 | 0 | 0 | 0 | 0 | 0 | 0 | 0 | 0 | 0 | 0 | 0 | 0 | 0 | 0 | 0 | 1 | 0 | 0 | 0 | 4212.6401
2025-04-07 | 3018.294 | 20.6 | 0 | 0 | 0 | 0 | 0 | 0 | 0 | 0 | 0 | 0 | 0 | 0 | 0 | 0 | 0 | 0 | 0 | 0 | 0 | 0 | 0 | 0 | 0 | 1 | 0 | 0 | 4001.4609
2025-04-07 | 2946.569 | 21 | 0 | 0 | 0 | 0 | 0 | 0 | 0 | 0 | 0 | 0 | 0 | 0 | 0 | 0 | 0 | 0 | 0 | 0 | 0 | 0 | 0 | 0 | 0 | 0 | 1 | 0 | 3812.1544
2025-04-07 | 2880.914 | 21.7 | 0 | 0 | 0 | 0 | 0 | 0 | 0 | 0 | 0 | 0 | 0 | 0 | 0 | 0 | 0 | 0 | 0 | 0 | 0 | 0 | 0 | 0 | 0 | 0 | 0 | 1 | 3728.034
2025-04-08 | 2894.271 | 21.9 | 0 | 0 | 1 | 0 | 0 | 0 | 0 | 0 | 0 | 0 | 0 | 0 | 0 | 0 | 0 | 0 | 0 | 0 | 0 | 0 | 0 | 0 | 0 | 0 | 0 | 0 | 3666.1395
2025-04-08 | 2885.537 | 22 | 0 | 0 | 0 | 1 | 0 | 0 | 0 | 0 | 0 | 0 | 0 | 0 | 0 | 0 | 0 | 0 | 0 | 0 | 0 | 0 | 0 | 0 | 0 | 0 | 0 | 0 | 3637.2574
2025-04-08 | 2927.712 | 22.2 | 0 | 0 | 0 | 0 | 1 | 0 | 0 | 0 | 0 | 0 | 0 | 0 | 0 | 0 | 0 | 0 | 0 | 0 | 0 | 0 | 0 | 0 | 0 | 0 | 0 | 0 | 3637.6514
2025-04-08 | 2982.318 | 22.7 | 0 | 0 | 0 | 0 | 0 | 1 | 0 | 0 | 0 | 0 | 0 | 0 | 0 | 0 | 0 | 0 | 0 | 0 | 0 | 0 | 0 | 0 | 0 | 0 | 0 | 0 | 3702.3314
2025-04-08 | 3127.98 | 23 | 0 | 0 | 0 | 0 | 0 | 0 | 1 | 0 | 0 | 0 | 0 | 0 | 0 | 0 | 0 | 0 | 0 | 0 | 0 | 0 | 0 | 0 | 0 | 0 | 0 | 0 | 3768.808
2025-04-08 | 3350.029 | 23.1 | 0 | 0 | 0 | 0 | 0 | 0 | 0 | 1 | 0 | 0 | 0 | 0 | 0 | 0 | 0 | 0 | 0 | 0 | 0 | 0 | 0 | 0 | 0 | 0 | 0 | 0 | 3881.277
2025-04-08 | 3876.248 | 23.4 | 0 | 0 | 0 | 0 | 0 | 0 | 0 | 0 | 1 | 0 | 0 | 0 | 0 | 0 | 0 | 0 | 0 | 0 | 0 | 0 | 0 | 0 | 0 | 0 | 0 | 0 | 4242.2874
2025-04-08 | 4534.463 | 23.2 | 0 | 0 | 0 | 0 | 0 | 0 | 0 | 0 | 0 | 1 | 0 | 0 | 0 | 0 | 0 | 0 | 0 | 0 | 0 | 0 | 0 | 0 | 0 | 0 | 0 | 0 | 4730.8386
2025-04-08 | 5104.165 | 23 | 0 | 0 | 0 | 0 | 0 | 0 | 0 | 0 | 0 | 0 | 1 | 0 | 0 | 0 | 0 | 0 | 0 | 0 | 0 | 0 | 0 | 0 | 0 | 0 | 0 | 0 | 5337.3475
2025-04-08 | 5326.059 | 22.1 | 0 | 0 | 0 | 0 | 0 | 0 | 0 | 0 | 0 | 0 | 0 | 1 | 0 | 0 | 0 | 0 | 0 | 0 | 0 | 0 | 0 | 0 | 0 | 0 | 0 | 0 | 5497.4718
2025-04-08 | 5283.095 | 20.5 | 0 | 0 | 0 | 0 | 0 | 0 | 0 | 0 | 0 | 0 | 0 | 0 | 1 | 0 | 0 | 0 | 0 | 0 | 0 | 0 | 0 | 0 | 0 | 0 | 0 | 0 | 5573.5252
2025-04-08 | 5271.447 | 19.8 | 0 | 0 | 0 | 0 | 0 | 0 | 0 | 0 | 0 | 0 | 0 | 0 | 0 | 1 | 0 | 0 | 0 | 0 | 0 | 0 | 0 | 0 | 0 | 0 | 0 | 0 | 5552.3043
2025-04-08 | 5215.204 | 18.8 | 0 | 0 | 0 | 0 | 0 | 0 | 0 | 0 | 0 | 0 | 0 | 0 | 0 | 0 | 1 | 0 | 0 | 0 | 0 | 0 | 0 | 0 | 0 | 0 | 0 | 0 | 5463.1294
2025-04-08 | 5155.23 | 18.2 | 0 | 0 | 0 | 0 | 0 | 0 | 0 | 0 | 0 | 0 | 0 | 0 | 0 | 0 | 0 | 1 | 0 | 0 | 0 | 0 | 0 | 0 | 0 | 0 | 0 | 0 | 5415.3189
2025-04-08 | 5017.743 | 17.6 | 0 | 0 | 0 | 0 | 0 | 0 | 0 | 0 | 0 | 0 | 0 | 0 | 0 | 0 | 0 | 0 | 1 | 0 | 0 | 0 | 0 | 0 | 0 | 0 | 0 | 0 | 5322.8415
2025-04-08 | 4730.749 | 17.4 | 0 | 0 | 0 | 0 | 0 | 0 | 0 | 0 | 0 | 0 | 0 | 0 | 0 | 0 | 0 | 0 | 0 | 1 | 0 | 0 | 0 | 0 | 0 | 0 | 0 | 0 | 5179.1747
2025-04-08 | 4321.488 | 16.9 | 0 | 0 | 0 | 0 | 0 | 0 | 0 | 0 | 0 | 0 | 0 | 0 | 0 | 0 | 0 | 0 | 0 | 0 | 1 | 0 | 0 | 0 | 0 | 0 | 0 | 0 | 4852.2372
2025-04-08 | 4010.996 | 18 | 0 | 0 | 0 | 0 | 0 | 0 | 0 | 0 | 0 | 0 | 0 | 0 | 0 | 0 | 0 | 0 | 0 | 0 | 0 | 1 | 0 | 0 | 0 | 0 | 0 | 0 | 4623.92
2025-04-08 | 3888.2 | 19.4 | 0 | 0 | 0 | 0 | 0 | 0 | 0 | 0 | 0 | 0 | 0 | 0 | 0 | 0 | 0 | 0 | 0 | 0 | 0 | 0 | 1 | 0 | 0 | 0 | 0 | 0 | 4527.7012
2025-04-08 | 3854.34 | 20.3 | 0 | 0 | 0 | 0 | 0 | 0 | 0 | 0 | 0 | 0 | 0 | 0 | 0 | 0 | 0 | 0 | 0 | 0 | 0 | 0 | 0 | 1 | 0 | 0 | 0 | 0 | 4430.6148
2025-04-08 | 3592.264 | 20.5 | 0 | 0 | 0 | 0 | 0 | 0 | 0 | 0 | 0 | 0 | 0 | 0 | 0 | 0 | 0 | 0 | 0 | 0 | 0 | 0 | 0 | 0 | 1 | 0 | 0 | 0 | 4258.7581
2025-04-08 | 3343.574 | 20.9 | 0 | 0 | 0 | 0 | 0 | 0 | 0 | 0 | 0 | 0 | 0 | 0 | 0 | 0 | 0 | 0 | 0 | 0 | 0 | 0 | 0 | 0 | 0 | 1 | 0 | 0 | 4021.2257
2025-04-08 | 3199.017 | 21.4 | 0 | 0 | 0 | 0 | 0 | 0 | 0 | 0 | 0 | 0 | 0 | 0 | 0 | 0 | 0 | 0 | 0 | 0 | 0 | 0 | 0 | 0 | 0 | 0 | 1 | 0 | 3838.5075
2025-04-08 | 3117.778 | 22.8 | 0 | 0 | 0 | 0 | 0 | 0 | 0 | 0 | 0 | 0 | 0 | 0 | 0 | 0 | 0 | 0 | 0 | 0 | 0 | 0 | 0 | 0 | 0 | 0 | 0 | 1 | 3800.5051
2025-04-09 | 3124.436 | 23.1 | 0 | 0 | 1 | 0 | 0 | 0 | 0 | 0 | 0 | 0 | 0 | 0 | 0 | 0 | 0 | 0 | 0 | 0 | 0 | 0 | 0 | 0 | 0 | 0 | 0 | 0 | 3745.1989
2025-04-09 | 3134.241 | 23.9 | 0 | 0 | 0 | 1 | 0 | 0 | 0 | 0 | 0 | 0 | 0 | 0 | 0 | 0 | 0 | 0 | 0 | 0 | 0 | 0 | 0 | 0 | 0 | 0 | 0 | 0 | 3762.4348
2025-04-09 | 3109.801 | 23.7 | 0 | 0 | 0 | 0 | 1 | 0 | 0 | 0 | 0 | 0 | 0 | 0 | 0 | 0 | 0 | 0 | 0 | 0 | 0 | 0 | 0 | 0 | 0 | 0 | 0 | 0 | 3736.4757
2025-04-09 | 3197.977 | 24 | 0 | 0 | 0 | 0 | 0 | 1 | 0 | 0 | 0 | 0 | 0 | 0 | 0 | 0 | 0 | 0 | 0 | 0 | 0 | 0 | 0 | 0 | 0 | 0 | 0 | 0 | 3787.9791
2025-04-09 | 3293.426 | 25.2 | 0 | 0 | 0 | 0 | 0 | 0 | 1 | 0 | 0 | 0 | 0 | 0 | 0 | 0 | 0 | 0 | 0 | 0 | 0 | 0 | 0 | 0 | 0 | 0 | 0 | 0 | 3913.7503
2025-04-09 | 3539.104 | 24.3 | 0 | 0 | 0 | 0 | 0 | 0 | 0 | 1 | 0 | 0 | 0 | 0 | 0 | 0 | 0 | 0 | 0 | 0 | 0 | 0 | 0 | 0 | 0 | 0 | 0 | 0 | 3960.3364
2025-04-09 | 3920.001 | 23.5 | 0 | 0 | 0 | 0 | 0 | 0 | 0 | 0 | 1 | 0 | 0 | 0 | 0 | 0 | 0 | 0 | 0 | 0 | 0 | 0 | 0 | 0 | 0 | 0 | 0 | 0 | 4248.8757
2025-04-09 | 4447.8 | 20.9 | 0 | 0 | 0 | 0 | 0 | 0 | 0 | 0 | 0 | 1 | 0 | 0 | 0 | 0 | 0 | 0 | 0 | 0 | 0 | 0 | 0 | 0 | 0 | 0 | 0 | 0 | 4579.308
2025-04-09 | 4847.23 | 18.9 | 0 | 0 | 0 | 0 | 0 | 0 | 0 | 0 | 0 | 0 | 1 | 0 | 0 | 0 | 0 | 0 | 0 | 0 | 0 | 0 | 0 | 0 | 0 | 0 | 0 | 0 | 5067.2278
2025-04-09 | 5061.772 | 17.6 | 0 | 0 | 0 | 0 | 0 | 0 | 0 | 0 | 0 | 0 | 0 | 1 | 0 | 0 | 0 | 0 | 0 | 0 | 0 | 0 | 0 | 0 | 0 | 0 | 0 | 0 | 5200.9989
2025-04-09 | 5160.321 | 16.9 | 0 | 0 | 0 | 0 | 0 | 0 | 0 | 0 | 0 | 0 | 0 | 0 | 1 | 0 | 0 | 0 | 0 | 0 | 0 | 0 | 0 | 0 | 0 | 0 | 0 | 0 | 5336.3469
2025-04-09 | 5091.227 | 15.7 | 0 | 0 | 0 | 0 | 0 | 0 | 0 | 0 | 0 | 0 | 0 | 0 | 0 | 1 | 0 | 0 | 0 | 0 | 0 | 0 | 0 | 0 | 0 | 0 | 0 | 0 | 5282.1846
2025-04-09 | 5057.579 | 13.8 | 0 | 0 | 0 | 0 | 0 | 0 | 0 | 0 | 0 | 0 | 0 | 0 | 0 | 0 | 1 | 0 | 0 | 0 | 0 | 0 | 0 | 0 | 0 | 0 | 0 | 0 | 5133.7151
2025-04-09 | 4993.813 | 15 | 0 | 0 | 0 | 0 | 0 | 0 | 0 | 0 | 0 | 0 | 0 | 0 | 0 | 0 | 0 | 1 | 0 | 0 | 0 | 0 | 0 | 0 | 0 | 0 | 0 | 0 | 5204.4938
2025-04-09 | 4830.351 | 12.8 | 0 | 0 | 0 | 0 | 0 | 0 | 0 | 0 | 0 | 0 | 0 | 0 | 0 | 0 | 0 | 0 | 1 | 0 | 0 | 0 | 0 | 0 | 0 | 0 | 0 | 0 | 5006.6038
2025-04-09 | 4597.168 | 14.3 | 0 | 0 | 0 | 0 | 0 | 0 | 0 | 0 | 0 | 0 | 0 | 0 | 0 | 0 | 0 | 0 | 0 | 1 | 0 | 0 | 0 | 0 | 0 | 0 | 0 | 0 | 4974.9378
2025-04-09 | 4224.693 | 14.6 | 0 | 0 | 0 | 0 | 0 | 0 | 0 | 0 | 0 | 0 | 0 | 0 | 0 | 0 | 0 | 0 | 0 | 0 | 1 | 0 | 0 | 0 | 0 | 0 | 0 | 0 | 4700.7066
2025-04-09 | 3859.019 | 14 | 0 | 0 | 0 | 0 | 0 | 0 | 0 | 0 | 0 | 0 | 0 | 0 | 0 | 0 | 0 | 0 | 0 | 0 | 0 | 1 | 0 | 0 | 0 | 0 | 0 | 0 | 4360.3886
2025-04-09 | 3671.927 | 13.6 | 0 | 0 | 0 | 0 | 0 | 0 | 0 | 0 | 0 | 0 | 0 | 0 | 0 | 0 | 0 | 0 | 0 | 0 | 0 | 0 | 1 | 0 | 0 | 0 | 0 | 0 | 4145.5806
2025-04-09 | 3518.108 | 14 | 0 | 0 | 0 | 0 | 0 | 0 | 0 | 0 | 0 | 0 | 0 | 0 | 0 | 0 | 0 | 0 | 0 | 0 | 0 | 0 | 0 | 1 | 0 | 0 | 0 | 0 | 4015.5528
2025-04-09 | 3339.859 | 14.8 | 0 | 0 | 0 | 0 | 0 | 0 | 0 | 0 | 0 | 0 | 0 | 0 | 0 | 0 | 0 | 0 | 0 | 0 | 0 | 0 | 0 | 0 | 1 | 0 | 0 | 0 | 3883.2258
2025-04-09 | 3103.764 | 15.8 | 0 | 0 | 0 | 0 | 0 | 0 | 0 | 0 | 0 | 0 | 0 | 0 | 0 | 0 | 0 | 0 | 0 | 0 | 0 | 0 | 0 | 0 | 0 | 1 | 0 | 0 | 3685.2232
2025-04-09 | 2946.263 | 15.5 | 0 | 0 | 0 | 0 | 0 | 0 | 0 | 0 | 0 | 0 | 0 | 0 | 0 | 0 | 0 | 0 | 0 | 0 | 0 | 0 | 0 | 0 | 0 | 0 | 1 | 0 | 3449.7987
2025-04-09 | 2854.487 | 16.1 | 0 | 0 | 0 | 0 | 0 | 0 | 0 | 0 | 0 | 0 | 0 | 0 | 0 | 0 | 0 | 0 | 0 | 0 | 0 | 0 | 0 | 0 | 0 | 0 | 0 | 1 | 3359.09
2025-04-10 | 2806.016 | 17.7 | 0 | 0 | 1 | 0 | 0 | 0 | 0 | 0 | 0 | 0 | 0 | 0 | 0 | 0 | 0 | 0 | 0 | 0 | 0 | 0 | 0 | 0 | 0 | 0 | 0 | 0 | 3389.4315
2025-04-10 | 2855.462 | 17.7 | 0 | 0 | 0 | 1 | 0 | 0 | 0 | 0 | 0 | 0 | 0 | 0 | 0 | 0 | 0 | 0 | 0 | 0 | 0 | 0 | 0 | 0 | 0 | 0 | 0 | 0 | 3353.9611
2025-04-10 | 2830.988 | 18.3 | 0 | 0 | 0 | 0 | 1 | 0 | 0 | 0 | 0 | 0 | 0 | 0 | 0 | 0 | 0 | 0 | 0 | 0 | 0 | 0 | 0 | 0 | 0 | 0 | 0 | 0 | 3380.7083
2025-04-10 | 2929.91 | 18.5 | 0 | 0 | 0 | 0 | 0 | 1 | 0 | 0 | 0 | 0 | 0 | 0 | 0 | 0 | 0 | 0 | 0 | 0 | 0 | 0 | 0 | 0 | 0 | 0 | 0 | 0 | 3425.6234
2025-04-10 | 3035.921 | 17.7 | 0 | 0 | 0 | 0 | 0 | 0 | 1 | 0 | 0 | 0 | 0 | 0 | 0 | 0 | 0 | 0 | 0 | 0 | 0 | 0 | 0 | 0 | 0 | 0 | 0 | 0 | 3419.6289
2025-04-10 | 3263.347 | 17.6 | 0 | 0 | 0 | 0 | 0 | 0 | 0 | 1 | 0 | 0 | 0 | 0 | 0 | 0 | 0 | 0 | 0 | 0 | 0 | 0 | 0 | 0 | 0 | 0 | 0 | 0 | 3518.9213
2025-04-10 | 3719.832 | 17.4 | 0 | 0 | 0 | 0 | 0 | 0 | 0 | 0 | 1 | 0 | 0 | 0 | 0 | 0 | 0 | 0 | 0 | 0 | 0 | 0 | 0 | 0 | 0 | 0 | 0 | 0 | 3846.9903
2025-04-10 | 4408.302 | 16.8 | 0 | 0 | 0 | 0 | 0 | 0 | 0 | 0 | 0 | 1 | 0 | 0 | 0 | 0 | 0 | 0 | 0 | 0 | 0 | 0 | 0 | 0 | 0 | 0 | 0 | 0 | 4309.1883
2025-04-10 | 4847.199 | 15 | 0 | 0 | 0 | 0 | 0 | 0 | 0 | 0 | 0 | 0 | 1 | 0 | 0 | 0 | 0 | 0 | 0 | 0 | 0 | 0 | 0 | 0 | 0 | 0 | 0 | 0 | 4810.2847
2025-04-10 | 5033.855 | 14.1 | 0 | 0 | 0 | 0 | 0 | 0 | 0 | 0 | 0 | 0 | 0 | 1 | 0 | 0 | 0 | 0 | 0 | 0 | 0 | 0 | 0 | 0 | 0 | 0 | 0 | 0 | 4970.409
2025-04-10 | 5040.118 | 13.5 | 0 | 0 | 0 | 0 | 0 | 0 | 0 | 0 | 0 | 0 | 0 | 0 | 1 | 0 | 0 | 0 | 0 | 0 | 0 | 0 | 0 | 0 | 0 | 0 | 0 | 0 | 5112.3452
2025-04-10 | 4992.246 | 14.4 | 0 | 0 | 0 | 0 | 0 | 0 | 0 | 0 | 0 | 0 | 0 | 0 | 0 | 1 | 0 | 0 | 0 | 0 | 0 | 0 | 0 | 0 | 0 | 0 | 0 | 0 | 5196.5369
2025-04-10 | 4953.853 | 14.1 | 0 | 0 | 0 | 0 | 0 | 0 | 0 | 0 | 0 | 0 | 0 | 0 | 0 | 0 | 1 | 0 | 0 | 0 | 0 | 0 | 0 | 0 | 0 | 0 | 0 | 0 | 5153.4799
2025-04-10 | 4951.822 | 14.3 | 0 | 0 | 0 | 0 | 0 | 0 | 0 | 0 | 0 | 0 | 0 | 0 | 0 | 0 | 0 | 1 | 0 | 0 | 0 | 0 | 0 | 0 | 0 | 0 | 0 | 0 | 5158.3758
2025-04-10 | 4923.011 | 14.8 | 0 | 0 | 0 | 0 | 0 | 0 | 0 | 0 | 0 | 0 | 0 | 0 | 0 | 0 | 0 | 0 | 1 | 0 | 0 | 0 | 0 | 0 | 0 | 0 | 0 | 0 | 5138.3695
2025-04-10 | 4731.324 | 16.5 | 0 | 0 | 0 | 0 | 0 | 0 | 0 | 0 | 0 | 0 | 0 | 0 | 0 | 0 | 0 | 0 | 0 | 1 | 0 | 0 | 0 | 0 | 0 | 0 | 0 | 0 | 5119.8801
2025-04-10 | 4287.526 | 16.4 | 0 | 0 | 0 | 0 | 0 | 0 | 0 | 0 | 0 | 0 | 0 | 0 | 0 | 0 | 0 | 0 | 0 | 0 | 1 | 0 | 0 | 0 | 0 | 0 | 0 | 0 | 4819.2958
2025-04-10 | 3929.15 | 16.9 | 0 | 0 | 0 | 0 | 0 | 0 | 0 | 0 | 0 | 0 | 0 | 0 | 0 | 0 | 0 | 0 | 0 | 0 | 0 | 1 | 0 | 0 | 0 | 0 | 0 | 0 | 4551.4489
2025-04-10 | 3709.743 | 17.2 | 0 | 0 | 0 | 0 | 0 | 0 | 0 | 0 | 0 | 0 | 0 | 0 | 0 | 0 | 0 | 0 | 0 | 0 | 0 | 0 | 1 | 0 | 0 | 0 | 0 | 0 | 4382.7589
2025-04-10 | 3654.142 | 17.1 | 0 | 0 | 0 | 0 | 0 | 0 | 0 | 0 | 0 | 0 | 0 | 0 | 0 | 0 | 0 | 0 | 0 | 0 | 0 | 0 | 0 | 1 | 0 | 0 | 0 | 0 | 4219.7897
2025-04-10 | 3394.29 | 16.8 | 0 | 0 | 0 | 0 | 0 | 0 | 0 | 0 | 0 | 0 | 0 | 0 | 0 | 0 | 0 | 0 | 0 | 0 | 0 | 0 | 0 | 0 | 1 | 0 | 0 | 0 | 4014.9915
2025-04-10 | 3142.522 | 16.6 | 0 | 0 | 0 | 0 | 0 | 0 | 0 | 0 | 0 | 0 | 0 | 0 | 0 | 0 | 0 | 0 | 0 | 0 | 0 | 0 | 0 | 0 | 0 | 1 | 0 | 0 | 3737.9295
2025-04-10 | 2973.142 | 16.5 | 0 | 0 | 0 | 0 | 0 | 0 | 0 | 0 | 0 | 0 | 0 | 0 | 0 | 0 | 0 | 0 | 0 | 0 | 0 | 0 | 0 | 0 | 0 | 0 | 1 | 0 | 3515.6816
2025-04-10 | 2848.328 | 16.4 | 0 | 0 | 0 | 0 | 0 | 0 | 0 | 0 | 0 | 0 | 0 | 0 | 0 | 0 | 0 | 0 | 0 | 0 | 0 | 0 | 0 | 0 | 0 | 0 | 0 | 1 | 3378.8549
2025-04-11 | 2809.116 | 16.4 | 0 | 0 | 1 | 0 | 0 | 0 | 0 | 0 | 0 | 0 | 0 | 0 | 0 | 0 | 0 | 0 | 0 | 0 | 0 | 0 | 0 | 0 | 0 | 0 | 0 | 0 | 3303.7838
2025-04-11 | 2785.997 | 16.5 | 0 | 0 | 0 | 1 | 0 | 0 | 0 | 0 | 0 | 0 | 0 | 0 | 0 | 0 | 0 | 0 | 0 | 0 | 0 | 0 | 0 | 0 | 0 | 0 | 0 | 0 | 3274.9017
2025-04-11 | 2781.861 | 16.8 | 0 | 0 | 0 | 0 | 1 | 0 | 0 | 0 | 0 | 0 | 0 | 0 | 0 | 0 | 0 | 0 | 0 | 0 | 0 | 0 | 0 | 0 | 0 | 0 | 0 | 0 | 3281.884
2025-04-11 | 2844.429 | 16.9 | 0 | 0 | 0 | 0 | 0 | 1 | 0 | 0 | 0 | 0 | 0 | 0 | 0 | 0 | 0 | 0 | 0 | 0 | 0 | 0 | 0 | 0 | 0 | 0 | 0 | 0 | 3320.2108
2025-04-11 | 2955.863 | 16.9 | 0 | 0 | 0 | 0 | 0 | 0 | 1 | 0 | 0 | 0 | 0 | 0 | 0 | 0 | 0 | 0 | 0 | 0 | 0 | 0 | 0 | 0 | 0 | 0 | 0 | 0 | 3366.9226
2025-04-11 | 3193.607 | 16.8 | 0 | 0 | 0 | 0 | 0 | 0 | 0 | 1 | 0 | 0 | 0 | 0 | 0 | 0 | 0 | 0 | 0 | 0 | 0 | 0 | 0 | 0 | 0 | 0 | 0 | 0 | 3466.2151
2025-04-11 | 3597.007 | 16.8 | 0 | 0 | 0 | 0 | 0 | 0 | 0 | 0 | 1 | 0 | 0 | 0 | 0 | 0 | 0 | 0 | 0 | 0 | 0 | 0 | 0 | 0 | 0 | 0 | 0 | 0 | 3807.4606
2025-04-11 | 4215.84 | 16.6 | 0 | 0 | 0 | 0 | 0 | 0 | 0 | 0 | 0 | 1 | 0 | 0 | 0 | 0 | 0 | 0 | 0 | 0 | 0 | 0 | 0 | 0 | 0 | 0 | 0 | 0 | 4296.0118
2025-04-11 | 4608.548 | 16.1 | 0 | 0 | 0 | 0 | 0 | 0 | 0 | 0 | 0 | 0 | 1 | 0 | 0 | 0 | 0 | 0 | 0 | 0 | 0 | 0 | 0 | 0 | 0 | 0 | 0 | 0 | 4882.7558
2025-04-11 | 4868.037 | 15.8 | 0 | 0 | 0 | 0 | 0 | 0 | 0 | 0 | 0 | 0 | 0 | 1 | 0 | 0 | 0 | 0 | 0 | 0 | 0 | 0 | 0 | 0 | 0 | 0 | 0 | 0 | 5082.4098
2025-04-11 | 4972.902 | 14.8 | 0 | 0 | 0 | 0 | 0 | 0 | 0 | 0 | 0 | 0 | 0 | 0 | 1 | 0 | 0 | 0 | 0 | 0 | 0 | 0 | 0 | 0 | 0 | 0 | 0 | 0 | 5197.9929
2025-04-11 | 4855.385 | 14.3 | 0 | 0 | 0 | 0 | 0 | 0 | 0 | 0 | 0 | 0 | 0 | 0 | 0 | 1 | 0 | 0 | 0 | 0 | 0 | 0 | 0 | 0 | 0 | 0 | 0 | 0 | 5189.9486
2025-04-11 | 4817.754 | 14 | 0 | 0 | 0 | 0 | 0 | 0 | 0 | 0 | 0 | 0 | 0 | 0 | 0 | 0 | 1 | 0 | 0 | 0 | 0 | 0 | 0 | 0 | 0 | 0 | 0 | 0 | 5146.8917
2025-04-11 | 4852.522 | 13.6 | 0 | 0 | 0 | 0 | 0 | 0 | 0 | 0 | 0 | 0 | 0 | 0 | 0 | 0 | 0 | 1 | 0 | 0 | 0 | 0 | 0 | 0 | 0 | 0 | 0 | 0 | 5112.2578
2025-04-11 | 4694.302 | 13.7 | 0 | 0 | 0 | 0 | 0 | 0 | 0 | 0 | 0 | 0 | 0 | 0 | 0 | 0 | 0 | 0 | 1 | 0 | 0 | 0 | 0 | 0 | 0 | 0 | 0 | 0 | 5065.8984
2025-04-11 | 4450.056 | 13.8 | 0 | 0 | 0 | 0 | 0 | 0 | 0 | 0 | 0 | 0 | 0 | 0 | 0 | 0 | 0 | 0 | 0 | 1 | 0 | 0 | 0 | 0 | 0 | 0 | 0 | 0 | 4941.9964
2025-04-11 | 4046.67 | 13.6 | 0 | 0 | 0 | 0 | 0 | 0 | 0 | 0 | 0 | 0 | 0 | 0 | 0 | 0 | 0 | 0 | 0 | 0 | 1 | 0 | 0 | 0 | 0 | 0 | 0 | 0 | 4634.8238
2025-04-11 | 3781.436 | 13.7 | 0 | 0 | 0 | 0 | 0 | 0 | 0 | 0 | 0 | 0 | 0 | 0 | 0 | 0 | 0 | 0 | 0 | 0 | 0 | 1 | 0 | 0 | 0 | 0 | 0 | 0 | 4340.6238
2025-04-11 | 3605.451 | 14 | 0 | 0 | 0 | 0 | 0 | 0 | 0 | 0 | 0 | 0 | 0 | 0 | 0 | 0 | 0 | 0 | 0 | 0 | 0 | 0 | 1 | 0 | 0 | 0 | 0 | 0 | 4171.9338
2025-04-11 | 3499.252 | 14.3 | 0 | 0 | 0 | 0 | 0 | 0 | 0 | 0 | 0 | 0 | 0 | 0 | 0 | 0 | 0 | 0 | 0 | 0 | 0 | 0 | 0 | 1 | 0 | 0 | 0 | 0 | 4035.3177
2025-04-11 | 3291.671 | 14.1 | 0 | 0 | 0 | 0 | 0 | 0 | 0 | 0 | 0 | 0 | 0 | 0 | 0 | 0 | 0 | 0 | 0 | 0 | 0 | 0 | 0 | 0 | 1 | 0 | 0 | 0 | 3837.1078
2025-04-11 | 3052.996 | 14.1 | 0 | 0 | 0 | 0 | 0 | 0 | 0 | 0 | 0 | 0 | 0 | 0 | 0 | 0 | 0 | 0 | 0 | 0 | 0 | 0 | 0 | 0 | 0 | 1 | 0 | 0 | 3573.2223
2025-04-11 | 2909.724 | 14 | 0 | 0 | 0 | 0 | 0 | 0 | 0 | 0 | 0 | 0 | 0 | 0 | 0 | 0 | 0 | 0 | 0 | 0 | 0 | 0 | 0 | 0 | 0 | 0 | 1 | 0 | 3350.9744
2025-04-11 | 2765.295 | 14 | 0 | 0 | 0 | 0 | 0 | 0 | 0 | 0 | 0 | 0 | 0 | 0 | 0 | 0 | 0 | 0 | 0 | 0 | 0 | 0 | 0 | 0 | 0 | 0 | 0 | 1 | 3220.736
2025-04-12 | 2744.316 | 14.4 | 0 | 1 | 1 | 0 | 0 | 0 | 0 | 0 | 0 | 0 | 0 | 0 | 0 | 0 | 0 | 0 | 0 | 0 | 0 | 0 | 0 | 0 | 0 | 0 | 0 | 0 | 2599.4873
2025-04-12 | 2717.814 | 14.6 | 0 | 1 | 0 | 1 | 0 | 0 | 0 | 0 | 0 | 0 | 0 | 0 | 0 | 0 | 0 | 0 | 0 | 0 | 0 | 0 | 0 | 0 | 0 | 0 | 0 | 0 | 2577.1935
2025-04-12 | 2765.943 | 14.7 | 0 | 1 | 0 | 0 | 1 | 0 | 0 | 0 | 0 | 0 | 0 | 0 | 0 | 0 | 0 | 0 | 0 | 0 | 0 | 0 | 0 | 0 | 0 | 0 | 0 | 0 | 2570.9992
2025-04-12 | 2776.722 | 14.9 | 0 | 1 | 0 | 0 | 0 | 1 | 0 | 0 | 0 | 0 | 0 | 0 | 0 | 0 | 0 | 0 | 0 | 0 | 0 | 0 | 0 | 0 | 0 | 0 | 0 | 0 | 2615.9143
2025-04-12 | 2799.862 | 15.2 | 0 | 1 | 0 | 0 | 0 | 0 | 1 | 0 | 0 | 0 | 0 | 0 | 0 | 0 | 0 | 0 | 0 | 0 | 0 | 0 | 0 | 0 | 0 | 0 | 0 | 0 | 2682.3909
2025-04-12 | 2855.549 | 15.2 | 0 | 1 | 0 | 0 | 0 | 0 | 0 | 1 | 0 | 0 | 0 | 0 | 0 | 0 | 0 | 0 | 0 | 0 | 0 | 0 | 0 | 0 | 0 | 0 | 0 | 0 | 2788.2716
2025-04-12 | 2986.253 | 15 | 0 | 1 | 0 | 0 | 0 | 0 | 0 | 0 | 1 | 0 | 0 | 0 | 0 | 0 | 0 | 0 | 0 | 0 | 0 | 0 | 0 | 0 | 0 | 0 | 0 | 0 | 3116.3406
2025-04-12 | 3321.073 | 14.5 | 0 | 1 | 0 | 0 | 0 | 0 | 0 | 0 | 0 | 1 | 0 | 0 | 0 | 0 | 0 | 0 | 0 | 0 | 0 | 0 | 0 | 0 | 0 | 0 | 0 | 0 | 3585.1269
2025-04-12 | 3734.437 | 13.8 | 0 | 1 | 0 | 0 | 0 | 0 | 0 | 0 | 0 | 0 | 1 | 0 | 0 | 0 | 0 | 0 | 0 | 0 | 0 | 0 | 0 | 0 | 0 | 0 | 0 | 0 | 4158.6944
2025-04-12 | 4020.944 | 12 | 0 | 1 | 0 | 0 | 0 | 0 | 0 | 0 | 0 | 0 | 0 | 1 | 0 | 0 | 0 | 0 | 0 | 0 | 0 | 0 | 0 | 0 | 0 | 0 | 0 | 0 | 4259.5241
2025-04-12 | 4149.975 | 9.7 | 0 | 1 | 0 | 0 | 0 | 0 | 0 | 0 | 0 | 0 | 0 | 0 | 1 | 0 | 0 | 0 | 0 | 0 | 0 | 0 | 0 | 0 | 0 | 0 | 0 | 0 | 4289.4595
2025-04-12 | 4028.004 | 10.1 | 0 | 1 | 0 | 0 | 0 | 0 | 0 | 0 | 0 | 0 | 0 | 0 | 0 | 1 | 0 | 0 | 0 | 0 | 0 | 0 | 0 | 0 | 0 | 0 | 0 | 0 | 4340.7098
2025-04-12 | 3944.092 | 9.4 | 0 | 1 | 0 | 0 | 0 | 0 | 0 | 0 | 0 | 0 | 0 | 0 | 0 | 0 | 1 | 0 | 0 | 0 | 0 | 0 | 0 | 0 | 0 | 0 | 0 | 0 | 4271.2997
2025-04-12 | 3790.018 | 8.3 | 0 | 1 | 0 | 0 | 0 | 0 | 0 | 0 | 0 | 0 | 0 | 0 | 0 | 0 | 0 | 1 | 0 | 0 | 0 | 0 | 0 | 0 | 0 | 0 | 0 | 0 | 4190.5479
2025-04-12 | 3684.452 | 8.9 | 0 | 1 | 0 | 0 | 0 | 0 | 0 | 0 | 0 | 0 | 0 | 0 | 0 | 0 | 0 | 0 | 1 | 0 | 0 | 0 | 0 | 0 | 0 | 0 | 0 | 0 | 4177.1298
2025-04-12 | 3560.5 | 9.2 | 0 | 1 | 0 | 0 | 0 | 0 | 0 | 0 | 0 | 0 | 0 | 0 | 0 | 0 | 0 | 0 | 0 | 1 | 0 | 0 | 0 | 0 | 0 | 0 | 0 | 0 | 4066.4044
2025-04-12 | 3325.386 | 8.8 | 0 | 1 | 0 | 0 | 0 | 0 | 0 | 0 | 0 | 0 | 0 | 0 | 0 | 0 | 0 | 0 | 0 | 0 | 1 | 0 | 0 | 0 | 0 | 0 | 0 | 0 | 3746.0552
2025-04-12 | 3228.493 | 7.9 | 0 | 1 | 0 | 0 | 0 | 0 | 0 | 0 | 0 | 0 | 0 | 0 | 0 | 0 | 0 | 0 | 0 | 0 | 0 | 1 | 0 | 0 | 0 | 0 | 0 | 0 | 3385.9724
2025-04-12 | 3157.249 | 10.4 | 0 | 1 | 0 | 0 | 0 | 0 | 0 | 0 | 0 | 0 | 0 | 0 | 0 | 0 | 0 | 0 | 0 | 0 | 0 | 0 | 1 | 0 | 0 | 0 | 0 | 0 | 3362.2246
2025-04-12 | 3238.829 | 11.7 | 0 | 1 | 0 | 0 | 0 | 0 | 0 | 0 | 0 | 0 | 0 | 0 | 0 | 0 | 0 | 0 | 0 | 0 | 0 | 0 | 0 | 1 | 0 | 0 | 0 | 0 | 3291.4914
2025-04-12 | 3105.41 | 12.7 | 0 | 1 | 0 | 0 | 0 | 0 | 0 | 0 | 0 | 0 | 0 | 0 | 0 | 0 | 0 | 0 | 0 | 0 | 0 | 0 | 0 | 0 | 1 | 0 | 0 | 0 | 3172.341
2025-04-12 | 2964.455 | 13 | 0 | 1 | 0 | 0 | 0 | 0 | 0 | 0 | 0 | 0 | 0 | 0 | 0 | 0 | 0 | 0 | 0 | 0 | 0 | 0 | 0 | 0 | 0 | 1 | 0 | 0 | 2928.2203
2025-04-12 | 2769.406 | 13.3 | 0 | 1 | 0 | 0 | 0 | 0 | 0 | 0 | 0 | 0 | 0 | 0 | 0 | 0 | 0 | 0 | 0 | 0 | 0 | 0 | 0 | 0 | 0 | 0 | 1 | 0 | 2732.3256
2025-04-12 | 2644.651 | 13.2 | 0 | 1 | 0 | 0 | 0 | 0 | 0 | 0 | 0 | 0 | 0 | 0 | 0 | 0 | 0 | 0 | 0 | 0 | 0 | 0 | 0 | 0 | 0 | 0 | 0 | 1 | 2595.4989
2025-04-13 | 2593.081 | 15.8 | 0 | 1 | 1 | 0 | 0 | 0 | 0 | 0 | 0 | 0 | 0 | 0 | 0 | 0 | 0 | 0 | 0 | 0 | 0 | 0 | 0 | 0 | 0 | 0 | 0 | 0 | 2691.7233
2025-04-13 | 2611.521 | 14.1 | 0 | 1 | 0 | 1 | 0 | 0 | 0 | 0 | 0 | 0 | 0 | 0 | 0 | 0 | 0 | 0 | 0 | 0 | 0 | 0 | 0 | 0 | 0 | 0 | 0 | 0 | 2544.252
2025-04-13 | 2643.248 | 16 | 0 | 1 | 0 | 0 | 1 | 0 | 0 | 0 | 0 | 0 | 0 | 0 | 0 | 0 | 0 | 0 | 0 | 0 | 0 | 0 | 0 | 0 | 0 | 0 | 0 | 0 | 2656.6469
2025-04-13 | 2688.987 | 17.1 | 0 | 1 | 0 | 0 | 0 | 1 | 0 | 0 | 0 | 0 | 0 | 0 | 0 | 0 | 0 | 0 | 0 | 0 | 0 | 0 | 0 | 0 | 0 | 0 | 0 | 0 | 2760.8565
2025-04-13 | 2736.044 | 17.3 | 0 | 1 | 0 | 0 | 0 | 0 | 1 | 0 | 0 | 0 | 0 | 0 | 0 | 0 | 0 | 0 | 0 | 0 | 0 | 0 | 0 | 0 | 0 | 0 | 0 | 0 | 2820.7449
2025-04-13 | 2717.76 | 19.4 | 0 | 1 | 0 | 0 | 0 | 0 | 0 | 1 | 0 | 0 | 0 | 0 | 0 | 0 | 0 | 0 | 0 | 0 | 0 | 0 | 0 | 0 | 0 | 0 | 0 | 0 | 3064.9796
2025-04-13 | 2835.645 | 16 | 0 | 1 | 0 | 0 | 0 | 0 | 0 | 0 | 1 | 0 | 0 | 0 | 0 | 0 | 0 | 0 | 0 | 0 | 0 | 0 | 0 | 0 | 0 | 0 | 0 | 0 | 3182.2235
2025-04-13 | 3012.673 | 14.2 | 0 | 1 | 0 | 0 | 0 | 0 | 0 | 0 | 0 | 1 | 0 | 0 | 0 | 0 | 0 | 0 | 0 | 0 | 0 | 0 | 0 | 0 | 0 | 0 | 0 | 0 | 3565.3621
2025-04-13 | 3159.846 | 11.1 | 0 | 1 | 0 | 0 | 0 | 0 | 0 | 0 | 0 | 0 | 1 | 0 | 0 | 0 | 0 | 0 | 0 | 0 | 0 | 0 | 0 | 0 | 0 | 0 | 0 | 0 | 3980.8107
2025-04-13 | 3316.975 | 7.5 | 0 | 1 | 0 | 0 | 0 | 0 | 0 | 0 | 0 | 0 | 0 | 1 | 0 | 0 | 0 | 0 | 0 | 0 | 0 | 0 | 0 | 0 | 0 | 0 | 0 | 0 | 3963.0513
2025-04-13 | 3420.444 | 5.2 | 0 | 1 | 0 | 0 | 0 | 0 | 0 | 0 | 0 | 0 | 0 | 0 | 1 | 0 | 0 | 0 | 0 | 0 | 0 | 0 | 0 | 0 | 0 | 0 | 0 | 0 | 3992.9867
2025-04-13 | 3431.218 | 5.7 | 0 | 1 | 0 | 0 | 0 | 0 | 0 | 0 | 0 | 0 | 0 | 0 | 0 | 1 | 0 | 0 | 0 | 0 | 0 | 0 | 0 | 0 | 0 | 0 | 0 | 0 | 4050.8252
2025-04-13 | 3391.413 | 4.6 | 0 | 1 | 0 | 0 | 0 | 0 | 0 | 0 | 0 | 0 | 0 | 0 | 0 | 0 | 1 | 0 | 0 | 0 | 0 | 0 | 0 | 0 | 0 | 0 | 0 | 0 | 3955.062
2025-04-13 | 3373.509 | 3.9 | 0 | 1 | 0 | 0 | 0 | 0 | 0 | 0 | 0 | 0 | 0 | 0 | 0 | 0 | 0 | 1 | 0 | 0 | 0 | 0 | 0 | 0 | 0 | 0 | 0 | 0 | 3900.6633
2025-04-13 | 3338.786 | 4.4 | 0 | 1 | 0 | 0 | 0 | 0 | 0 | 0 | 0 | 0 | 0 | 0 | 0 | 0 | 0 | 0 | 1 | 0 | 0 | 0 | 0 | 0 | 0 | 0 | 0 | 0 | 3880.657
2025-04-13 | 3241.688 | 5 | 0 | 1 | 0 | 0 | 0 | 0 | 0 | 0 | 0 | 0 | 0 | 0 | 0 | 0 | 0 | 0 | 0 | 1 | 0 | 0 | 0 | 0 | 0 | 0 | 0 | 0 | 3789.6965
2025-04-13 | 3051.572 | 4.4 | 0 | 1 | 0 | 0 | 0 | 0 | 0 | 0 | 0 | 0 | 0 | 0 | 0 | 0 | 0 | 0 | 0 | 0 | 1 | 0 | 0 | 0 | 0 | 0 | 0 | 0 | 3456.1707
2025-04-13 | 2965.443 | 5.2 | 0 | 1 | 0 | 0 | 0 | 0 | 0 | 0 | 0 | 0 | 0 | 0 | 0 | 0 | 0 | 0 | 0 | 0 | 0 | 1 | 0 | 0 | 0 | 0 | 0 | 0 | 3208.0887
2025-04-13 | 2899.086 | 6.1 | 0 | 1 | 0 | 0 | 0 | 0 | 0 | 0 | 0 | 0 | 0 | 0 | 0 | 0 | 0 | 0 | 0 | 0 | 0 | 0 | 1 | 0 | 0 | 0 | 0 | 0 | 3078.9284
2025-04-13 | 2973.87 | 7.7 | 0 | 1 | 0 | 0 | 0 | 0 | 0 | 0 | 0 | 0 | 0 | 0 | 0 | 0 | 0 | 0 | 0 | 0 | 0 | 0 | 0 | 1 | 0 | 0 | 0 | 0 | 3027.96
2025-04-13 | 2871.072 | 8.3 | 0 | 1 | 0 | 0 | 0 | 0 | 0 | 0 | 0 | 0 | 0 | 0 | 0 | 0 | 0 | 0 | 0 | 0 | 0 | 0 | 0 | 0 | 1 | 0 | 0 | 0 | 2882.4564
2025-04-13 | 2734.414 | 10 | 0 | 1 | 0 | 0 | 0 | 0 | 0 | 0 | 0 | 0 | 0 | 0 | 0 | 0 | 0 | 0 | 0 | 0 | 0 | 0 | 0 | 0 | 0 | 1 | 0 | 0 | 2730.5718
2025-04-13 | 2628.082 | 10.9 | 0 | 1 | 0 | 0 | 0 | 0 | 0 | 0 | 0 | 0 | 0 | 0 | 0 | 0 | 0 | 0 | 0 | 0 | 0 | 0 | 0 | 0 | 0 | 0 | 1 | 0 | 2574.2068
2025-04-13 | 2559.068 | 10.7 | 0 | 1 | 0 | 0 | 0 | 0 | 0 | 0 | 0 | 0 | 0 | 0 | 0 | 0 | 0 | 0 | 0 | 0 | 0 | 0 | 0 | 0 | 0 | 0 | 0 | 1 | 2430.7918
2025-04-14 | 2524.709 | 10.7 | 0 | 0 | 1 | 0 | 0 | 0 | 0 | 0 | 0 | 0 | 0 | 0 | 0 | 0 | 0 | 0 | 0 | 0 | 0 | 0 | 0 | 0 | 0 | 0 | 0 | 0 | 2928.2516
2025-04-14 | 2549.393 | 11.1 | 0 | 0 | 0 | 1 | 0 | 0 | 0 | 0 | 0 | 0 | 0 | 0 | 0 | 0 | 0 | 0 | 0 | 0 | 0 | 0 | 0 | 0 | 0 | 0 | 0 | 0 | 2919.1343
2025-04-14 | 2588.063 | 10.7 | 0 | 0 | 0 | 0 | 1 | 0 | 0 | 0 | 0 | 0 | 0 | 0 | 0 | 0 | 0 | 0 | 0 | 0 | 0 | 0 | 0 | 0 | 0 | 0 | 0 | 0 | 2879.9986
2025-04-14 | 2633.699 | 10.9 | 0 | 0 | 0 | 0 | 0 | 1 | 0 | 0 | 0 | 0 | 0 | 0 | 0 | 0 | 0 | 0 | 0 | 0 | 0 | 0 | 0 | 0 | 0 | 0 | 0 | 0 | 2924.9137
2025-04-14 | 2733.21 | 10.7 | 0 | 0 | 0 | 0 | 0 | 0 | 1 | 0 | 0 | 0 | 0 | 0 | 0 | 0 | 0 | 0 | 0 | 0 | 0 | 0 | 0 | 0 | 0 | 0 | 0 | 0 | 2958.4489
2025-04-14 | 2843.884 | 11.3 | 0 | 0 | 0 | 0 | 0 | 0 | 0 | 1 | 0 | 0 | 0 | 0 | 0 | 0 | 0 | 0 | 0 | 0 | 0 | 0 | 0 | 0 | 0 | 0 | 0 | 0 | 3103.8594
2025-04-14 | 3394.672 | 12.4 | 0 | 0 | 0 | 0 | 0 | 0 | 0 | 0 | 1 | 0 | 0 | 0 | 0 | 0 | 0 | 0 | 0 | 0 | 0 | 0 | 0 | 0 | 0 | 0 | 0 | 0 | 3517.576
2025-04-14 | 4004.958 | 12 | 0 | 0 | 0 | 0 | 0 | 0 | 0 | 0 | 0 | 1 | 0 | 0 | 0 | 0 | 0 | 0 | 0 | 0 | 0 | 0 | 0 | 0 | 0 | 0 | 0 | 0 | 3992.9506
2025-04-14 | 4355.571 | 11.2 | 0 | 0 | 0 | 0 | 0 | 0 | 0 | 0 | 0 | 0 | 1 | 0 | 0 | 0 | 0 | 0 | 0 | 0 | 0 | 0 | 0 | 0 | 0 | 0 | 0 | 0 | 4559.9299
2025-04-14 | 4461.334 | 8.9 | 0 | 0 | 0 | 0 | 0 | 0 | 0 | 0 | 0 | 0 | 0 | 1 | 0 | 0 | 0 | 0 | 0 | 0 | 0 | 0 | 0 | 0 | 0 | 0 | 0 | 0 | 4627.8181
2025-04-14 | 4546.517 | 6.9 | 0 | 0 | 0 | 0 | 0 | 0 | 0 | 0 | 0 | 0 | 0 | 0 | 1 | 0 | 0 | 0 | 0 | 0 | 0 | 0 | 0 | 0 | 0 | 0 | 0 | 0 | 4677.5184
2025-04-14 | 4451.464 | 6.6 | 0 | 0 | 0 | 0 | 0 | 0 | 0 | 0 | 0 | 0 | 0 | 0 | 0 | 1 | 0 | 0 | 0 | 0 | 0 | 0 | 0 | 0 | 0 | 0 | 0 | 0 | 4682.6507
2025-04-14 | 4384.205 | 5.1 | 0 | 0 | 0 | 0 | 0 | 0 | 0 | 0 | 0 | 0 | 0 | 0 | 0 | 0 | 1 | 0 | 0 | 0 | 0 | 0 | 0 | 0 | 0 | 0 | 0 | 0 | 4560.5343
2025-04-14 | 4370.378 | 5.2 | 0 | 0 | 0 | 0 | 0 | 0 | 0 | 0 | 0 | 0 | 0 | 0 | 0 | 0 | 0 | 1 | 0 | 0 | 0 | 0 | 0 | 0 | 0 | 0 | 0 | 0 | 4558.8419
2025-04-14 | 4336.996 | 3.8 | 0 | 0 | 0 | 0 | 0 | 0 | 0 | 0 | 0 | 0 | 0 | 0 | 0 | 0 | 0 | 0 | 1 | 0 | 0 | 0 | 0 | 0 | 0 | 0 | 0 | 0 | 4413.6581
2025-04-14 | 4133.833 | 4.2 | 0 | 0 | 0 | 0 | 0 | 0 | 0 | 0 | 0 | 0 | 0 | 0 | 0 | 0 | 0 | 0 | 0 | 1 | 0 | 0 | 0 | 0 | 0 | 0 | 0 | 0 | 4309.521
2025-04-14 | 3735.094 | 5.2 | 0 | 0 | 0 | 0 | 0 | 0 | 0 | 0 | 0 | 0 | 0 | 0 | 0 | 0 | 0 | 0 | 0 | 0 | 1 | 0 | 0 | 0 | 0 | 0 | 0 | 0 | 4081.4078
2025-04-14 | 3411.451 | 3.4 | 0 | 0 | 0 | 0 | 0 | 0 | 0 | 0 | 0 | 0 | 0 | 0 | 0 | 0 | 0 | 0 | 0 | 0 | 0 | 1 | 0 | 0 | 0 | 0 | 0 | 0 | 3662.0304
2025-04-14 | 3228.107 | 3.6 | 0 | 0 | 0 | 0 | 0 | 0 | 0 | 0 | 0 | 0 | 0 | 0 | 0 | 0 | 0 | 0 | 0 | 0 | 0 | 0 | 1 | 0 | 0 | 0 | 0 | 0 | 3486.7521
2025-04-14 | 3180.999 | 5.5 | 0 | 0 | 0 | 0 | 0 | 0 | 0 | 0 | 0 | 0 | 0 | 0 | 0 | 0 | 0 | 0 | 0 | 0 | 0 | 0 | 0 | 1 | 0 | 0 | 0 | 0 | 3455.5486
2025-04-14 | 2956.614 | 5.2 | 0 | 0 | 0 | 0 | 0 | 0 | 0 | 0 | 0 | 0 | 0 | 0 | 0 | 0 | 0 | 0 | 0 | 0 | 0 | 0 | 0 | 0 | 1 | 0 | 0 | 0 | 3250.7504
2025-04-14 | 2751.215 | 3.4 | 0 | 0 | 0 | 0 | 0 | 0 | 0 | 0 | 0 | 0 | 0 | 0 | 0 | 0 | 0 | 0 | 0 | 0 | 0 | 0 | 0 | 0 | 0 | 1 | 0 | 0 | 2868.2758
2025-04-14 | 2595.106 | 4.2 | 0 | 0 | 0 | 0 | 0 | 0 | 0 | 0 | 0 | 0 | 0 | 0 | 0 | 0 | 0 | 0 | 0 | 0 | 0 | 0 | 0 | 0 | 0 | 0 | 1 | 0 | 2705.3225
2025-04-14 | 2545.497 | 6.2 | 0 | 0 | 0 | 0 | 0 | 0 | 0 | 0 | 0 | 0 | 0 | 0 | 0 | 0 | 0 | 0 | 0 | 0 | 0 | 0 | 0 | 0 | 0 | 0 | 0 | 1 | 2706.8498
2025-04-15 | 2505.076 | 9.6 | 0 | 0 | 1 | 0 | 0 | 0 | 0 | 0 | 0 | 0 | 0 | 0 | 0 | 0 | 0 | 0 | 0 | 0 | 0 | 0 | 0 | 0 | 0 | 0 | 0 | 0 | 2855.7804
2025-04-15 | 2535.409 | 10.3 | 0 | 0 | 0 | 1 | 0 | 0 | 0 | 0 | 0 | 0 | 0 | 0 | 0 | 0 | 0 | 0 | 0 | 0 | 0 | 0 | 0 | 0 | 0 | 0 | 0 | 0 | 2866.428
2025-04-15 | 2536.925 | 10.3 | 0 | 0 | 0 | 0 | 1 | 0 | 0 | 0 | 0 | 0 | 0 | 0 | 0 | 0 | 0 | 0 | 0 | 0 | 0 | 0 | 0 | 0 | 0 | 0 | 0 | 0 | 2853.6455
2025-04-15 | 2596.146 | 9.6 | 0 | 0 | 0 | 0 | 0 | 1 | 0 | 0 | 0 | 0 | 0 | 0 | 0 | 0 | 0 | 0 | 0 | 0 | 0 | 0 | 0 | 0 | 0 | 0 | 0 | 0 | 2839.266
2025-04-15 | 2709.528 | 9.1 | 0 | 0 | 0 | 0 | 0 | 0 | 1 | 0 | 0 | 0 | 0 | 0 | 0 | 0 | 0 | 0 | 0 | 0 | 0 | 0 | 0 | 0 | 0 | 0 | 0 | 0 | 2853.0363
2025-04-15 | 2851.557 | 8.8 | 0 | 0 | 0 | 0 | 0 | 0 | 0 | 1 | 0 | 0 | 0 | 0 | 0 | 0 | 0 | 0 | 0 | 0 | 0 | 0 | 0 | 0 | 0 | 0 | 0 | 0 | 2939.1522
2025-04-15 | 3401.768 | 9.7 | 0 | 0 | 0 | 0 | 0 | 0 | 0 | 0 | 1 | 0 | 0 | 0 | 0 | 0 | 0 | 0 | 0 | 0 | 0 | 0 | 0 | 0 | 0 | 0 | 0 | 0 | 3339.6923
2025-04-15 | 4024.346 | 9.8 | 0 | 0 | 0 | 0 | 0 | 0 | 0 | 0 | 0 | 1 | 0 | 0 | 0 | 0 | 0 | 0 | 0 | 0 | 0 | 0 | 0 | 0 | 0 | 0 | 0 | 0 | 3848.0084
2025-04-15 | 4386.074 | 9.3 | 0 | 0 | 0 | 0 | 0 | 0 | 0 | 0 | 0 | 0 | 1 | 0 | 0 | 0 | 0 | 0 | 0 | 0 | 0 | 0 | 0 | 0 | 0 | 0 | 0 | 0 | 4434.7524
2025-04-15 | 4679.384 | 8.7 | 0 | 0 | 0 | 0 | 0 | 0 | 0 | 0 | 0 | 0 | 0 | 1 | 0 | 0 | 0 | 0 | 0 | 0 | 0 | 0 | 0 | 0 | 0 | 0 | 0 | 0 | 4614.6416
2025-04-15 | 4680.712 | 9.2 | 0 | 0 | 0 | 0 | 0 | 0 | 0 | 0 | 0 | 0 | 0 | 0 | 1 | 0 | 0 | 0 | 0 | 0 | 0 | 0 | 0 | 0 | 0 | 0 | 0 | 0 | 4829.049
2025-04-15 | 4659.134 | 9.4 | 0 | 0 | 0 | 0 | 0 | 0 | 0 | 0 | 0 | 0 | 0 | 0 | 0 | 1 | 0 | 0 | 0 | 0 | 0 | 0 | 0 | 0 | 0 | 0 | 0 | 0 | 4867.1226
2025-04-15 | 4644.393 | 9.6 | 0 | 0 | 0 | 0 | 0 | 0 | 0 | 0 | 0 | 0 | 0 | 0 | 0 | 0 | 1 | 0 | 0 | 0 | 0 | 0 | 0 | 0 | 0 | 0 | 0 | 0 | 4857.0071
2025-04-15 | 4597.436 | 8.4 | 0 | 0 | 0 | 0 | 0 | 0 | 0 | 0 | 0 | 0 | 0 | 0 | 0 | 0 | 0 | 1 | 0 | 0 | 0 | 0 | 0 | 0 | 0 | 0 | 0 | 0 | 4769.667
2025-04-15 | 4500.888 | 12 | 0 | 0 | 0 | 0 | 0 | 0 | 0 | 0 | 0 | 0 | 0 | 0 | 0 | 0 | 0 | 0 | 1 | 0 | 0 | 0 | 0 | 0 | 0 | 0 | 0 | 0 | 4953.8975
2025-04-15 | 4418.368 | 11.9 | 0 | 0 | 0 | 0 | 0 | 0 | 0 | 0 | 0 | 0 | 0 | 0 | 0 | 0 | 0 | 0 | 0 | 1 | 0 | 0 | 0 | 0 | 0 | 0 | 0 | 0 | 4816.819
2025-04-15 | 3964.71 | 13.3 | 0 | 0 | 0 | 0 | 0 | 0 | 0 | 0 | 0 | 0 | 0 | 0 | 0 | 0 | 0 | 0 | 0 | 0 | 1 | 0 | 0 | 0 | 0 | 0 | 0 | 0 | 4615.0589
2025-04-15 | 3712.607 | 14 | 0 | 0 | 0 | 0 | 0 | 0 | 0 | 0 | 0 | 0 | 0 | 0 | 0 | 0 | 0 | 0 | 0 | 0 | 0 | 1 | 0 | 0 | 0 | 0 | 0 | 0 | 4360.3886
2025-04-15 | 3489.571 | 14.9 | 0 | 0 | 0 | 0 | 0 | 0 | 0 | 0 | 0 | 0 | 0 | 0 | 0 | 0 | 0 | 0 | 0 | 0 | 0 | 0 | 1 | 0 | 0 | 0 | 0 | 0 | 4231.2283
2025-04-15 | 3427.514 | 14.9 | 0 | 0 | 0 | 0 | 0 | 0 | 0 | 0 | 0 | 0 | 0 | 0 | 0 | 0 | 0 | 0 | 0 | 0 | 0 | 0 | 0 | 1 | 0 | 0 | 0 | 0 | 4074.8474
2025-04-15 | 3185.513 | 15 | 0 | 0 | 0 | 0 | 0 | 0 | 0 | 0 | 0 | 0 | 0 | 0 | 0 | 0 | 0 | 0 | 0 | 0 | 0 | 0 | 0 | 0 | 1 | 0 | 0 | 0 | 3896.4024
2025-04-15 | 2960.166 | 15.5 | 0 | 0 | 0 | 0 | 0 | 0 | 0 | 0 | 0 | 0 | 0 | 0 | 0 | 0 | 0 | 0 | 0 | 0 | 0 | 0 | 0 | 0 | 0 | 1 | 0 | 0 | 3665.4583
2025-04-15 | 2810.355 | 15.9 | 0 | 0 | 0 | 0 | 0 | 0 | 0 | 0 | 0 | 0 | 0 | 0 | 0 | 0 | 0 | 0 | 0 | 0 | 0 | 0 | 0 | 0 | 0 | 0 | 1 | 0 | 3476.1519
2025-04-15 | 2730.983 | 15.9 | 0 | 0 | 0 | 0 | 0 | 0 | 0 | 0 | 0 | 0 | 0 | 0 | 0 | 0 | 0 | 0 | 0 | 0 | 0 | 0 | 0 | 0 | 0 | 0 | 0 | 1 | 3345.9134
2025-04-16 | 2705.641 | 15.8 | 0 | 0 | 1 | 0 | 0 | 0 | 0 | 0 | 0 | 0 | 0 | 0 | 0 | 0 | 0 | 0 | 0 | 0 | 0 | 0 | 0 | 0 | 0 | 0 | 0 | 0 | 3264.2541
2025-04-16 | 2704.085 | 15.6 | 0 | 0 | 0 | 1 | 0 | 0 | 0 | 0 | 0 | 0 | 0 | 0 | 0 | 0 | 0 | 0 | 0 | 0 | 0 | 0 | 0 | 0 | 0 | 0 | 0 | 0 | 3215.6072
2025-04-16 | 2742.737 | 15.7 | 0 | 0 | 0 | 0 | 1 | 0 | 0 | 0 | 0 | 0 | 0 | 0 | 0 | 0 | 0 | 0 | 0 | 0 | 0 | 0 | 0 | 0 | 0 | 0 | 0 | 0 | 3209.4129
2025-04-16 | 2791.402 | 15.6 | 0 | 0 | 0 | 0 | 0 | 1 | 0 | 0 | 0 | 0 | 0 | 0 | 0 | 0 | 0 | 0 | 0 | 0 | 0 | 0 | 0 | 0 | 0 | 0 | 0 | 0 | 3234.5631
2025-04-16 | 2939.287 | 15.7 | 0 | 0 | 0 | 0 | 0 | 0 | 1 | 0 | 0 | 0 | 0 | 0 | 0 | 0 | 0 | 0 | 0 | 0 | 0 | 0 | 0 | 0 | 0 | 0 | 0 | 0 | 3287.8632
2025-04-16 | 3088.779 | 15.6 | 0 | 0 | 0 | 0 | 0 | 0 | 0 | 1 | 0 | 0 | 0 | 0 | 0 | 0 | 0 | 0 | 0 | 0 | 0 | 0 | 0 | 0 | 0 | 0 | 0 | 0 | 3387.1556
2025-04-16 | 3703.537 | 16.2 | 0 | 0 | 0 | 0 | 0 | 0 | 0 | 0 | 1 | 0 | 0 | 0 | 0 | 0 | 0 | 0 | 0 | 0 | 0 | 0 | 0 | 0 | 0 | 0 | 0 | 0 | 3767.9309
2025-04-16 | 4306.483 | 16.2 | 0 | 0 | 0 | 0 | 0 | 0 | 0 | 0 | 0 | 1 | 0 | 0 | 0 | 0 | 0 | 0 | 0 | 0 | 0 | 0 | 0 | 0 | 0 | 0 | 0 | 0 | 4269.6586
2025-04-16 | 4760.587 | 15.8 | 0 | 0 | 0 | 0 | 0 | 0 | 0 | 0 | 0 | 0 | 1 | 0 | 0 | 0 | 0 | 0 | 0 | 0 | 0 | 0 | 0 | 0 | 0 | 0 | 0 | 0 | 4862.991
2025-04-16 | 4960.396 | 15.8 | 0 | 0 | 0 | 0 | 0 | 0 | 0 | 0 | 0 | 0 | 0 | 1 | 0 | 0 | 0 | 0 | 0 | 0 | 0 | 0 | 0 | 0 | 0 | 0 | 0 | 0 | 5082.4098
2025-04-16 | 5035.402 | 14.3 | 0 | 0 | 0 | 0 | 0 | 0 | 0 | 0 | 0 | 0 | 0 | 0 | 1 | 0 | 0 | 0 | 0 | 0 | 0 | 0 | 0 | 0 | 0 | 0 | 0 | 0 | 5165.0515
2025-04-16 | 5664.692 | 14.4 | 0 | 0 | 0 | 0 | 0 | 0 | 0 | 0 | 0 | 0 | 0 | 0 | 0 | 1 | 0 | 0 | 0 | 0 | 0 | 0 | 0 | 0 | 0 | 0 | 0 | 0 | 5196.5369
2025-04-16 | 4910.631 | 14.2 | 0 | 0 | 0 | 0 | 0 | 0 | 0 | 0 | 0 | 0 | 0 | 0 | 0 | 0 | 1 | 0 | 0 | 0 | 0 | 0 | 0 | 0 | 0 | 0 | 0 | 0 | 5160.0682
2025-04-16 | 4923.878 | 13.7 | 0 | 0 | 0 | 0 | 0 | 0 | 0 | 0 | 0 | 0 | 0 | 0 | 0 | 0 | 0 | 1 | 0 | 0 | 0 | 0 | 0 | 0 | 0 | 0 | 0 | 0 | 5118.8461
2025-04-16 | 4825.314 | 12.8 | 0 | 0 | 0 | 0 | 0 | 0 | 0 | 0 | 0 | 0 | 0 | 0 | 0 | 0 | 0 | 0 | 1 | 0 | 0 | 0 | 0 | 0 | 0 | 0 | 0 | 0 | 5006.6038
2025-04-16 | 4605.686 | 12.7 | 0 | 0 | 0 | 0 | 0 | 0 | 0 | 0 | 0 | 0 | 0 | 0 | 0 | 0 | 0 | 0 | 0 | 1 | 0 | 0 | 0 | 0 | 0 | 0 | 0 | 0 | 4869.5253
2025-04-16 | 4102.674 | 12.2 | 0 | 0 | 0 | 0 | 0 | 0 | 0 | 0 | 0 | 0 | 0 | 0 | 0 | 0 | 0 | 0 | 0 | 0 | 1 | 0 | 0 | 0 | 0 | 0 | 0 | 0 | 4542.5878
2025-04-16 | 3723.12 | 12.9 | 0 | 0 | 0 | 0 | 0 | 0 | 0 | 0 | 0 | 0 | 0 | 0 | 0 | 0 | 0 | 0 | 0 | 0 | 0 | 1 | 0 | 0 | 0 | 0 | 0 | 0 | 4287.9175
2025-04-16 | 3471.356 | 13 | 0 | 0 | 0 | 0 | 0 | 0 | 0 | 0 | 0 | 0 | 0 | 0 | 0 | 0 | 0 | 0 | 0 | 0 | 0 | 0 | 1 | 0 | 0 | 0 | 0 | 0 | 4106.0509
2025-04-16 | 3439.826 | 13.3 | 0 | 0 | 0 | 0 | 0 | 0 | 0 | 0 | 0 | 0 | 0 | 0 | 0 | 0 | 0 | 0 | 0 | 0 | 0 | 0 | 0 | 1 | 0 | 0 | 0 | 0 | 3969.4348
2025-04-16 | 3213.534 | 14.5 | 0 | 0 | 0 | 0 | 0 | 0 | 0 | 0 | 0 | 0 | 0 | 0 | 0 | 0 | 0 | 0 | 0 | 0 | 0 | 0 | 0 | 0 | 1 | 0 | 0 | 0 | 3863.461
2025-04-16 | 2997.43 | 15.2 | 0 | 0 | 0 | 0 | 0 | 0 | 0 | 0 | 0 | 0 | 0 | 0 | 0 | 0 | 0 | 0 | 0 | 0 | 0 | 0 | 0 | 0 | 0 | 1 | 0 | 0 | 3645.6935
2025-04-16 | 2882.934 | 15.6 | 0 | 0 | 0 | 0 | 0 | 0 | 0 | 0 | 0 | 0 | 0 | 0 | 0 | 0 | 0 | 0 | 0 | 0 | 0 | 0 | 0 | 0 | 0 | 0 | 1 | 0 | 3456.387
2025-04-16 | 2762.541 | 16 | 0 | 0 | 0 | 0 | 0 | 0 | 0 | 0 | 0 | 0 | 0 | 0 | 0 | 0 | 0 | 0 | 0 | 0 | 0 | 0 | 0 | 0 | 0 | 0 | 0 | 1 | 3352.5017
2025-04-17 | 2767.948 | 17.3 | 0 | 0 | 1 | 0 | 0 | 0 | 0 | 0 | 0 | 0 | 0 | 0 | 0 | 0 | 0 | 0 | 0 | 0 | 0 | 0 | 0 | 0 | 0 | 0 | 0 | 0 | 3363.0784
2025-04-17 | 2757.65 | 17.4 | 0 | 0 | 0 | 1 | 0 | 0 | 0 | 0 | 0 | 0 | 0 | 0 | 0 | 0 | 0 | 0 | 0 | 0 | 0 | 0 | 0 | 0 | 0 | 0 | 0 | 0 | 3334.1963
2025-04-17 | 2815.736 | 18.2 | 0 | 0 | 0 | 0 | 1 | 0 | 0 | 0 | 0 | 0 | 0 | 0 | 0 | 0 | 0 | 0 | 0 | 0 | 0 | 0 | 0 | 0 | 0 | 0 | 0 | 0 | 3374.12
2025-04-17 | 2852.028 | 19.8 | 0 | 0 | 0 | 0 | 0 | 1 | 0 | 0 | 0 | 0 | 0 | 0 | 0 | 0 | 0 | 0 | 0 | 0 | 0 | 0 | 0 | 0 | 0 | 0 | 0 | 0 | 3511.2711
2025-04-17 | 3003.138 | 21.4 | 0 | 0 | 0 | 0 | 0 | 0 | 1 | 0 | 0 | 0 | 0 | 0 | 0 | 0 | 0 | 0 | 0 | 0 | 0 | 0 | 0 | 0 | 0 | 0 | 0 | 0 | 3663.3954
2025-04-17 | 3134.69 | 19.1 | 0 | 0 | 0 | 0 | 0 | 0 | 0 | 1 | 0 | 0 | 0 | 0 | 0 | 0 | 0 | 0 | 0 | 0 | 0 | 0 | 0 | 0 | 0 | 0 | 0 | 0 | 3617.7456
2025-04-17 | 3597.826 | 19.1 | 0 | 0 | 0 | 0 | 0 | 0 | 0 | 0 | 1 | 0 | 0 | 0 | 0 | 0 | 0 | 0 | 0 | 0 | 0 | 0 | 0 | 0 | 0 | 0 | 0 | 0 | 3958.9911
2025-04-17 | 4154.653 | 16.4 | 0 | 0 | 0 | 0 | 0 | 0 | 0 | 0 | 0 | 1 | 0 | 0 | 0 | 0 | 0 | 0 | 0 | 0 | 0 | 0 | 0 | 0 | 0 | 0 | 0 | 0 | 4282.8352
2025-04-17 | 4462.422 | 13.8 | 0 | 0 | 0 | 0 | 0 | 0 | 0 | 0 | 0 | 0 | 1 | 0 | 0 | 0 | 0 | 0 | 0 | 0 | 0 | 0 | 0 | 0 | 0 | 0 | 0 | 0 | 4731.2253
2025-04-17 | 4658.878 | 12.3 | 0 | 0 | 0 | 0 | 0 | 0 | 0 | 0 | 0 | 0 | 0 | 1 | 0 | 0 | 0 | 0 | 0 | 0 | 0 | 0 | 0 | 0 | 0 | 0 | 0 | 0 | 4851.8198
2025-04-17 | 4718.959 | 10.6 | 0 | 0 | 0 | 0 | 0 | 0 | 0 | 0 | 0 | 0 | 0 | 0 | 1 | 0 | 0 | 0 | 0 | 0 | 0 | 0 | 0 | 0 | 0 | 0 | 0 | 0 | 4921.2849
2025-04-17 | 4710.267 | 8.6 | 0 | 0 | 0 | 0 | 0 | 0 | 0 | 0 | 0 | 0 | 0 | 0 | 0 | 1 | 0 | 0 | 0 | 0 | 0 | 0 | 0 | 0 | 0 | 0 | 0 | 0 | 4814.4164
2025-04-17 | 4728.796 | 7.6 | 0 | 0 | 0 | 0 | 0 | 0 | 0 | 0 | 0 | 0 | 0 | 0 | 0 | 0 | 1 | 0 | 0 | 0 | 0 | 0 | 0 | 0 | 0 | 0 | 0 | 0 | 4725.2414
2025-04-17 | 4720.337 | 7.6 | 0 | 0 | 0 | 0 | 0 | 0 | 0 | 0 | 0 | 0 | 0 | 0 | 0 | 0 | 0 | 1 | 0 | 0 | 0 | 0 | 0 | 0 | 0 | 0 | 0 | 0 | 4716.9607
2025-04-17 | 4590.393 | 6.6 | 0 | 0 | 0 | 0 | 0 | 0 | 0 | 0 | 0 | 0 | 0 | 0 | 0 | 0 | 0 | 0 | 1 | 0 | 0 | 0 | 0 | 0 | 0 | 0 | 0 | 0 | 4598.1301
2025-04-17 | 4422.516 | 6.4 | 0 | 0 | 0 | 0 | 0 | 0 | 0 | 0 | 0 | 0 | 0 | 0 | 0 | 0 | 0 | 0 | 0 | 1 | 0 | 0 | 0 | 0 | 0 | 0 | 0 | 0 | 4454.4633
2025-04-17 | 3924.677 | 6.6 | 0 | 0 | 0 | 0 | 0 | 0 | 0 | 0 | 0 | 0 | 0 | 0 | 0 | 0 | 0 | 0 | 0 | 0 | 1 | 0 | 0 | 0 | 0 | 0 | 0 | 0 | 4173.6438
2025-04-17 | 3583.871 | 7 | 0 | 0 | 0 | 0 | 0 | 0 | 0 | 0 | 0 | 0 | 0 | 0 | 0 | 0 | 0 | 0 | 0 | 0 | 0 | 1 | 0 | 0 | 0 | 0 | 0 | 0 | 3899.2087
2025-04-17 | 3312.684 | 7.6 | 0 | 0 | 0 | 0 | 0 | 0 | 0 | 0 | 0 | 0 | 0 | 0 | 0 | 0 | 0 | 0 | 0 | 0 | 0 | 0 | 1 | 0 | 0 | 0 | 0 | 0 | 3750.2835
2025-04-17 | 3287.1 | 8.4 | 0 | 0 | 0 | 0 | 0 | 0 | 0 | 0 | 0 | 0 | 0 | 0 | 0 | 0 | 0 | 0 | 0 | 0 | 0 | 0 | 0 | 1 | 0 | 0 | 0 | 0 | 3646.6089
2025-04-17 | 3102.424 | 9.2 | 0 | 0 | 0 | 0 | 0 | 0 | 0 | 0 | 0 | 0 | 0 | 0 | 0 | 0 | 0 | 0 | 0 | 0 | 0 | 0 | 0 | 0 | 1 | 0 | 0 | 0 | 3514.2819
2025-04-17 | 2917.393 | 10 | 0 | 0 | 0 | 0 | 0 | 0 | 0 | 0 | 0 | 0 | 0 | 0 | 0 | 0 | 0 | 0 | 0 | 0 | 0 | 0 | 0 | 0 | 0 | 1 | 0 | 0 | 3303.1026
2025-04-17 | 2746.009 | 10.4 | 0 | 0 | 0 | 0 | 0 | 0 | 0 | 0 | 0 | 0 | 0 | 0 | 0 | 0 | 0 | 0 | 0 | 0 | 0 | 0 | 0 | 0 | 0 | 0 | 1 | 0 | 3113.7962
2025-04-17 | 2655.065 | 11 | 0 | 0 | 0 | 0 | 0 | 0 | 0 | 0 | 0 | 0 | 0 | 0 | 0 | 0 | 0 | 0 | 0 | 0 | 0 | 0 | 0 | 0 | 0 | 0 | 0 | 1 | 3023.0875
2025-04-18 | 2630.082 | 11.6 | 0 | 0 | 1 | 0 | 0 | 0 | 0 | 0 | 0 | 0 | 0 | 0 | 0 | 0 | 0 | 0 | 0 | 0 | 0 | 0 | 0 | 0 | 0 | 0 | 0 | 0 | 2987.5461
2025-04-18 | 2601.344 | 12.5 | 0 | 0 | 0 | 1 | 0 | 0 | 0 | 0 | 0 | 0 | 0 | 0 | 0 | 0 | 0 | 0 | 0 | 0 | 0 | 0 | 0 | 0 | 0 | 0 | 0 | 0 | 3011.3703
2025-04-18 | 2610.701 | 12.5 | 0 | 0 | 0 | 0 | 1 | 0 | 0 | 0 | 0 | 0 | 0 | 0 | 0 | 0 | 0 | 0 | 0 | 0 | 0 | 0 | 0 | 0 | 0 | 0 | 0 | 0 | 2998.5877
2025-04-18 | 2850.839 | 11.6 | 0 | 0 | 0 | 0 | 0 | 1 | 0 | 0 | 0 | 0 | 0 | 0 | 0 | 0 | 0 | 0 | 0 | 0 | 0 | 0 | 0 | 0 | 0 | 0 | 0 | 0 | 2971.0317
2025-04-18 | 2728.701 | 11 | 0 | 0 | 0 | 0 | 0 | 0 | 1 | 0 | 0 | 0 | 0 | 0 | 0 | 0 | 0 | 0 | 0 | 0 | 0 | 0 | 0 | 0 | 0 | 0 | 0 | 0 | 2978.2138
2025-04-18 | 2783.489 | 11.1 | 0 | 0 | 0 | 0 | 0 | 0 | 0 | 1 | 0 | 0 | 0 | 0 | 0 | 0 | 0 | 0 | 0 | 0 | 0 | 0 | 0 | 0 | 0 | 0 | 0 | 0 | 3090.6828
2025-04-18 | 2957.385 | 10.9 | 0 | 0 | 0 | 0 | 0 | 0 | 0 | 0 | 1 | 0 | 0 | 0 | 0 | 0 | 0 | 0 | 0 | 0 | 0 | 0 | 0 | 0 | 0 | 0 | 0 | 0 | 3418.7518
2025-04-18 | 3106.084 | 10 | 0 | 0 | 0 | 0 | 0 | 0 | 0 | 0 | 0 | 1 | 0 | 0 | 0 | 0 | 0 | 0 | 0 | 0 | 0 | 0 | 0 | 0 | 0 | 0 | 0 | 0 | 3861.1849
2025-04-18 | 3299.648 | 8.7 | 0 | 0 | 0 | 0 | 0 | 0 | 0 | 0 | 0 | 0 | 1 | 0 | 0 | 0 | 0 | 0 | 0 | 0 | 0 | 0 | 0 | 0 | 0 | 0 | 0 | 0 | 4395.2227
2025-04-18 | 3459.635 | 7.4 | 0 | 0 | 0 | 0 | 0 | 0 | 0 | 0 | 0 | 0 | 0 | 1 | 0 | 0 | 0 | 0 | 0 | 0 | 0 | 0 | 0 | 0 | 0 | 0 | 0 | 0 | 4528.9938
2025-04-18 | 3492.954 | 7.2 | 0 | 0 | 0 | 0 | 0 | 0 | 0 | 0 | 0 | 0 | 0 | 0 | 1 | 0 | 0 | 0 | 0 | 0 | 0 | 0 | 0 | 0 | 0 | 0 | 0 | 0 | 4697.2833
2025-04-18 | 3469.413 | 8.2 | 0 | 0 | 0 | 0 | 0 | 0 | 0 | 0 | 0 | 0 | 0 | 0 | 0 | 1 | 0 | 0 | 0 | 0 | 0 | 0 | 0 | 0 | 0 | 0 | 0 | 0 | 4788.0632
2025-04-18 | 3444.533 | 6.6 | 0 | 0 | 0 | 0 | 0 | 0 | 0 | 0 | 0 | 0 | 0 | 0 | 0 | 0 | 1 | 0 | 0 | 0 | 0 | 0 | 0 | 0 | 0 | 0 | 0 | 0 | 4659.3586
2025-04-18 | 3390.347 | 5.6 | 0 | 0 | 0 | 0 | 0 | 0 | 0 | 0 | 0 | 0 | 0 | 0 | 0 | 0 | 0 | 1 | 0 | 0 | 0 | 0 | 0 | 0 | 0 | 0 | 0 | 0 | 4585.195
2025-04-18 | 3278.248 | 3.7 | 0 | 0 | 0 | 0 | 0 | 0 | 0 | 0 | 0 | 0 | 0 | 0 | 0 | 0 | 0 | 0 | 1 | 0 | 0 | 0 | 0 | 0 | 0 | 0 | 0 | 0 | 4407.0699
2025-04-18 | 3181.566 | 7.5 | 0 | 0 | 0 | 0 | 0 | 0 | 0 | 0 | 0 | 0 | 0 | 0 | 0 | 0 | 0 | 0 | 0 | 1 | 0 | 0 | 0 | 0 | 0 | 0 | 0 | 0 | 4526.9344
2025-04-18 | 3106.942 | 1.3 | 0 | 0 | 0 | 0 | 0 | 0 | 0 | 0 | 0 | 0 | 0 | 0 | 0 | 0 | 0 | 0 | 0 | 0 | 1 | 0 | 0 | 0 | 0 | 0 | 0 | 0 | 3824.4647
2025-04-18 | 3005.101 | 0 | 2.2 | 0 | 0 | 0 | 0 | 0 | 0 | 0 | 0 | 0 | 0 | 0 | 0 | 0 | 0 | 0 | 0 | 0 | 0 | 1 | 0 | 0 | 0 | 0 | 0 | 0 | 3758.7119
2025-04-18 | 2985.886 | 0 | 1.8 | 0 | 0 | 0 | 0 | 0 | 0 | 0 | 0 | 0 | 0 | 0 | 0 | 0 | 0 | 0 | 0 | 0 | 0 | 0 | 1 | 0 | 0 | 0 | 0 | 0 | 3511.951
2025-04-18 | 3024.977 | 0 | 1.9 | 0 | 0 | 0 | 0 | 0 | 0 | 0 | 0 | 0 | 0 | 0 | 0 | 0 | 0 | 0 | 0 | 0 | 0 | 0 | 0 | 1 | 0 | 0 | 0 | 0 | 3370.1466
2025-04-18 | 2889.484 | 0.4 | 0 | 0 | 0 | 0 | 0 | 0 | 0 | 0 | 0 | 0 | 0 | 0 | 0 | 0 | 0 | 0 | 0 | 0 | 0 | 0 | 0 | 0 | 1 | 0 | 0 | 0 | 2934.5128
2025-04-18 | 2682.984 | 5.6 | 0 | 0 | 0 | 0 | 0 | 0 | 0 | 0 | 0 | 0 | 0 | 0 | 0 | 0 | 0 | 0 | 0 | 0 | 0 | 0 | 0 | 0 | 0 | 1 | 0 | 0 | 3013.2181
2025-04-18 | 2583.795 | 6.3 | 0 | 0 | 0 | 0 | 0 | 0 | 0 | 0 | 0 | 0 | 0 | 0 | 0 | 0 | 0 | 0 | 0 | 0 | 0 | 0 | 0 | 0 | 0 | 0 | 1 | 0 | 2843.6765
2025-04-18 | 2481.232 | 6.8 | 0 | 0 | 0 | 0 | 0 | 0 | 0 | 0 | 0 | 0 | 0 | 0 | 0 | 0 | 0 | 0 | 0 | 0 | 0 | 0 | 0 | 0 | 0 | 0 | 0 | 1 | 2746.3795
2025-04-19 | 2436.599 | 5.9 | 0 | 1 | 1 | 0 | 0 | 0 | 0 | 0 | 0 | 0 | 0 | 0 | 0 | 0 | 0 | 0 | 0 | 0 | 0 | 0 | 0 | 0 | 0 | 0 | 0 | 0 | 2039.483
2025-04-19 | 2429.976 | 5.2 | 0 | 1 | 0 | 1 | 0 | 0 | 0 | 0 | 0 | 0 | 0 | 0 | 0 | 0 | 0 | 0 | 0 | 0 | 0 | 0 | 0 | 0 | 0 | 0 | 0 | 0 | 1957.8947
2025-04-19 | 2404.81 | 0 | 0.3 | 1 | 0 | 0 | 1 | 0 | 0 | 0 | 0 | 0 | 0 | 0 | 0 | 0 | 0 | 0 | 0 | 0 | 0 | 0 | 0 | 0 | 0 | 0 | 0 | 0 | 1646.2508
2025-04-19 | 2453.016 | 0 | 0.4 | 1 | 0 | 0 | 0 | 1 | 0 | 0 | 0 | 0 | 0 | 0 | 0 | 0 | 0 | 0 | 0 | 0 | 0 | 0 | 0 | 0 | 0 | 0 | 0 | 0 | 1692.5658
2025-04-19 | 2471.121 | 0 | 0 | 1 | 0 | 0 | 0 | 0 | 1 | 0 | 0 | 0 | 0 | 0 | 0 | 0 | 0 | 0 | 0 | 0 | 0 | 0 | 0 | 0 | 0 | 0 | 0 | 0 | 1680.9715
2025-04-19 | 2554.38 | 0.2 | 0 | 1 | 0 | 0 | 0 | 0 | 0 | 1 | 0 | 0 | 0 | 0 | 0 | 0 | 0 | 0 | 0 | 0 | 0 | 0 | 0 | 0 | 0 | 0 | 0 | 0 | 1800.0289
2025-04-19 | 2665.949 | 0.1 | 0 | 1 | 0 | 0 | 0 | 0 | 0 | 0 | 1 | 0 | 0 | 0 | 0 | 0 | 0 | 0 | 0 | 0 | 0 | 0 | 0 | 0 | 0 | 0 | 0 | 0 | 2134.6861
2025-04-19 | 2904.065 | 0 | 1 | 1 | 0 | 0 | 0 | 0 | 0 | 0 | 0 | 1 | 0 | 0 | 0 | 0 | 0 | 0 | 0 | 0 | 0 | 0 | 0 | 0 | 0 | 0 | 0 | 0 | 2775.5907
2025-04-19 | 3191.091 | 0 | 2.5 | 1 | 0 | 0 | 0 | 0 | 0 | 0 | 0 | 0 | 1 | 0 | 0 | 0 | 0 | 0 | 0 | 0 | 0 | 0 | 0 | 0 | 0 | 0 | 0 | 0 | 3613.9238
2025-04-19 | 3456.579 | 0 | 3.9 | 1 | 0 | 0 | 0 | 0 | 0 | 0 | 0 | 0 | 0 | 1 | 0 | 0 | 0 | 0 | 0 | 0 | 0 | 0 | 0 | 0 | 0 | 0 | 0 | 0 | 4037.4138
2025-04-19 | 3605.015 | 0 | 2.9 | 1 | 0 | 0 | 0 | 0 | 0 | 0 | 0 | 0 | 0 | 0 | 1 | 0 | 0 | 0 | 0 | 0 | 0 | 0 | 0 | 0 | 0 | 0 | 0 | 0 | 4073.1146
2025-04-19 | 3643.538 | 0 | 2.3 | 1 | 0 | 0 | 0 | 0 | 0 | 0 | 0 | 0 | 0 | 0 | 0 | 1 | 0 | 0 | 0 | 0 | 0 | 0 | 0 | 0 | 0 | 0 | 0 | 0 | 4010.5527
2025-04-19 | 3601.315 | 0.3 | 0 | 1 | 0 | 0 | 0 | 0 | 0 | 0 | 0 | 0 | 0 | 0 | 0 | 0 | 1 | 0 | 0 | 0 | 0 | 0 | 0 | 0 | 0 | 0 | 0 | 0 | 3671.7658
2025-04-19 | 3573.043 | 0.4 | 0 | 1 | 0 | 0 | 0 | 0 | 0 | 0 | 0 | 0 | 0 | 0 | 0 | 0 | 0 | 1 | 0 | 0 | 0 | 0 | 0 | 0 | 0 | 0 | 0 | 0 | 3670.0733
2025-04-19 | 3528.089 | 1.5 | 0 | 1 | 0 | 0 | 0 | 0 | 0 | 0 | 0 | 0 | 0 | 0 | 0 | 0 | 0 | 0 | 1 | 0 | 0 | 0 | 0 | 0 | 0 | 0 | 0 | 0 | 3689.5967
2025-04-19 | 3377.706 | 3.6 | 0 | 1 | 0 | 0 | 0 | 0 | 0 | 0 | 0 | 0 | 0 | 0 | 0 | 0 | 0 | 0 | 0 | 1 | 0 | 0 | 0 | 0 | 0 | 0 | 0 | 0 | 3697.4605
2025-04-19 | 3204.186 | 4.7 | 0 | 1 | 0 | 0 | 0 | 0 | 0 | 0 | 0 | 0 | 0 | 0 | 0 | 0 | 0 | 0 | 0 | 0 | 1 | 0 | 0 | 0 | 0 | 0 | 0 | 0 | 3475.9355
2025-04-19 | 3106.32 | 6.3 | 0 | 1 | 0 | 0 | 0 | 0 | 0 | 0 | 0 | 0 | 0 | 0 | 0 | 0 | 0 | 0 | 0 | 0 | 0 | 1 | 0 | 0 | 0 | 0 | 0 | 0 | 3280.5598
2025-04-19 | 2990.082 | 8.2 | 0 | 1 | 0 | 0 | 0 | 0 | 0 | 0 | 0 | 0 | 0 | 0 | 0 | 0 | 0 | 0 | 0 | 0 | 0 | 0 | 1 | 0 | 0 | 0 | 0 | 0 | 3217.2824
2025-04-19 | 3086.104 | 9.4 | 0 | 1 | 0 | 0 | 0 | 0 | 0 | 0 | 0 | 0 | 0 | 0 | 0 | 0 | 0 | 0 | 0 | 0 | 0 | 0 | 0 | 1 | 0 | 0 | 0 | 0 | 3139.9609
2025-04-19 | 3004.387 | 9.2 | 0 | 1 | 0 | 0 | 0 | 0 | 0 | 0 | 0 | 0 | 0 | 0 | 0 | 0 | 0 | 0 | 0 | 0 | 0 | 0 | 0 | 0 | 1 | 0 | 0 | 0 | 2941.751
2025-04-19 | 2795.056 | 10.2 | 0 | 1 | 0 | 0 | 0 | 0 | 0 | 0 | 0 | 0 | 0 | 0 | 0 | 0 | 0 | 0 | 0 | 0 | 0 | 0 | 0 | 0 | 0 | 1 | 0 | 0 | 2743.7484
2025-04-19 | 2650.87 | 11.5 | 0 | 1 | 0 | 0 | 0 | 0 | 0 | 0 | 0 | 0 | 0 | 0 | 0 | 0 | 0 | 0 | 0 | 0 | 0 | 0 | 0 | 0 | 0 | 0 | 1 | 0 | 2613.7365
2025-04-19 | 2529.777 | 12.4 | 0 | 1 | 0 | 0 | 0 | 0 | 0 | 0 | 0 | 0 | 0 | 0 | 0 | 0 | 0 | 0 | 0 | 0 | 0 | 0 | 0 | 0 | 0 | 0 | 0 | 1 | 2542.7926
2025-04-20 | 2481.173 | 12.8 | 0 | 1 | 1 | 0 | 0 | 0 | 0 | 0 | 0 | 0 | 0 | 0 | 0 | 0 | 0 | 0 | 0 | 0 | 0 | 0 | 0 | 0 | 0 | 0 | 0 | 0 | 2494.0747
2025-04-20 | 2500.458 | 13.6 | 0 | 1 | 0 | 1 | 0 | 0 | 0 | 0 | 0 | 0 | 0 | 0 | 0 | 0 | 0 | 0 | 0 | 0 | 0 | 0 | 0 | 0 | 0 | 0 | 0 | 0 | 2511.3106
2025-04-20 | 2471.735 | 14.1 | 0 | 1 | 0 | 0 | 1 | 0 | 0 | 0 | 0 | 0 | 0 | 0 | 0 | 0 | 0 | 0 | 0 | 0 | 0 | 0 | 0 | 0 | 0 | 0 | 0 | 0 | 2531.4694
2025-04-20 | 2554.485 | 14.6 | 0 | 1 | 0 | 0 | 0 | 1 | 0 | 0 | 0 | 0 | 0 | 0 | 0 | 0 | 0 | 0 | 0 | 0 | 0 | 0 | 0 | 0 | 0 | 0 | 0 | 0 | 2596.1494
2025-04-20 | 2568.343 | 14.5 | 0 | 1 | 0 | 0 | 0 | 0 | 1 | 0 | 0 | 0 | 0 | 0 | 0 | 0 | 0 | 0 | 0 | 0 | 0 | 0 | 0 | 0 | 0 | 0 | 0 | 0 | 2636.2729
2025-04-20 | 2555.028 | 15.3 | 0 | 1 | 0 | 0 | 0 | 0 | 0 | 1 | 0 | 0 | 0 | 0 | 0 | 0 | 0 | 0 | 0 | 0 | 0 | 0 | 0 | 0 | 0 | 0 | 0 | 0 | 2794.8599
2025-04-20 | 2668.287 | 15.4 | 0 | 1 | 0 | 0 | 0 | 0 | 0 | 0 | 1 | 0 | 0 | 0 | 0 | 0 | 0 | 0 | 0 | 0 | 0 | 0 | 0 | 0 | 0 | 0 | 0 | 0 | 3142.6937
2025-04-20 | 2797.918 | 15.1 | 0 | 1 | 0 | 0 | 0 | 0 | 0 | 0 | 0 | 1 | 0 | 0 | 0 | 0 | 0 | 0 | 0 | 0 | 0 | 0 | 0 | 0 | 0 | 0 | 0 | 0 | 3624.6566
2025-04-20 | 2877.36 | 13.9 | 0 | 1 | 0 | 0 | 0 | 0 | 0 | 0 | 0 | 0 | 1 | 0 | 0 | 0 | 0 | 0 | 0 | 0 | 0 | 0 | 0 | 0 | 0 | 0 | 0 | 0 | 4165.2827
2025-04-20 | 3042.304 | 12.6 | 0 | 1 | 0 | 0 | 0 | 0 | 0 | 0 | 0 | 0 | 0 | 1 | 0 | 0 | 0 | 0 | 0 | 0 | 0 | 0 | 0 | 0 | 0 | 0 | 0 | 0 | 4299.0538
2025-04-20 | 3076.952 | 11.4 | 0 | 1 | 0 | 0 | 0 | 0 | 0 | 0 | 0 | 0 | 0 | 0 | 1 | 0 | 0 | 0 | 0 | 0 | 0 | 0 | 0 | 0 | 0 | 0 | 0 | 0 | 4401.4604
2025-04-20 | 3055.418 | 10.6 | 0 | 1 | 0 | 0 | 0 | 0 | 0 | 0 | 0 | 0 | 0 | 0 | 0 | 1 | 0 | 0 | 0 | 0 | 0 | 0 | 0 | 0 | 0 | 0 | 0 | 0 | 4373.6512
2025-04-20 | 3020.311 | 9.2 | 0 | 1 | 0 | 0 | 0 | 0 | 0 | 0 | 0 | 0 | 0 | 0 | 0 | 0 | 1 | 0 | 0 | 0 | 0 | 0 | 0 | 0 | 0 | 0 | 0 | 0 | 4258.1231
2025-04-20 | 2957.465 | 8.9 | 0 | 1 | 0 | 0 | 0 | 0 | 0 | 0 | 0 | 0 | 0 | 0 | 0 | 0 | 0 | 1 | 0 | 0 | 0 | 0 | 0 | 0 | 0 | 0 | 0 | 0 | 4230.0776
2025-04-20 | 2889.725 | 9.4 | 0 | 1 | 0 | 0 | 0 | 0 | 0 | 0 | 0 | 0 | 0 | 0 | 0 | 0 | 0 | 0 | 1 | 0 | 0 | 0 | 0 | 0 | 0 | 0 | 0 | 0 | 4210.0713
2025-04-20 | 2846.73 | 8.8 | 0 | 1 | 0 | 0 | 0 | 0 | 0 | 0 | 0 | 0 | 0 | 0 | 0 | 0 | 0 | 0 | 0 | 1 | 0 | 0 | 0 | 0 | 0 | 0 | 0 | 0 | 4040.0513
2025-04-20 | 2834.941 | 9.6 | 0 | 1 | 0 | 0 | 0 | 0 | 0 | 0 | 0 | 0 | 0 | 0 | 0 | 0 | 0 | 0 | 0 | 0 | 1 | 0 | 0 | 0 | 0 | 0 | 0 | 0 | 3798.7615
2025-04-20 | 2816.136 | 9.9 | 0 | 1 | 0 | 0 | 0 | 0 | 0 | 0 | 0 | 0 | 0 | 0 | 0 | 0 | 0 | 0 | 0 | 0 | 0 | 1 | 0 | 0 | 0 | 0 | 0 | 0 | 3517.7381
2025-04-20 | 2745.844 | 10.2 | 0 | 1 | 0 | 0 | 0 | 0 | 0 | 0 | 0 | 0 | 0 | 0 | 0 | 0 | 0 | 0 | 0 | 0 | 0 | 0 | 1 | 0 | 0 | 0 | 0 | 0 | 3349.0481
2025-04-20 | 2882.49 | 11.1 | 0 | 1 | 0 | 0 | 0 | 0 | 0 | 0 | 0 | 0 | 0 | 0 | 0 | 0 | 0 | 0 | 0 | 0 | 0 | 0 | 0 | 1 | 0 | 0 | 0 | 0 | 3251.9617
2025-04-20 | 2801.911 | 12.4 | 0 | 1 | 0 | 0 | 0 | 0 | 0 | 0 | 0 | 0 | 0 | 0 | 0 | 0 | 0 | 0 | 0 | 0 | 0 | 0 | 0 | 0 | 1 | 0 | 0 | 0 | 3152.5761
2025-04-20 | 2738.561 | 12.2 | 0 | 1 | 0 | 0 | 0 | 0 | 0 | 0 | 0 | 0 | 0 | 0 | 0 | 0 | 0 | 0 | 0 | 0 | 0 | 0 | 0 | 0 | 0 | 1 | 0 | 0 | 2875.5141
2025-04-20 | 2623.07 | 11.4 | 0 | 1 | 0 | 0 | 0 | 0 | 0 | 0 | 0 | 0 | 0 | 0 | 0 | 0 | 0 | 0 | 0 | 0 | 0 | 0 | 0 | 0 | 0 | 0 | 1 | 0 | 2607.1482
2025-04-20 | 2582.325 | 11.9 | 0 | 1 | 0 | 0 | 0 | 0 | 0 | 0 | 0 | 0 | 0 | 0 | 0 | 0 | 0 | 0 | 0 | 0 | 0 | 0 | 0 | 0 | 0 | 0 | 0 | 1 | 2509.8512
2025-04-21 | 2492.867 | 11.8 | 0 | 0 | 1 | 0 | 0 | 0 | 0 | 0 | 0 | 0 | 0 | 0 | 0 | 0 | 0 | 0 | 0 | 0 | 0 | 0 | 0 | 0 | 0 | 0 | 0 | 0 | 3000.7227
2025-04-21 | 2546.617 | 11.6 | 0 | 0 | 0 | 1 | 0 | 0 | 0 | 0 | 0 | 0 | 0 | 0 | 0 | 0 | 0 | 0 | 0 | 0 | 0 | 0 | 0 | 0 | 0 | 0 | 0 | 0 | 2952.0757
2025-04-21 | 2520.377 | 10.8 | 0 | 0 | 0 | 0 | 1 | 0 | 0 | 0 | 0 | 0 | 0 | 0 | 0 | 0 | 0 | 0 | 0 | 0 | 0 | 0 | 0 | 0 | 0 | 0 | 0 | 0 | 2886.5869
2025-04-21 | 2593.124 | 11.1 | 0 | 0 | 0 | 0 | 0 | 1 | 0 | 0 | 0 | 0 | 0 | 0 | 0 | 0 | 0 | 0 | 0 | 0 | 0 | 0 | 0 | 0 | 0 | 0 | 0 | 0 | 2938.0903
2025-04-21 | 2685.499 | 11.9 | 0 | 0 | 0 | 0 | 0 | 0 | 1 | 0 | 0 | 0 | 0 | 0 | 0 | 0 | 0 | 0 | 0 | 0 | 0 | 0 | 0 | 0 | 0 | 0 | 0 | 0 | 3037.5083
2025-04-21 | 2798.72 | 12.1 | 0 | 0 | 0 | 0 | 0 | 0 | 0 | 1 | 0 | 0 | 0 | 0 | 0 | 0 | 0 | 0 | 0 | 0 | 0 | 0 | 0 | 0 | 0 | 0 | 0 | 0 | 3156.5657
2025-04-21 | 3296.029 | 12.1 | 0 | 0 | 0 | 0 | 0 | 0 | 0 | 0 | 1 | 0 | 0 | 0 | 0 | 0 | 0 | 0 | 0 | 0 | 0 | 0 | 0 | 0 | 0 | 0 | 0 | 0 | 3497.8112
2025-04-21 | 3783.371 | 11.6 | 0 | 0 | 0 | 0 | 0 | 0 | 0 | 0 | 0 | 1 | 0 | 0 | 0 | 0 | 0 | 0 | 0 | 0 | 0 | 0 | 0 | 0 | 0 | 0 | 0 | 0 | 3966.5975
2025-04-21 | 4122.495 | 12.7 | 0 | 0 | 0 | 0 | 0 | 0 | 0 | 0 | 0 | 0 | 1 | 0 | 0 | 0 | 0 | 0 | 0 | 0 | 0 | 0 | 0 | 0 | 0 | 0 | 0 | 0 | 4658.7541
2025-04-21 | 4348.533 | 11.6 | 0 | 0 | 0 | 0 | 0 | 0 | 0 | 0 | 0 | 0 | 0 | 1 | 0 | 0 | 0 | 0 | 0 | 0 | 0 | 0 | 0 | 0 | 0 | 0 | 0 | 0 | 4805.7018
2025-04-21 | 4485.445 | 10.4 | 0 | 0 | 0 | 0 | 0 | 0 | 0 | 0 | 0 | 0 | 0 | 0 | 1 | 0 | 0 | 0 | 0 | 0 | 0 | 0 | 0 | 0 | 0 | 0 | 0 | 0 | 4908.1084
2025-04-21 | 4403.38 | 10 | 0 | 0 | 0 | 0 | 0 | 0 | 0 | 0 | 0 | 0 | 0 | 0 | 0 | 1 | 0 | 0 | 0 | 0 | 0 | 0 | 0 | 0 | 0 | 0 | 0 | 0 | 4906.6523
2025-04-21 | 4318.29 | 9.8 | 0 | 0 | 0 | 0 | 0 | 0 | 0 | 0 | 0 | 0 | 0 | 0 | 0 | 0 | 1 | 0 | 0 | 0 | 0 | 0 | 0 | 0 | 0 | 0 | 0 | 0 | 4870.1837
2025-04-21 | 4252.203 | 10 | 0 | 0 | 0 | 0 | 0 | 0 | 0 | 0 | 0 | 0 | 0 | 0 | 0 | 0 | 0 | 1 | 0 | 0 | 0 | 0 | 0 | 0 | 0 | 0 | 0 | 0 | 4875.0795
2025-04-21 | 4176.261 | 9.8 | 0 | 0 | 0 | 0 | 0 | 0 | 0 | 0 | 0 | 0 | 0 | 0 | 0 | 0 | 0 | 0 | 1 | 0 | 0 | 0 | 0 | 0 | 0 | 0 | 0 | 0 | 4808.9553
2025-04-21 | 4003.119 | 8.8 | 0 | 0 | 0 | 0 | 0 | 0 | 0 | 0 | 0 | 0 | 0 | 0 | 0 | 0 | 0 | 0 | 0 | 1 | 0 | 0 | 0 | 0 | 0 | 0 | 0 | 0 | 4612.5822
2025-04-21 | 3694.972 | 8.5 | 0 | 0 | 0 | 0 | 0 | 0 | 0 | 0 | 0 | 0 | 0 | 0 | 0 | 0 | 0 | 0 | 0 | 0 | 1 | 0 | 0 | 0 | 0 | 0 | 0 | 0 | 4298.8212
2025-04-21 | 3331.459 | 6.5 | 0 | 0 | 0 | 0 | 0 | 0 | 0 | 0 | 0 | 0 | 0 | 0 | 0 | 0 | 0 | 0 | 0 | 0 | 0 | 1 | 0 | 0 | 0 | 0 | 0 | 0 | 3866.2672
2025-04-21 | 3153.049 | 5.5 | 0 | 0 | 0 | 0 | 0 | 0 | 0 | 0 | 0 | 0 | 0 | 0 | 0 | 0 | 0 | 0 | 0 | 0 | 0 | 0 | 1 | 0 | 0 | 0 | 0 | 0 | 3611.9295
2025-04-21 | 3181.819 | 8.6 | 0 | 0 | 0 | 0 | 0 | 0 | 0 | 0 | 0 | 0 | 0 | 0 | 0 | 0 | 0 | 0 | 0 | 0 | 0 | 0 | 0 | 1 | 0 | 0 | 0 | 0 | 3659.7854
2025-04-21 | 3005.713 | 9.8 | 0 | 0 | 0 | 0 | 0 | 0 | 0 | 0 | 0 | 0 | 0 | 0 | 0 | 0 | 0 | 0 | 0 | 0 | 0 | 0 | 0 | 0 | 1 | 0 | 0 | 0 | 3553.8116
2025-04-21 | 2757.888 | 8.8 | 0 | 0 | 0 | 0 | 0 | 0 | 0 | 0 | 0 | 0 | 0 | 0 | 0 | 0 | 0 | 0 | 0 | 0 | 0 | 0 | 0 | 0 | 0 | 1 | 0 | 0 | 3224.0432
2025-04-21 | 2615.425 | 6.9 | 0 | 0 | 0 | 0 | 0 | 0 | 0 | 0 | 0 | 0 | 0 | 0 | 0 | 0 | 0 | 0 | 0 | 0 | 0 | 0 | 0 | 0 | 0 | 0 | 1 | 0 | 2883.2062
2025-04-21 | 2502.639 | 8.4 | 0 | 0 | 0 | 0 | 0 | 0 | 0 | 0 | 0 | 0 | 0 | 0 | 0 | 0 | 0 | 0 | 0 | 0 | 0 | 0 | 0 | 0 | 0 | 0 | 0 | 1 | 2851.792
2025-04-22 | 2473.54 | 7.8 | 0 | 0 | 1 | 0 | 0 | 0 | 0 | 0 | 0 | 0 | 0 | 0 | 0 | 0 | 0 | 0 | 0 | 0 | 0 | 0 | 0 | 0 | 0 | 0 | 0 | 0 | 2737.1913
2025-04-22 | 2466.117 | 8 | 0 | 0 | 0 | 1 | 0 | 0 | 0 | 0 | 0 | 0 | 0 | 0 | 0 | 0 | 0 | 0 | 0 | 0 | 0 | 0 | 0 | 0 | 0 | 0 | 0 | 0 | 2714.8975
2025-04-22 | 2514.335 | 8.8 | 0 | 0 | 0 | 0 | 1 | 0 | 0 | 0 | 0 | 0 | 0 | 0 | 0 | 0 | 0 | 0 | 0 | 0 | 0 | 0 | 0 | 0 | 0 | 0 | 0 | 0 | 2754.8212
2025-04-22 | 2575.826 | 9.6 | 0 | 0 | 0 | 0 | 0 | 1 | 0 | 0 | 0 | 0 | 0 | 0 | 0 | 0 | 0 | 0 | 0 | 0 | 0 | 0 | 0 | 0 | 0 | 0 | 0 | 0 | 2839.266
2025-04-22 | 2660.259 | 10 | 0 | 0 | 0 | 0 | 0 | 0 | 1 | 0 | 0 | 0 | 0 | 0 | 0 | 0 | 0 | 0 | 0 | 0 | 0 | 0 | 0 | 0 | 0 | 0 | 0 | 0 | 2912.3309
2025-04-22 | 2790.385 | 10.1 | 0 | 0 | 0 | 0 | 0 | 0 | 0 | 1 | 0 | 0 | 0 | 0 | 0 | 0 | 0 | 0 | 0 | 0 | 0 | 0 | 0 | 0 | 0 | 0 | 0 | 0 | 3024.8
2025-04-22 | 3330.656 | 10 | 0 | 0 | 0 | 0 | 0 | 0 | 0 | 0 | 1 | 0 | 0 | 0 | 0 | 0 | 0 | 0 | 0 | 0 | 0 | 0 | 0 | 0 | 0 | 0 | 0 | 0 | 3359.4572
2025-04-22 | 3942.833 | 9.7 | 0 | 0 | 0 | 0 | 0 | 0 | 0 | 0 | 0 | 1 | 0 | 0 | 0 | 0 | 0 | 0 | 0 | 0 | 0 | 0 | 0 | 0 | 0 | 0 | 0 | 0 | 3841.4201
2025-04-22 | 4421.055 | 9.1 | 0 | 0 | 0 | 0 | 0 | 0 | 0 | 0 | 0 | 0 | 1 | 0 | 0 | 0 | 0 | 0 | 0 | 0 | 0 | 0 | 0 | 0 | 0 | 0 | 0 | 0 | 4421.5759
2025-04-22 | 4663.062 | 8 | 0 | 0 | 0 | 0 | 0 | 0 | 0 | 0 | 0 | 0 | 0 | 1 | 0 | 0 | 0 | 0 | 0 | 0 | 0 | 0 | 0 | 0 | 0 | 0 | 0 | 0 | 4568.5236
2025-04-22 | 4755.812 | 7.3 | 0 | 0 | 0 | 0 | 0 | 0 | 0 | 0 | 0 | 0 | 0 | 0 | 1 | 0 | 0 | 0 | 0 | 0 | 0 | 0 | 0 | 0 | 0 | 0 | 0 | 0 | 4703.8715
2025-04-22 | 4618.058 | 5.9 | 0 | 0 | 0 | 0 | 0 | 0 | 0 | 0 | 0 | 0 | 0 | 0 | 0 | 1 | 0 | 0 | 0 | 0 | 0 | 0 | 0 | 0 | 0 | 0 | 0 | 0 | 4636.5327
2025-04-22 | 4589.988 | 5.1 | 0 | 0 | 0 | 0 | 0 | 0 | 0 | 0 | 0 | 0 | 0 | 0 | 0 | 0 | 1 | 0 | 0 | 0 | 0 | 0 | 0 | 0 | 0 | 0 | 0 | 0 | 4560.5343
2025-04-22 | 4541.045 | 4.6 | 0 | 0 | 0 | 0 | 0 | 0 | 0 | 0 | 0 | 0 | 0 | 0 | 0 | 0 | 0 | 1 | 0 | 0 | 0 | 0 | 0 | 0 | 0 | 0 | 0 | 0 | 4519.3121
2025-04-22 | 4502.838 | 4.1 | 0 | 0 | 0 | 0 | 0 | 0 | 0 | 0 | 0 | 0 | 0 | 0 | 0 | 0 | 0 | 0 | 1 | 0 | 0 | 0 | 0 | 0 | 0 | 0 | 0 | 0 | 4433.423
2025-04-22 | 4294.034 | 3.6 | 0 | 0 | 0 | 0 | 0 | 0 | 0 | 0 | 0 | 0 | 0 | 0 | 0 | 0 | 0 | 0 | 0 | 1 | 0 | 0 | 0 | 0 | 0 | 0 | 0 | 0 | 4269.9913
2025-04-22 | 3882.675 | 4 | 0 | 0 | 0 | 0 | 0 | 0 | 0 | 0 | 0 | 0 | 0 | 0 | 0 | 0 | 0 | 0 | 0 | 0 | 1 | 0 | 0 | 0 | 0 | 0 | 0 | 0 | 4002.3484
2025-04-22 | 3434.491 | 3.9 | 0 | 0 | 0 | 0 | 0 | 0 | 0 | 0 | 0 | 0 | 0 | 0 | 0 | 0 | 0 | 0 | 0 | 0 | 0 | 1 | 0 | 0 | 0 | 0 | 0 | 0 | 3694.9718
2025-04-22 | 3184.011 | 4.9 | 0 | 0 | 0 | 0 | 0 | 0 | 0 | 0 | 0 | 0 | 0 | 0 | 0 | 0 | 0 | 0 | 0 | 0 | 0 | 0 | 1 | 0 | 0 | 0 | 0 | 0 | 3572.3998
2025-04-22 | 3113.972 | 5.6 | 0 | 0 | 0 | 0 | 0 | 0 | 0 | 0 | 0 | 0 | 0 | 0 | 0 | 0 | 0 | 0 | 0 | 0 | 0 | 0 | 0 | 1 | 0 | 0 | 0 | 0 | 3462.1369
2025-04-22 | 2940.946 | 7 | 0 | 0 | 0 | 0 | 0 | 0 | 0 | 0 | 0 | 0 | 0 | 0 | 0 | 0 | 0 | 0 | 0 | 0 | 0 | 0 | 0 | 0 | 1 | 0 | 0 | 0 | 3369.3396
2025-04-22 | 2735.605 | 7.3 | 0 | 0 | 0 | 0 | 0 | 0 | 0 | 0 | 0 | 0 | 0 | 0 | 0 | 0 | 0 | 0 | 0 | 0 | 0 | 0 | 0 | 0 | 0 | 1 | 0 | 0 | 3125.2189
2025-04-22 | 2605.929 | 10.3 | 0 | 0 | 0 | 0 | 0 | 0 | 0 | 0 | 0 | 0 | 0 | 0 | 0 | 0 | 0 | 0 | 0 | 0 | 0 | 0 | 0 | 0 | 0 | 0 | 1 | 0 | 3107.2079
2025-04-22 | 2513.975 | 11 | 0 | 0 | 0 | 0 | 0 | 0 | 0 | 0 | 0 | 0 | 0 | 0 | 0 | 0 | 0 | 0 | 0 | 0 | 0 | 0 | 0 | 0 | 0 | 0 | 0 | 1 | 3023.0875
2025-04-23 | 2477.119 | 11.8 | 0 | 0 | 1 | 0 | 0 | 0 | 0 | 0 | 0 | 0 | 0 | 0 | 0 | 0 | 0 | 0 | 0 | 0 | 0 | 0 | 0 | 0 | 0 | 0 | 0 | 0 | 3000.7227
2025-04-23 | 2480.211 | 12.2 | 0 | 0 | 0 | 1 | 0 | 0 | 0 | 0 | 0 | 0 | 0 | 0 | 0 | 0 | 0 | 0 | 0 | 0 | 0 | 0 | 0 | 0 | 0 | 0 | 0 | 0 | 2991.6055
2025-04-23 | 2510.493 | 12.1 | 0 | 0 | 0 | 0 | 1 | 0 | 0 | 0 | 0 | 0 | 0 | 0 | 0 | 0 | 0 | 0 | 0 | 0 | 0 | 0 | 0 | 0 | 0 | 0 | 0 | 0 | 2972.2346
2025-04-23 | 2586.456 | 12.2 | 0 | 0 | 0 | 0 | 0 | 1 | 0 | 0 | 0 | 0 | 0 | 0 | 0 | 0 | 0 | 0 | 0 | 0 | 0 | 0 | 0 | 0 | 0 | 0 | 0 | 0 | 3010.5614
2025-04-23 | 2674.886 | 11.8 | 0 | 0 | 0 | 0 | 0 | 0 | 1 | 0 | 0 | 0 | 0 | 0 | 0 | 0 | 0 | 0 | 0 | 0 | 0 | 0 | 0 | 0 | 0 | 0 | 0 | 0 | 3030.92
2025-04-23 | 2849.736 | 12.1 | 0 | 0 | 0 | 0 | 0 | 0 | 0 | 1 | 0 | 0 | 0 | 0 | 0 | 0 | 0 | 0 | 0 | 0 | 0 | 0 | 0 | 0 | 0 | 0 | 0 | 0 | 3156.5657
2025-04-23 | 3334.384 | 12 | 0 | 0 | 0 | 0 | 0 | 0 | 0 | 0 | 1 | 0 | 0 | 0 | 0 | 0 | 0 | 0 | 0 | 0 | 0 | 0 | 0 | 0 | 0 | 0 | 0 | 0 | 3491.2229
2025-04-23 | 3879.667 | 10.7 | 0 | 0 | 0 | 0 | 0 | 0 | 0 | 0 | 0 | 1 | 0 | 0 | 0 | 0 | 0 | 0 | 0 | 0 | 0 | 0 | 0 | 0 | 0 | 0 | 0 | 0 | 3907.3029
2025-04-23 | 4284.359 | 9.1 | 0 | 0 | 0 | 0 | 0 | 0 | 0 | 0 | 0 | 0 | 1 | 0 | 0 | 0 | 0 | 0 | 0 | 0 | 0 | 0 | 0 | 0 | 0 | 0 | 0 | 0 | 4421.5759
2025-04-23 | 4520.236 | 4.6 | 0 | 0 | 0 | 0 | 0 | 0 | 0 | 0 | 0 | 0 | 0 | 1 | 0 | 0 | 0 | 0 | 0 | 0 | 0 | 0 | 0 | 0 | 0 | 0 | 0 | 0 | 4344.5219
2025-04-23 | 4545.896 | 6.1 | 0 | 0 | 0 | 0 | 0 | 0 | 0 | 0 | 0 | 0 | 0 | 0 | 1 | 0 | 0 | 0 | 0 | 0 | 0 | 0 | 0 | 0 | 0 | 0 | 0 | 0 | 4624.8121
2025-04-23 | 4494.971 | 5.5 | 0 | 0 | 0 | 0 | 0 | 0 | 0 | 0 | 0 | 0 | 0 | 0 | 0 | 1 | 0 | 0 | 0 | 0 | 0 | 0 | 0 | 0 | 0 | 0 | 0 | 0 | 4610.1795
2025-04-23 | 4528.316 | 4.7 | 0 | 0 | 0 | 0 | 0 | 0 | 0 | 0 | 0 | 0 | 0 | 0 | 0 | 0 | 1 | 0 | 0 | 0 | 0 | 0 | 0 | 0 | 0 | 0 | 0 | 0 | 4534.1811
2025-04-23 | 4525.951 | 4.5 | 0 | 0 | 0 | 0 | 0 | 0 | 0 | 0 | 0 | 0 | 0 | 0 | 0 | 0 | 0 | 1 | 0 | 0 | 0 | 0 | 0 | 0 | 0 | 0 | 0 | 0 | 4512.7239
2025-04-23 | 4448.713 | 4.2 | 0 | 0 | 0 | 0 | 0 | 0 | 0 | 0 | 0 | 0 | 0 | 0 | 0 | 0 | 0 | 0 | 1 | 0 | 0 | 0 | 0 | 0 | 0 | 0 | 0 | 0 | 4440.0113
2025-04-23 | 4287.043 | 3.4 | 0 | 0 | 0 | 0 | 0 | 0 | 0 | 0 | 0 | 0 | 0 | 0 | 0 | 0 | 0 | 0 | 0 | 1 | 0 | 0 | 0 | 0 | 0 | 0 | 0 | 0 | 4256.8148
2025-04-23 | 3877.496 | 3.2 | 0 | 0 | 0 | 0 | 0 | 0 | 0 | 0 | 0 | 0 | 0 | 0 | 0 | 0 | 0 | 0 | 0 | 0 | 1 | 0 | 0 | 0 | 0 | 0 | 0 | 0 | 3949.6421
2025-04-23 | 3514.974 | 3.8 | 0 | 0 | 0 | 0 | 0 | 0 | 0 | 0 | 0 | 0 | 0 | 0 | 0 | 0 | 0 | 0 | 0 | 0 | 0 | 1 | 0 | 0 | 0 | 0 | 0 | 0 | 3688.3835
2025-04-23 | 3287.006 | 6.2 | 0 | 0 | 0 | 0 | 0 | 0 | 0 | 0 | 0 | 0 | 0 | 0 | 0 | 0 | 0 | 0 | 0 | 0 | 0 | 0 | 1 | 0 | 0 | 0 | 0 | 0 | 3658.0475
2025-04-23 | 3159.524 | 9.1 | 0 | 0 | 0 | 0 | 0 | 0 | 0 | 0 | 0 | 0 | 0 | 0 | 0 | 0 | 0 | 0 | 0 | 0 | 0 | 0 | 0 | 1 | 0 | 0 | 0 | 0 | 3692.7268
2025-04-23 | 2902.013 | 9.5 | 0 | 0 | 0 | 0 | 0 | 0 | 0 | 0 | 0 | 0 | 0 | 0 | 0 | 0 | 0 | 0 | 0 | 0 | 0 | 0 | 0 | 0 | 1 | 0 | 0 | 0 | 3534.0467
2025-04-23 | 2714.795 | 9.1 | 0 | 0 | 0 | 0 | 0 | 0 | 0 | 0 | 0 | 0 | 0 | 0 | 0 | 0 | 0 | 0 | 0 | 0 | 0 | 0 | 0 | 0 | 0 | 1 | 0 | 0 | 3243.8081
2025-04-23 | 2536.412 | 8.5 | 0 | 0 | 0 | 0 | 0 | 0 | 0 | 0 | 0 | 0 | 0 | 0 | 0 | 0 | 0 | 0 | 0 | 0 | 0 | 0 | 0 | 0 | 0 | 0 | 1 | 0 | 2988.6188
2025-04-23 | 2427.611 | 7.9 | 0 | 0 | 0 | 0 | 0 | 0 | 0 | 0 | 0 | 0 | 0 | 0 | 0 | 0 | 0 | 0 | 0 | 0 | 0 | 0 | 0 | 0 | 0 | 0 | 0 | 1 | 2818.8506
2025-04-24 | 2396.839 | 7.7 | 0 | 0 | 1 | 0 | 0 | 0 | 0 | 0 | 0 | 0 | 0 | 0 | 0 | 0 | 0 | 0 | 0 | 0 | 0 | 0 | 0 | 0 | 0 | 0 | 0 | 0 | 2730.603
2025-04-24 | 2413.24 | 7.9 | 0 | 0 | 0 | 1 | 0 | 0 | 0 | 0 | 0 | 0 | 0 | 0 | 0 | 0 | 0 | 0 | 0 | 0 | 0 | 0 | 0 | 0 | 0 | 0 | 0 | 0 | 2708.3092
2025-04-24 | 2405.502 | 8.2 | 0 | 0 | 0 | 0 | 1 | 0 | 0 | 0 | 0 | 0 | 0 | 0 | 0 | 0 | 0 | 0 | 0 | 0 | 0 | 0 | 0 | 0 | 0 | 0 | 0 | 0 | 2715.2915
2025-04-24 | 2455.684 | 9.1 | 0 | 0 | 0 | 0 | 0 | 1 | 0 | 0 | 0 | 0 | 0 | 0 | 0 | 0 | 0 | 0 | 0 | 0 | 0 | 0 | 0 | 0 | 0 | 0 | 0 | 0 | 2806.3246
2025-04-24 | 2515.321 | 11.2 | 0 | 0 | 0 | 0 | 0 | 0 | 1 | 0 | 0 | 0 | 0 | 0 | 0 | 0 | 0 | 0 | 0 | 0 | 0 | 0 | 0 | 0 | 0 | 0 | 0 | 0 | 2991.3903
2025-04-24 | 2656.886 | 9.3 | 0 | 0 | 0 | 0 | 0 | 0 | 0 | 1 | 0 | 0 | 0 | 0 | 0 | 0 | 0 | 0 | 0 | 0 | 0 | 0 | 0 | 0 | 0 | 0 | 0 | 0 | 2972.0937
2025-04-24 | 3174.748 | 8.2 | 0 | 0 | 0 | 0 | 0 | 0 | 0 | 0 | 1 | 0 | 0 | 0 | 0 | 0 | 0 | 0 | 0 | 0 | 0 | 0 | 0 | 0 | 0 | 0 | 0 | 0 | 3240.8681
2025-04-24 | 3792.845 | 7.5 | 0 | 0 | 0 | 0 | 0 | 0 | 0 | 0 | 0 | 1 | 0 | 0 | 0 | 0 | 0 | 0 | 0 | 0 | 0 | 0 | 0 | 0 | 0 | 0 | 0 | 0 | 3696.4778
2025-04-24 | 4160.525 | 6.7 | 0 | 0 | 0 | 0 | 0 | 0 | 0 | 0 | 0 | 0 | 1 | 0 | 0 | 0 | 0 | 0 | 0 | 0 | 0 | 0 | 0 | 0 | 0 | 0 | 0 | 0 | 4263.457
2025-04-24 | 4484.845 | 5.9 | 0 | 0 | 0 | 0 | 0 | 0 | 0 | 0 | 0 | 0 | 0 | 1 | 0 | 0 | 0 | 0 | 0 | 0 | 0 | 0 | 0 | 0 | 0 | 0 | 0 | 0 | 4430.1696
2025-04-24 | 4635.556 | 2.7 | 0 | 0 | 0 | 0 | 0 | 0 | 0 | 0 | 0 | 0 | 0 | 0 | 1 | 0 | 0 | 0 | 0 | 0 | 0 | 0 | 0 | 0 | 0 | 0 | 0 | 0 | 4400.8104
2025-04-24 | 4526.615 | 0 | 0.7 | 0 | 0 | 0 | 0 | 0 | 0 | 0 | 0 | 0 | 0 | 0 | 0 | 1 | 0 | 0 | 0 | 0 | 0 | 0 | 0 | 0 | 0 | 0 | 0 | 0 | 4349.8594
2025-04-24 | 4553.181 | 1.9 | 0 | 0 | 0 | 0 | 0 | 0 | 0 | 0 | 0 | 0 | 0 | 0 | 0 | 0 | 1 | 0 | 0 | 0 | 0 | 0 | 0 | 0 | 0 | 0 | 0 | 0 | 4349.7092
2025-04-24 | 4538.839 | 0 | 1.9 | 0 | 0 | 0 | 0 | 0 | 0 | 0 | 0 | 0 | 0 | 0 | 0 | 0 | 0 | 1 | 0 | 0 | 0 | 0 | 0 | 0 | 0 | 0 | 0 | 0 | 4493.2047
2025-04-24 | 4455.003 | 0 | 3.8 | 0 | 0 | 0 | 0 | 0 | 0 | 0 | 0 | 0 | 0 | 0 | 0 | 0 | 0 | 0 | 1 | 0 | 0 | 0 | 0 | 0 | 0 | 0 | 0 | 0 | 4717.2107
2025-04-24 | 4300.695 | 0 | 3.7 | 0 | 0 | 0 | 0 | 0 | 0 | 0 | 0 | 0 | 0 | 0 | 0 | 0 | 0 | 0 | 0 | 1 | 0 | 0 | 0 | 0 | 0 | 0 | 0 | 0 | 4572.1439
2025-04-24 | 3923.963 | 0 | 0.3 | 0 | 0 | 0 | 0 | 0 | 0 | 0 | 0 | 0 | 0 | 0 | 0 | 0 | 0 | 0 | 0 | 0 | 1 | 0 | 0 | 0 | 0 | 0 | 0 | 0 | 3782.5465
2025-04-24 | 3546.52 | 0 | 2.4 | 0 | 0 | 0 | 0 | 0 | 0 | 0 | 0 | 0 | 0 | 0 | 0 | 0 | 0 | 0 | 0 | 0 | 0 | 1 | 0 | 0 | 0 | 0 | 0 | 0 | 3787.8649
2025-04-24 | 3201.48 | 0.1 | 0 | 0 | 0 | 0 | 0 | 0 | 0 | 0 | 0 | 0 | 0 | 0 | 0 | 0 | 0 | 0 | 0 | 0 | 0 | 0 | 1 | 0 | 0 | 0 | 0 | 0 | 3256.1621
2025-04-24 | 3120.989 | 1.4 | 0 | 0 | 0 | 0 | 0 | 0 | 0 | 0 | 0 | 0 | 0 | 0 | 0 | 0 | 0 | 0 | 0 | 0 | 0 | 0 | 0 | 1 | 0 | 0 | 0 | 0 | 3185.4289
2025-04-24 | 2906.277 | 0.6 | 0 | 0 | 0 | 0 | 0 | 0 | 0 | 0 | 0 | 0 | 0 | 0 | 0 | 0 | 0 | 0 | 0 | 0 | 0 | 0 | 0 | 0 | 1 | 0 | 0 | 0 | 2947.6893
2025-04-24 | 2675.926 | 2.6 | 0 | 0 | 0 | 0 | 0 | 0 | 0 | 0 | 0 | 0 | 0 | 0 | 0 | 0 | 0 | 0 | 0 | 0 | 0 | 0 | 0 | 0 | 0 | 1 | 0 | 0 | 2815.5695
2025-04-24 | 2499.649 | 3.1 | 0 | 0 | 0 | 0 | 0 | 0 | 0 | 0 | 0 | 0 | 0 | 0 | 0 | 0 | 0 | 0 | 0 | 0 | 0 | 0 | 0 | 0 | 0 | 0 | 1 | 0 | 2632.8514
2025-04-24 | 2374.08 | 4.7 | 0 | 0 | 0 | 0 | 0 | 0 | 0 | 0 | 0 | 0 | 0 | 0 | 0 | 0 | 0 | 0 | 0 | 0 | 0 | 0 | 0 | 0 | 0 | 0 | 0 | 1 | 2608.0255
2025-04-25 | 2348.436 | 6.2 | 0 | 0 | 1 | 0 | 0 | 0 | 0 | 0 | 0 | 0 | 0 | 0 | 0 | 0 | 0 | 0 | 0 | 0 | 0 | 0 | 0 | 0 | 0 | 0 | 0 | 0 | 2631.7787
2025-04-25 | 2349.466 | 7.3 | 0 | 0 | 0 | 1 | 0 | 0 | 0 | 0 | 0 | 0 | 0 | 0 | 0 | 0 | 0 | 0 | 0 | 0 | 0 | 0 | 0 | 0 | 0 | 0 | 0 | 0 | 2668.7795
2025-04-25 | 2331.013 | 6.7 | 0 | 0 | 0 | 0 | 1 | 0 | 0 | 0 | 0 | 0 | 0 | 0 | 0 | 0 | 0 | 0 | 0 | 0 | 0 | 0 | 0 | 0 | 0 | 0 | 0 | 0 | 2616.4672
2025-04-25 | 2374.395 | 6.4 | 0 | 0 | 0 | 0 | 0 | 1 | 0 | 0 | 0 | 0 | 0 | 0 | 0 | 0 | 0 | 0 | 0 | 0 | 0 | 0 | 0 | 0 | 0 | 0 | 0 | 0 | 2628.4409
2025-04-25 | 2409.668 | 7.5 | 0 | 0 | 0 | 0 | 0 | 0 | 1 | 0 | 0 | 0 | 0 | 0 | 0 | 0 | 0 | 0 | 0 | 0 | 0 | 0 | 0 | 0 | 0 | 0 | 0 | 0 | 2747.6238
2025-04-25 | 2556.963 | 6.9 | 0 | 0 | 0 | 0 | 0 | 0 | 0 | 1 | 0 | 0 | 0 | 0 | 0 | 0 | 0 | 0 | 0 | 0 | 0 | 0 | 0 | 0 | 0 | 0 | 0 | 0 | 2813.9748
2025-04-25 | 3053.376 | 6.4 | 0 | 0 | 0 | 0 | 0 | 0 | 0 | 0 | 1 | 0 | 0 | 0 | 0 | 0 | 0 | 0 | 0 | 0 | 0 | 0 | 0 | 0 | 0 | 0 | 0 | 0 | 3122.2789
2025-04-25 | 3602.59 | 4.4 | 0 | 0 | 0 | 0 | 0 | 0 | 0 | 0 | 0 | 1 | 0 | 0 | 0 | 0 | 0 | 0 | 0 | 0 | 0 | 0 | 0 | 0 | 0 | 0 | 0 | 0 | 3492.241
2025-04-25 | 4047.505 | 3.8 | 0 | 0 | 0 | 0 | 0 | 0 | 0 | 0 | 0 | 0 | 1 | 0 | 0 | 0 | 0 | 0 | 0 | 0 | 0 | 0 | 0 | 0 | 0 | 0 | 0 | 0 | 4072.3968
2025-04-25 | 4413.996 | 3.6 | 0 | 0 | 0 | 0 | 0 | 0 | 0 | 0 | 0 | 0 | 0 | 1 | 0 | 0 | 0 | 0 | 0 | 0 | 0 | 0 | 0 | 0 | 0 | 0 | 0 | 0 | 4278.639
2025-04-25 | 4495.568 | 3.5 | 0 | 0 | 0 | 0 | 0 | 0 | 0 | 0 | 0 | 0 | 0 | 0 | 1 | 0 | 0 | 0 | 0 | 0 | 0 | 0 | 0 | 0 | 0 | 0 | 0 | 0 | 4453.5167
2025-04-25 | 4388.303 | 3.8 | 0 | 0 | 0 | 0 | 0 | 0 | 0 | 0 | 0 | 0 | 0 | 0 | 0 | 1 | 0 | 0 | 0 | 0 | 0 | 0 | 0 | 0 | 0 | 0 | 0 | 0 | 4498.1787
2025-04-25 | 4367.089 | 3.4 | 0 | 0 | 0 | 0 | 0 | 0 | 0 | 0 | 0 | 0 | 0 | 0 | 0 | 0 | 1 | 0 | 0 | 0 | 0 | 0 | 0 | 0 | 0 | 0 | 0 | 0 | 4448.5334
2025-04-25 | 4335.149 | 3.2 | 0 | 0 | 0 | 0 | 0 | 0 | 0 | 0 | 0 | 0 | 0 | 0 | 0 | 0 | 0 | 1 | 0 | 0 | 0 | 0 | 0 | 0 | 0 | 0 | 0 | 0 | 4427.0762
2025-04-25 | 4263.074 | 2.8 | 0 | 0 | 0 | 0 | 0 | 0 | 0 | 0 | 0 | 0 | 0 | 0 | 0 | 0 | 0 | 0 | 1 | 0 | 0 | 0 | 0 | 0 | 0 | 0 | 0 | 0 | 4347.7753
2025-04-25 | 4042.588 | 1.2 | 0 | 0 | 0 | 0 | 0 | 0 | 0 | 0 | 0 | 0 | 0 | 0 | 0 | 0 | 0 | 0 | 0 | 1 | 0 | 0 | 0 | 0 | 0 | 0 | 0 | 0 | 4111.8725
2025-04-25 | 3722.096 | 0 | 0 | 0 | 0 | 0 | 0 | 0 | 0 | 0 | 0 | 0 | 0 | 0 | 0 | 0 | 0 | 0 | 0 | 0 | 1 | 0 | 0 | 0 | 0 | 0 | 0 | 0 | 3738.817
2025-04-25 | 3373.91 | 1.2 | 0 | 0 | 0 | 0 | 0 | 0 | 0 | 0 | 0 | 0 | 0 | 0 | 0 | 0 | 0 | 0 | 0 | 0 | 0 | 1 | 0 | 0 | 0 | 0 | 0 | 0 | 3517.0881
2025-04-25 | 3202.255 | 3.7 | 0 | 0 | 0 | 0 | 0 | 0 | 0 | 0 | 0 | 0 | 0 | 0 | 0 | 0 | 0 | 0 | 0 | 0 | 0 | 0 | 1 | 0 | 0 | 0 | 0 | 0 | 3493.3404
2025-04-25 | 3180.336 | 3.9 | 0 | 0 | 0 | 0 | 0 | 0 | 0 | 0 | 0 | 0 | 0 | 0 | 0 | 0 | 0 | 0 | 0 | 0 | 0 | 0 | 0 | 1 | 0 | 0 | 0 | 0 | 3350.136
2025-04-25 | 2959.533 | 2.7 | 0 | 0 | 0 | 0 | 0 | 0 | 0 | 0 | 0 | 0 | 0 | 0 | 0 | 0 | 0 | 0 | 0 | 0 | 0 | 0 | 0 | 0 | 1 | 0 | 0 | 0 | 3086.0433
2025-04-25 | 2674.564 | 3.9 | 0 | 0 | 0 | 0 | 0 | 0 | 0 | 0 | 0 | 0 | 0 | 0 | 0 | 0 | 0 | 0 | 0 | 0 | 0 | 0 | 0 | 0 | 0 | 1 | 0 | 0 | 2901.2172
2025-04-25 | 2529.607 | 3.3 | 0 | 0 | 0 | 0 | 0 | 0 | 0 | 0 | 0 | 0 | 0 | 0 | 0 | 0 | 0 | 0 | 0 | 0 | 0 | 0 | 0 | 0 | 0 | 0 | 1 | 0 | 2646.0279
2025-04-25 | 2357.16 | 4 | 0 | 0 | 0 | 0 | 0 | 0 | 0 | 0 | 0 | 0 | 0 | 0 | 0 | 0 | 0 | 0 | 0 | 0 | 0 | 0 | 0 | 0 | 0 | 0 | 0 | 1 | 2561.9075
2025-04-26 | 2311.726 | 4.5 | 0 | 1 | 1 | 0 | 0 | 0 | 0 | 0 | 0 | 0 | 0 | 0 | 0 | 0 | 0 | 0 | 0 | 0 | 0 | 0 | 0 | 0 | 0 | 0 | 0 | 0 | 1947.247
2025-04-26 | 2279.219 | 4.4 | 0 | 1 | 0 | 1 | 0 | 0 | 0 | 0 | 0 | 0 | 0 | 0 | 0 | 0 | 0 | 0 | 0 | 0 | 0 | 0 | 0 | 0 | 0 | 0 | 0 | 0 | 1905.1884
2025-04-26 | 2278.876 | 4.8 | 0 | 1 | 0 | 0 | 1 | 0 | 0 | 0 | 0 | 0 | 0 | 0 | 0 | 0 | 0 | 0 | 0 | 0 | 0 | 0 | 0 | 0 | 0 | 0 | 0 | 0 | 1918.7589
2025-04-26 | 2331.253 | 5.6 | 0 | 1 | 0 | 0 | 0 | 1 | 0 | 0 | 0 | 0 | 0 | 0 | 0 | 0 | 0 | 0 | 0 | 0 | 0 | 0 | 0 | 0 | 0 | 0 | 0 | 0 | 2003.2037
2025-04-26 | 2333.385 | 5.8 | 0 | 1 | 0 | 0 | 0 | 0 | 1 | 0 | 0 | 0 | 0 | 0 | 0 | 0 | 0 | 0 | 0 | 0 | 0 | 0 | 0 | 0 | 0 | 0 | 0 | 0 | 2063.0921
2025-04-26 | 2389.438 | 5.8 | 0 | 1 | 0 | 0 | 0 | 0 | 0 | 1 | 0 | 0 | 0 | 0 | 0 | 0 | 0 | 0 | 0 | 0 | 0 | 0 | 0 | 0 | 0 | 0 | 0 | 0 | 2168.9728
2025-04-26 | 2603.932 | 4.7 | 0 | 1 | 0 | 0 | 0 | 0 | 0 | 0 | 1 | 0 | 0 | 0 | 0 | 0 | 0 | 0 | 0 | 0 | 0 | 0 | 0 | 0 | 0 | 0 | 0 | 0 | 2437.7472
2025-04-26 | 2935.008 | 7.2 | 0 | 1 | 0 | 0 | 0 | 0 | 0 | 0 | 0 | 1 | 0 | 0 | 0 | 0 | 0 | 0 | 0 | 0 | 0 | 0 | 0 | 0 | 0 | 0 | 0 | 0 | 3104.1821
2025-04-26 | 3278.62 | 8.6 | 0 | 1 | 0 | 0 | 0 | 0 | 0 | 0 | 0 | 0 | 1 | 0 | 0 | 0 | 0 | 0 | 0 | 0 | 0 | 0 | 0 | 0 | 0 | 0 | 0 | 0 | 3816.1036
2025-04-26 | 3591.876 | 8.1 | 0 | 1 | 0 | 0 | 0 | 0 | 0 | 0 | 0 | 0 | 0 | 1 | 0 | 0 | 0 | 0 | 0 | 0 | 0 | 0 | 0 | 0 | 0 | 0 | 0 | 0 | 4002.581
2025-04-26 | 3697.392 | 8.5 | 0 | 1 | 0 | 0 | 0 | 0 | 0 | 0 | 0 | 0 | 0 | 0 | 1 | 0 | 0 | 0 | 0 | 0 | 0 | 0 | 0 | 0 | 0 | 0 | 0 | 0 | 4210.4001
2025-04-26 | 3710.479 | 6.5 | 0 | 1 | 0 | 0 | 0 | 0 | 0 | 0 | 0 | 0 | 0 | 0 | 0 | 1 | 0 | 0 | 0 | 0 | 0 | 0 | 0 | 0 | 0 | 0 | 0 | 0 | 4103.5315
2025-04-26 | 3706.627 | 8 | 0 | 1 | 0 | 0 | 0 | 0 | 0 | 0 | 0 | 0 | 0 | 0 | 0 | 0 | 1 | 0 | 0 | 0 | 0 | 0 | 0 | 0 | 0 | 0 | 0 | 0 | 4179.0637
2025-04-26 | 3664.45 | 6.8 | 0 | 1 | 0 | 0 | 0 | 0 | 0 | 0 | 0 | 0 | 0 | 0 | 0 | 0 | 0 | 1 | 0 | 0 | 0 | 0 | 0 | 0 | 0 | 0 | 0 | 0 | 4091.7236
2025-04-26 | 3618.821 | 8.3 | 0 | 1 | 0 | 0 | 0 | 0 | 0 | 0 | 0 | 0 | 0 | 0 | 0 | 0 | 0 | 0 | 1 | 0 | 0 | 0 | 0 | 0 | 0 | 0 | 0 | 0 | 4137.6001
2025-04-26 | 3456.969 | 9 | 0 | 1 | 0 | 0 | 0 | 0 | 0 | 0 | 0 | 0 | 0 | 0 | 0 | 0 | 0 | 0 | 0 | 1 | 0 | 0 | 0 | 0 | 0 | 0 | 0 | 0 | 4053.2279
2025-04-26 | 3277.738 | 10.2 | 0 | 1 | 0 | 0 | 0 | 0 | 0 | 0 | 0 | 0 | 0 | 0 | 0 | 0 | 0 | 0 | 0 | 0 | 1 | 0 | 0 | 0 | 0 | 0 | 0 | 0 | 3838.2912
2025-04-26 | 3115.973 | 10.4 | 0 | 1 | 0 | 0 | 0 | 0 | 0 | 0 | 0 | 0 | 0 | 0 | 0 | 0 | 0 | 0 | 0 | 0 | 0 | 1 | 0 | 0 | 0 | 0 | 0 | 0 | 3550.6795
2025-04-26 | 3086.166 | 11.6 | 0 | 1 | 0 | 0 | 0 | 0 | 0 | 0 | 0 | 0 | 0 | 0 | 0 | 0 | 0 | 0 | 0 | 0 | 0 | 0 | 1 | 0 | 0 | 0 | 0 | 0 | 3441.2841
2025-04-26 | 3201.776 | 11.8 | 0 | 1 | 0 | 0 | 0 | 0 | 0 | 0 | 0 | 0 | 0 | 0 | 0 | 0 | 0 | 0 | 0 | 0 | 0 | 0 | 0 | 1 | 0 | 0 | 0 | 0 | 3298.0797
2025-04-26 | 3019.065 | 11.2 | 0 | 1 | 0 | 0 | 0 | 0 | 0 | 0 | 0 | 0 | 0 | 0 | 0 | 0 | 0 | 0 | 0 | 0 | 0 | 0 | 0 | 0 | 1 | 0 | 0 | 0 | 3073.5167
2025-04-26 | 2833.247 | 10.9 | 0 | 1 | 0 | 0 | 0 | 0 | 0 | 0 | 0 | 0 | 0 | 0 | 0 | 0 | 0 | 0 | 0 | 0 | 0 | 0 | 0 | 0 | 0 | 1 | 0 | 0 | 2789.8664
2025-04-26 | 2655.706 | 10.5 | 0 | 1 | 0 | 0 | 0 | 0 | 0 | 0 | 0 | 0 | 0 | 0 | 0 | 0 | 0 | 0 | 0 | 0 | 0 | 0 | 0 | 0 | 0 | 0 | 1 | 0 | 2547.8536
2025-04-26 | 2520.642 | 10.3 | 0 | 1 | 0 | 0 | 0 | 0 | 0 | 0 | 0 | 0 | 0 | 0 | 0 | 0 | 0 | 0 | 0 | 0 | 0 | 0 | 0 | 0 | 0 | 0 | 0 | 1 | 2404.4386
2025-04-27 | 2429.351 | 10.1 | 0 | 1 | 1 | 0 | 0 | 0 | 0 | 0 | 0 | 0 | 0 | 0 | 0 | 0 | 0 | 0 | 0 | 0 | 0 | 0 | 0 | 0 | 0 | 0 | 0 | 0 | 2316.191
2025-04-27 | 2426.073 | 10.2 | 0 | 1 | 0 | 1 | 0 | 0 | 0 | 0 | 0 | 0 | 0 | 0 | 0 | 0 | 0 | 0 | 0 | 0 | 0 | 0 | 0 | 0 | 0 | 0 | 0 | 0 | 2287.3089
2025-04-27 | 2409.845 | 11.5 | 0 | 1 | 0 | 0 | 1 | 0 | 0 | 0 | 0 | 0 | 0 | 0 | 0 | 0 | 0 | 0 | 0 | 0 | 0 | 0 | 0 | 0 | 0 | 0 | 0 | 0 | 2360.174
2025-04-27 | 2469.208 | 12.3 | 0 | 1 | 0 | 0 | 0 | 1 | 0 | 0 | 0 | 0 | 0 | 0 | 0 | 0 | 0 | 0 | 0 | 0 | 0 | 0 | 0 | 0 | 0 | 0 | 0 | 0 | 2444.6188
2025-04-27 | 2467.301 | 13.4 | 0 | 1 | 0 | 0 | 0 | 0 | 1 | 0 | 0 | 0 | 0 | 0 | 0 | 0 | 0 | 0 | 0 | 0 | 0 | 0 | 0 | 0 | 0 | 0 | 0 | 0 | 2563.8018
2025-04-27 | 2443.302 | 13.4 | 0 | 1 | 0 | 0 | 0 | 0 | 0 | 1 | 0 | 0 | 0 | 0 | 0 | 0 | 0 | 0 | 0 | 0 | 0 | 0 | 0 | 0 | 0 | 0 | 0 | 0 | 2669.6825
2025-04-27 | 2569.824 | 12 | 0 | 1 | 0 | 0 | 0 | 0 | 0 | 0 | 1 | 0 | 0 | 0 | 0 | 0 | 0 | 0 | 0 | 0 | 0 | 0 | 0 | 0 | 0 | 0 | 0 | 0 | 2918.6921
2025-04-27 | 2696.512 | 10.6 | 0 | 1 | 0 | 0 | 0 | 0 | 0 | 0 | 0 | 1 | 0 | 0 | 0 | 0 | 0 | 0 | 0 | 0 | 0 | 0 | 0 | 0 | 0 | 0 | 0 | 0 | 3328.1838
2025-04-27 | 2958.093 | 8 | 0 | 1 | 0 | 0 | 0 | 0 | 0 | 0 | 0 | 0 | 1 | 0 | 0 | 0 | 0 | 0 | 0 | 0 | 0 | 0 | 0 | 0 | 0 | 0 | 0 | 0 | 3776.5739
2025-04-27 | 3218.163 | 5.8 | 0 | 1 | 0 | 0 | 0 | 0 | 0 | 0 | 0 | 0 | 0 | 1 | 0 | 0 | 0 | 0 | 0 | 0 | 0 | 0 | 0 | 0 | 0 | 0 | 0 | 0 | 3851.0504
2025-04-27 | 3288.838 | 3.6 | 0 | 1 | 0 | 0 | 0 | 0 | 0 | 0 | 0 | 0 | 0 | 0 | 1 | 0 | 0 | 0 | 0 | 0 | 0 | 0 | 0 | 0 | 0 | 0 | 0 | 0 | 3887.5741
2025-04-27 | 3286.574 | 2 | 0 | 1 | 0 | 0 | 0 | 0 | 0 | 0 | 0 | 0 | 0 | 0 | 0 | 1 | 0 | 0 | 0 | 0 | 0 | 0 | 0 | 0 | 0 | 0 | 0 | 0 | 3807.0587
2025-04-27 | 3230.962 | 1.2 | 0 | 1 | 0 | 0 | 0 | 0 | 0 | 0 | 0 | 0 | 0 | 0 | 0 | 0 | 1 | 0 | 0 | 0 | 0 | 0 | 0 | 0 | 0 | 0 | 0 | 0 | 3731.0603
2025-04-27 | 3211.483 | 0 | 0.8 | 1 | 0 | 0 | 0 | 0 | 0 | 0 | 0 | 0 | 0 | 0 | 0 | 0 | 0 | 1 | 0 | 0 | 0 | 0 | 0 | 0 | 0 | 0 | 0 | 0 | 3760.3323
2025-04-27 | 3181.419 | 0 | 0.3 | 1 | 0 | 0 | 0 | 0 | 0 | 0 | 0 | 0 | 0 | 0 | 0 | 0 | 0 | 0 | 1 | 0 | 0 | 0 | 0 | 0 | 0 | 0 | 0 | 0 | 3634.502
2025-04-27 | 3156.97 | 0 | 0.8 | 1 | 0 | 0 | 0 | 0 | 0 | 0 | 0 | 0 | 0 | 0 | 0 | 0 | 0 | 0 | 0 | 1 | 0 | 0 | 0 | 0 | 0 | 0 | 0 | 0 | 3576.8943
2025-04-27 | 3038.885 | 0 | 1 | 1 | 0 | 0 | 0 | 0 | 0 | 0 | 0 | 0 | 0 | 0 | 0 | 0 | 0 | 0 | 0 | 0 | 1 | 0 | 0 | 0 | 0 | 0 | 0 | 0 | 3312.0512
2025-04-27 | 2900.917 | 0 | 0.3 | 1 | 0 | 0 | 0 | 0 | 0 | 0 | 0 | 0 | 0 | 0 | 0 | 0 | 0 | 0 | 0 | 0 | 0 | 1 | 0 | 0 | 0 | 0 | 0 | 0 | 2909.2274
2025-04-27 | 2798.795 | 0.8 | 0 | 1 | 0 | 0 | 0 | 0 | 0 | 0 | 0 | 0 | 0 | 0 | 0 | 0 | 0 | 0 | 0 | 0 | 0 | 0 | 1 | 0 | 0 | 0 | 0 | 0 | 2729.7493
2025-04-27 | 2843.32 | 3.4 | 0 | 1 | 0 | 0 | 0 | 0 | 0 | 0 | 0 | 0 | 0 | 0 | 0 | 0 | 0 | 0 | 0 | 0 | 0 | 0 | 0 | 1 | 0 | 0 | 0 | 0 | 2744.6637
2025-04-27 | 2754.267 | 5.4 | 0 | 1 | 0 | 0 | 0 | 0 | 0 | 0 | 0 | 0 | 0 | 0 | 0 | 0 | 0 | 0 | 0 | 0 | 0 | 0 | 0 | 0 | 1 | 0 | 0 | 0 | 2691.3962
2025-04-27 | 2576.276 | 6.7 | 0 | 1 | 0 | 0 | 0 | 0 | 0 | 0 | 0 | 0 | 0 | 0 | 0 | 0 | 0 | 0 | 0 | 0 | 0 | 0 | 0 | 0 | 0 | 1 | 0 | 0 | 2513.1584
2025-04-27 | 2421.457 | 7.2 | 0 | 1 | 0 | 0 | 0 | 0 | 0 | 0 | 0 | 0 | 0 | 0 | 0 | 0 | 0 | 0 | 0 | 0 | 0 | 0 | 0 | 0 | 0 | 0 | 1 | 0 | 2330.4402
2025-04-27 | 2340.956 | 9.6 | 0 | 1 | 0 | 0 | 0 | 0 | 0 | 0 | 0 | 0 | 0 | 0 | 0 | 0 | 0 | 0 | 0 | 0 | 0 | 0 | 0 | 0 | 0 | 0 | 0 | 1 | 2358.3206
2025-04-28 | 2301.846 | 10.6 | 0 | 0 | 1 | 0 | 0 | 0 | 0 | 0 | 0 | 0 | 0 | 0 | 0 | 0 | 0 | 0 | 0 | 0 | 0 | 0 | 0 | 0 | 0 | 0 | 0 | 0 | 2921.6633
2025-04-28 | 2277.855 | 11.9 | 0 | 0 | 0 | 1 | 0 | 0 | 0 | 0 | 0 | 0 | 0 | 0 | 0 | 0 | 0 | 0 | 0 | 0 | 0 | 0 | 0 | 0 | 0 | 0 | 0 | 0 | 2971.8406
2025-04-28 | 2311.759 | 12.8 | 0 | 0 | 0 | 0 | 1 | 0 | 0 | 0 | 0 | 0 | 0 | 0 | 0 | 0 | 0 | 0 | 0 | 0 | 0 | 0 | 0 | 0 | 0 | 0 | 0 | 0 | 3018.3526
2025-04-28 | 2374.447 | 12.2 | 0 | 0 | 0 | 0 | 0 | 1 | 0 | 0 | 0 | 0 | 0 | 0 | 0 | 0 | 0 | 0 | 0 | 0 | 0 | 0 | 0 | 0 | 0 | 0 | 0 | 0 | 3010.5614
2025-04-28 | 2492.991 | 12.4 | 0 | 0 | 0 | 0 | 0 | 0 | 1 | 0 | 0 | 0 | 0 | 0 | 0 | 0 | 0 | 0 | 0 | 0 | 0 | 0 | 0 | 0 | 0 | 0 | 0 | 0 | 3070.4498
2025-04-28 | 2565.85 | 12.7 | 0 | 0 | 0 | 0 | 0 | 0 | 0 | 1 | 0 | 0 | 0 | 0 | 0 | 0 | 0 | 0 | 0 | 0 | 0 | 0 | 0 | 0 | 0 | 0 | 0 | 0 | 3196.0954
2025-04-28 | 3165.706 | 11.5 | 0 | 0 | 0 | 0 | 0 | 0 | 0 | 0 | 1 | 0 | 0 | 0 | 0 | 0 | 0 | 0 | 0 | 0 | 0 | 0 | 0 | 0 | 0 | 0 | 0 | 0 | 3458.2815
2025-04-28 | 3679.441 | 7.6 | 0 | 0 | 0 | 0 | 0 | 0 | 0 | 0 | 0 | 1 | 0 | 0 | 0 | 0 | 0 | 0 | 0 | 0 | 0 | 0 | 0 | 0 | 0 | 0 | 0 | 0 | 3703.0661
2025-04-28 | 4067.085 | 3.9 | 0 | 0 | 0 | 0 | 0 | 0 | 0 | 0 | 0 | 0 | 1 | 0 | 0 | 0 | 0 | 0 | 0 | 0 | 0 | 0 | 0 | 0 | 0 | 0 | 0 | 0 | 4078.985
2025-04-28 | 4270.121 | 1.3 | 0 | 0 | 0 | 0 | 0 | 0 | 0 | 0 | 0 | 0 | 0 | 1 | 0 | 0 | 0 | 0 | 0 | 0 | 0 | 0 | 0 | 0 | 0 | 0 | 0 | 0 | 4127.1085
2025-04-28 | 4383.266 | 0 | 1.3 | 0 | 0 | 0 | 0 | 0 | 0 | 0 | 0 | 0 | 0 | 0 | 1 | 0 | 0 | 0 | 0 | 0 | 0 | 0 | 0 | 0 | 0 | 0 | 0 | 0 | 4412.4213
2025-04-28 | 4270.769 | 0 | 0.6 | 0 | 0 | 0 | 0 | 0 | 0 | 0 | 0 | 0 | 0 | 0 | 0 | 1 | 0 | 0 | 0 | 0 | 0 | 0 | 0 | 0 | 0 | 0 | 0 | 0 | 4335.2829
2025-04-28 | 4309.978 | 0 | 1.6 | 0 | 0 | 0 | 0 | 0 | 0 | 0 | 0 | 0 | 0 | 0 | 0 | 0 | 1 | 0 | 0 | 0 | 0 | 0 | 0 | 0 | 0 | 0 | 0 | 0 | 4457.7559
2025-04-28 | 4279.679 | 0 | 2 | 0 | 0 | 0 | 0 | 0 | 0 | 0 | 0 | 0 | 0 | 0 | 0 | 0 | 0 | 1 | 0 | 0 | 0 | 0 | 0 | 0 | 0 | 0 | 0 | 0 | 4507.7812
2025-04-28 | 4230.014 | 0 | 1.6 | 0 | 0 | 0 | 0 | 0 | 0 | 0 | 0 | 0 | 0 | 0 | 0 | 0 | 0 | 0 | 1 | 0 | 0 | 0 | 0 | 0 | 0 | 0 | 0 | 0 | 4396.5275
2025-04-28 | 4038.375 | 0 | 2.3 | 0 | 0 | 0 | 0 | 0 | 0 | 0 | 0 | 0 | 0 | 0 | 0 | 0 | 0 | 0 | 0 | 1 | 0 | 0 | 0 | 0 | 0 | 0 | 0 | 0 | 4368.0728
2025-04-28 | 3568.634 | 0 | 1.5 | 0 | 0 | 0 | 0 | 0 | 0 | 0 | 0 | 0 | 0 | 0 | 0 | 0 | 0 | 0 | 0 | 0 | 1 | 0 | 0 | 0 | 0 | 0 | 0 | 0 | 3957.4646
2025-04-28 | 3254.938 | 0 | 0.2 | 0 | 0 | 0 | 0 | 0 | 0 | 0 | 0 | 0 | 0 | 0 | 0 | 0 | 0 | 0 | 0 | 0 | 0 | 1 | 0 | 0 | 0 | 0 | 0 | 0 | 3467.1817
2025-04-28 | 3052.647 | 2.7 | 0 | 0 | 0 | 0 | 0 | 0 | 0 | 0 | 0 | 0 | 0 | 0 | 0 | 0 | 0 | 0 | 0 | 0 | 0 | 0 | 1 | 0 | 0 | 0 | 0 | 0 | 3427.4575
2025-04-28 | 2938.367 | 4.8 | 0 | 0 | 0 | 0 | 0 | 0 | 0 | 0 | 0 | 0 | 0 | 0 | 0 | 0 | 0 | 0 | 0 | 0 | 0 | 0 | 0 | 1 | 0 | 0 | 0 | 0 | 3409.4306
2025-04-28 | 2760.076 | 5.4 | 0 | 0 | 0 | 0 | 0 | 0 | 0 | 0 | 0 | 0 | 0 | 0 | 0 | 0 | 0 | 0 | 0 | 0 | 0 | 0 | 0 | 0 | 1 | 0 | 0 | 0 | 3263.927
2025-04-28 | 2548.47 | 5.4 | 0 | 0 | 0 | 0 | 0 | 0 | 0 | 0 | 0 | 0 | 0 | 0 | 0 | 0 | 0 | 0 | 0 | 0 | 0 | 0 | 0 | 0 | 0 | 1 | 0 | 0 | 3000.0415
2025-04-28 | 2434.647 | 6.3 | 0 | 0 | 0 | 0 | 0 | 0 | 0 | 0 | 0 | 0 | 0 | 0 | 0 | 0 | 0 | 0 | 0 | 0 | 0 | 0 | 0 | 0 | 0 | 0 | 1 | 0 | 2843.6765
2025-04-28 | 2327.22 | 7 | 0 | 0 | 0 | 0 | 0 | 0 | 0 | 0 | 0 | 0 | 0 | 0 | 0 | 0 | 0 | 0 | 0 | 0 | 0 | 0 | 0 | 0 | 0 | 0 | 0 | 1 | 2759.556
2025-04-29 | 2273.562 | 8.1 | 0 | 0 | 1 | 0 | 0 | 0 | 0 | 0 | 0 | 0 | 0 | 0 | 0 | 0 | 0 | 0 | 0 | 0 | 0 | 0 | 0 | 0 | 0 | 0 | 0 | 0 | 2756.9562
2025-04-29 | 2281.11 | 7.9 | 0 | 0 | 0 | 1 | 0 | 0 | 0 | 0 | 0 | 0 | 0 | 0 | 0 | 0 | 0 | 0 | 0 | 0 | 0 | 0 | 0 | 0 | 0 | 0 | 0 | 0 | 2708.3092
2025-04-29 | 2286.293 | 8.6 | 0 | 0 | 0 | 0 | 1 | 0 | 0 | 0 | 0 | 0 | 0 | 0 | 0 | 0 | 0 | 0 | 0 | 0 | 0 | 0 | 0 | 0 | 0 | 0 | 0 | 0 | 2741.6446
2025-04-29 | 2325.089 | 8.6 | 0 | 0 | 0 | 0 | 0 | 1 | 0 | 0 | 0 | 0 | 0 | 0 | 0 | 0 | 0 | 0 | 0 | 0 | 0 | 0 | 0 | 0 | 0 | 0 | 0 | 0 | 2773.3831
2025-04-29 | 2398.453 | 9.1 | 0 | 0 | 0 | 0 | 0 | 0 | 1 | 0 | 0 | 0 | 0 | 0 | 0 | 0 | 0 | 0 | 0 | 0 | 0 | 0 | 0 | 0 | 0 | 0 | 0 | 0 | 2853.0363
2025-04-29 | 2503.451 | 8.8 | 0 | 0 | 0 | 0 | 0 | 0 | 0 | 1 | 0 | 0 | 0 | 0 | 0 | 0 | 0 | 0 | 0 | 0 | 0 | 0 | 0 | 0 | 0 | 0 | 0 | 0 | 2939.1522
2025-04-29 | 3028.889 | 1.8 | 0 | 0 | 0 | 0 | 0 | 0 | 0 | 0 | 1 | 0 | 0 | 0 | 0 | 0 | 0 | 0 | 0 | 0 | 0 | 0 | 0 | 0 | 0 | 0 | 0 | 0 | 2819.2178
2025-04-29 | 3587.827 | 0.4 | 0 | 0 | 0 | 0 | 0 | 0 | 0 | 0 | 0 | 1 | 0 | 0 | 0 | 0 | 0 | 0 | 0 | 0 | 0 | 0 | 0 | 0 | 0 | 0 | 0 | 0 | 3228.7096
2025-04-29 | 3998.215 | 0 | 1.7 | 0 | 0 | 0 | 0 | 0 | 0 | 0 | 0 | 0 | 1 | 0 | 0 | 0 | 0 | 0 | 0 | 0 | 0 | 0 | 0 | 0 | 0 | 0 | 0 | 0 | 4069.8426
2025-04-29 | 4301.785 | 0 | 3 | 0 | 0 | 0 | 0 | 0 | 0 | 0 | 0 | 0 | 0 | 1 | 0 | 0 | 0 | 0 | 0 | 0 | 0 | 0 | 0 | 0 | 0 | 0 | 0 | 0 | 4478.756
2025-04-29 | 4412.846 | 0 | 6.5 | 0 | 0 | 0 | 0 | 0 | 0 | 0 | 0 | 0 | 0 | 0 | 1 | 0 | 0 | 0 | 0 | 0 | 0 | 0 | 0 | 0 | 0 | 0 | 0 | 0 | 5170.3998
2025-04-29 | 4366.728 | 0 | 6.4 | 0 | 0 | 0 | 0 | 0 | 0 | 0 | 0 | 0 | 0 | 0 | 0 | 1 | 0 | 0 | 0 | 0 | 0 | 0 | 0 | 0 | 0 | 0 | 0 | 0 | 5180.7204
2025-04-29 | 4407.741 | 0 | 7.4 | 0 | 0 | 0 | 0 | 0 | 0 | 0 | 0 | 0 | 0 | 0 | 0 | 0 | 1 | 0 | 0 | 0 | 0 | 0 | 0 | 0 | 0 | 0 | 0 | 0 | 5303.1934
2025-04-29 | 4395.485 | 0 | 8.3 | 0 | 0 | 0 | 0 | 0 | 0 | 0 | 0 | 0 | 0 | 0 | 0 | 0 | 0 | 1 | 0 | 0 | 0 | 0 | 0 | 0 | 0 | 0 | 0 | 0 | 5426.1013
2025-04-29 | 4325.497 | 0 | 8.3 | 0 | 0 | 0 | 0 | 0 | 0 | 0 | 0 | 0 | 0 | 0 | 0 | 0 | 0 | 0 | 1 | 0 | 0 | 0 | 0 | 0 | 0 | 0 | 0 | 0 | 5373.1536
2025-04-29 | 4181.369 | 0 | 8.3 | 0 | 0 | 0 | 0 | 0 | 0 | 0 | 0 | 0 | 0 | 0 | 0 | 0 | 0 | 0 | 0 | 1 | 0 | 0 | 0 | 0 | 0 | 0 | 0 | 0 | 5242.6633
2025-04-29 | 3745.011 | 0 | 8.2 | 0 | 0 | 0 | 0 | 0 | 0 | 0 | 0 | 0 | 0 | 0 | 0 | 0 | 0 | 0 | 0 | 0 | 1 | 0 | 0 | 0 | 0 | 0 | 0 | 0 | 4934.0908
2025-04-29 | 3426.716 | 0.7 | 0 | 0 | 0 | 0 | 0 | 0 | 0 | 0 | 0 | 0 | 0 | 0 | 0 | 0 | 0 | 0 | 0 | 0 | 0 | 1 | 0 | 0 | 0 | 0 | 0 | 0 | 3484.1467
2025-04-29 | 3162.112 | 0 | 2.4 | 0 | 0 | 0 | 0 | 0 | 0 | 0 | 0 | 0 | 0 | 0 | 0 | 0 | 0 | 0 | 0 | 0 | 0 | 0 | 1 | 0 | 0 | 0 | 0 | 0 | 3599.4101
2025-04-29 | 3015.337 | 3.9 | 0 | 0 | 0 | 0 | 0 | 0 | 0 | 0 | 0 | 0 | 0 | 0 | 0 | 0 | 0 | 0 | 0 | 0 | 0 | 0 | 0 | 1 | 0 | 0 | 0 | 0 | 3350.136
2025-04-29 | 2831.024 | 6.9 | 0 | 0 | 0 | 0 | 0 | 0 | 0 | 0 | 0 | 0 | 0 | 0 | 0 | 0 | 0 | 0 | 0 | 0 | 0 | 0 | 0 | 0 | 1 | 0 | 0 | 0 | 3362.7513
2025-04-29 | 2578.193 | 10 | 0 | 0 | 0 | 0 | 0 | 0 | 0 | 0 | 0 | 0 | 0 | 0 | 0 | 0 | 0 | 0 | 0 | 0 | 0 | 0 | 0 | 0 | 0 | 1 | 0 | 0 | 3303.1026
2025-04-29 | 2454.205 | 11.8 | 0 | 0 | 0 | 0 | 0 | 0 | 0 | 0 | 0 | 0 | 0 | 0 | 0 | 0 | 0 | 0 | 0 | 0 | 0 | 0 | 0 | 0 | 0 | 0 | 1 | 0 | 3206.0322
2025-04-29 | 2357.502 | 12.6 | 0 | 0 | 0 | 0 | 0 | 0 | 0 | 0 | 0 | 0 | 0 | 0 | 0 | 0 | 0 | 0 | 0 | 0 | 0 | 0 | 0 | 0 | 0 | 0 | 0 | 1 | 3128.5
2025-04-30 | 2318.754 | 12.7 | 0 | 0 | 1 | 0 | 0 | 0 | 0 | 0 | 0 | 0 | 0 | 0 | 0 | 0 | 0 | 0 | 0 | 0 | 0 | 0 | 0 | 0 | 0 | 0 | 0 | 0 | 3060.0173
2025-04-30 | 2304.131 | 13.2 | 0 | 0 | 0 | 1 | 0 | 0 | 0 | 0 | 0 | 0 | 0 | 0 | 0 | 0 | 0 | 0 | 0 | 0 | 0 | 0 | 0 | 0 | 0 | 0 | 0 | 0 | 3057.4883
2025-04-30 | 2305.308 | 14.5 | 0 | 0 | 0 | 0 | 1 | 0 | 0 | 0 | 0 | 0 | 0 | 0 | 0 | 0 | 0 | 0 | 0 | 0 | 0 | 0 | 0 | 0 | 0 | 0 | 0 | 0 | 3130.3534
2025-04-30 | 2387.535 | 15.4 | 0 | 0 | 0 | 0 | 0 | 1 | 0 | 0 | 0 | 0 | 0 | 0 | 0 | 0 | 0 | 0 | 0 | 0 | 0 | 0 | 0 | 0 | 0 | 0 | 0 | 0 | 3221.3865
2025-04-30 | 2501.141 | 15.9 | 0 | 0 | 0 | 0 | 0 | 0 | 1 | 0 | 0 | 0 | 0 | 0 | 0 | 0 | 0 | 0 | 0 | 0 | 0 | 0 | 0 | 0 | 0 | 0 | 0 | 0 | 3301.0397
2025-04-30 | 2640.588 | 15.6 | 0 | 0 | 0 | 0 | 0 | 0 | 0 | 1 | 0 | 0 | 0 | 0 | 0 | 0 | 0 | 0 | 0 | 0 | 0 | 0 | 0 | 0 | 0 | 0 | 0 | 0 | 3387.1556
2025-04-30 | 3189.766 | 15.7 | 0 | 0 | 0 | 0 | 0 | 0 | 0 | 0 | 1 | 0 | 0 | 0 | 0 | 0 | 0 | 0 | 0 | 0 | 0 | 0 | 0 | 0 | 0 | 0 | 0 | 0 | 3734.9895
2025-04-30 | 3782.535 | 15.3 | 0 | 0 | 0 | 0 | 0 | 0 | 0 | 0 | 0 | 1 | 0 | 0 | 0 | 0 | 0 | 0 | 0 | 0 | 0 | 0 | 0 | 0 | 0 | 0 | 0 | 0 | 4210.3641
2025-04-30 | 4136.42 | 14.9 | 0 | 0 | 0 | 0 | 0 | 0 | 0 | 0 | 0 | 0 | 1 | 0 | 0 | 0 | 0 | 0 | 0 | 0 | 0 | 0 | 0 | 0 | 0 | 0 | 0 | 0 | 4803.6964
2025-04-30 | 4439.559 | 13.2 | 0 | 0 | 0 | 0 | 0 | 0 | 0 | 0 | 0 | 0 | 0 | 1 | 0 | 0 | 0 | 0 | 0 | 0 | 0 | 0 | 0 | 0 | 0 | 0 | 0 | 0 | 4911.1144
2025-04-30 | 4542.926 | 12.2 | 0 | 0 | 0 | 0 | 0 | 0 | 0 | 0 | 0 | 0 | 0 | 0 | 1 | 0 | 0 | 0 | 0 | 0 | 0 | 0 | 0 | 0 | 0 | 0 | 0 | 0 | 5026.6975
2025-04-30 | 4502.055 | 10.4 | 0 | 0 | 0 | 0 | 0 | 0 | 0 | 0 | 0 | 0 | 0 | 0 | 0 | 1 | 0 | 0 | 0 | 0 | 0 | 0 | 0 | 0 | 0 | 0 | 0 | 0 | 4933.0055
2025-04-30 | 4468.448 | 9.3 | 0 | 0 | 0 | 0 | 0 | 0 | 0 | 0 | 0 | 0 | 0 | 0 | 0 | 0 | 1 | 0 | 0 | 0 | 0 | 0 | 0 | 0 | 0 | 0 | 0 | 0 | 4837.2423
2025-04-30 | 4430.963 | 7.9 | 0 | 0 | 0 | 0 | 0 | 0 | 0 | 0 | 0 | 0 | 0 | 0 | 0 | 0 | 0 | 1 | 0 | 0 | 0 | 0 | 0 | 0 | 0 | 0 | 0 | 0 | 4736.7256
2025-04-30 | 4346.273 | 7.8 | 0 | 0 | 0 | 0 | 0 | 0 | 0 | 0 | 0 | 0 | 0 | 0 | 0 | 0 | 0 | 0 | 1 | 0 | 0 | 0 | 0 | 0 | 0 | 0 | 0 | 0 | 4677.1895
2025-04-30 | 4108.331 | 6 | 0 | 0 | 0 | 0 | 0 | 0 | 0 | 0 | 0 | 0 | 0 | 0 | 0 | 0 | 0 | 0 | 0 | 1 | 0 | 0 | 0 | 0 | 0 | 0 | 0 | 0 | 4428.1102
2025-04-30 | 3756.032 | 5.8 | 0 | 0 | 0 | 0 | 0 | 0 | 0 | 0 | 0 | 0 | 0 | 0 | 0 | 0 | 0 | 0 | 0 | 0 | 1 | 0 | 0 | 0 | 0 | 0 | 0 | 0 | 4120.9375
2025-04-30 | 3385.465 | 7.3 | 0 | 0 | 0 | 0 | 0 | 0 | 0 | 0 | 0 | 0 | 0 | 0 | 0 | 0 | 0 | 0 | 0 | 0 | 0 | 1 | 0 | 0 | 0 | 0 | 0 | 0 | 3918.9735
2025-04-30 | 3189.727 | 8 | 0 | 0 | 0 | 0 | 0 | 0 | 0 | 0 | 0 | 0 | 0 | 0 | 0 | 0 | 0 | 0 | 0 | 0 | 0 | 0 | 1 | 0 | 0 | 0 | 0 | 0 | 3776.6367
2025-04-30 | 3132.252 | 9 | 0 | 0 | 0 | 0 | 0 | 0 | 0 | 0 | 0 | 0 | 0 | 0 | 0 | 0 | 0 | 0 | 0 | 0 | 0 | 0 | 0 | 1 | 0 | 0 | 0 | 0 | 3686.1386
2025-04-30 | 2921.439 | 10 | 0 | 0 | 0 | 0 | 0 | 0 | 0 | 0 | 0 | 0 | 0 | 0 | 0 | 0 | 0 | 0 | 0 | 0 | 0 | 0 | 0 | 0 | 1 | 0 | 0 | 0 | 3566.9881
2025-04-30 | 2686.468 | 9.9 | 0 | 0 | 0 | 0 | 0 | 0 | 0 | 0 | 0 | 0 | 0 | 0 | 0 | 0 | 0 | 0 | 0 | 0 | 0 | 0 | 0 | 0 | 0 | 1 | 0 | 0 | 3296.5144
2025-04-30 | 2493.668 | 10.3 | 0 | 0 | 0 | 0 | 0 | 0 | 0 | 0 | 0 | 0 | 0 | 0 | 0 | 0 | 0 | 0 | 0 | 0 | 0 | 0 | 0 | 0 | 0 | 0 | 1 | 0 | 3107.2079
2025-04-30 | 2425.763 | 10.2 | 0 | 0 | 0 | 0 | 0 | 0 | 0 | 0 | 0 | 0 | 0 | 0 | 0 | 0 | 0 | 0 | 0 | 0 | 0 | 0 | 0 | 0 | 0 | 0 | 0 | 1 | 2970.3812
2025-05-01 | 2408.936 | 9.9 | 0 | 0 | 1 | 0 | 0 | 0 | 0 | 0 | 0 | 0 | 0 | 0 | 0 | 0 | 0 | 0 | 0 | 0 | 0 | 0 | 0 | 0 | 0 | 0 | 0 | 0 | 2875.5453
2025-05-01 | 2389.336 | 10.2 | 0 | 0 | 0 | 1 | 0 | 0 | 0 | 0 | 0 | 0 | 0 | 0 | 0 | 0 | 0 | 0 | 0 | 0 | 0 | 0 | 0 | 0 | 0 | 0 | 0 | 0 | 2859.8398
2025-05-01 | 2416.992 | 10.6 | 0 | 0 | 0 | 0 | 1 | 0 | 0 | 0 | 0 | 0 | 0 | 0 | 0 | 0 | 0 | 0 | 0 | 0 | 0 | 0 | 0 | 0 | 0 | 0 | 0 | 0 | 2873.4103
2025-05-01 | 2459.275 | 11.3 | 0 | 0 | 0 | 0 | 0 | 1 | 0 | 0 | 0 | 0 | 0 | 0 | 0 | 0 | 0 | 0 | 0 | 0 | 0 | 0 | 0 | 0 | 0 | 0 | 0 | 0 | 2951.2668
2025-05-01 | 2532.707 | 12 | 0 | 0 | 0 | 0 | 0 | 0 | 1 | 0 | 0 | 0 | 0 | 0 | 0 | 0 | 0 | 0 | 0 | 0 | 0 | 0 | 0 | 0 | 0 | 0 | 0 | 0 | 3044.0966
2025-05-01 | 2637.024 | 11.5 | 0 | 0 | 0 | 0 | 0 | 0 | 0 | 1 | 0 | 0 | 0 | 0 | 0 | 0 | 0 | 0 | 0 | 0 | 0 | 0 | 0 | 0 | 0 | 0 | 0 | 0 | 3117.0359
2025-05-01 | 3171.031 | 11.5 | 0 | 0 | 0 | 0 | 0 | 0 | 0 | 0 | 1 | 0 | 0 | 0 | 0 | 0 | 0 | 0 | 0 | 0 | 0 | 0 | 0 | 0 | 0 | 0 | 0 | 0 | 3458.2815
2025-05-01 | 3730.813 | 10.5 | 0 | 0 | 0 | 0 | 0 | 0 | 0 | 0 | 0 | 1 | 0 | 0 | 0 | 0 | 0 | 0 | 0 | 0 | 0 | 0 | 0 | 0 | 0 | 0 | 0 | 0 | 3894.1264
2025-05-01 | 4128.192 | 9.7 | 0 | 0 | 0 | 0 | 0 | 0 | 0 | 0 | 0 | 0 | 1 | 0 | 0 | 0 | 0 | 0 | 0 | 0 | 0 | 0 | 0 | 0 | 0 | 0 | 0 | 0 | 4461.1056
2025-05-01 | 4397.347 | 9.1 | 0 | 0 | 0 | 0 | 0 | 0 | 0 | 0 | 0 | 0 | 0 | 1 | 0 | 0 | 0 | 0 | 0 | 0 | 0 | 0 | 0 | 0 | 0 | 0 | 0 | 0 | 4640.9947
2025-05-01 | 4453.695 | 9.2 | 0 | 0 | 0 | 0 | 0 | 0 | 0 | 0 | 0 | 0 | 0 | 0 | 1 | 0 | 0 | 0 | 0 | 0 | 0 | 0 | 0 | 0 | 0 | 0 | 0 | 0 | 4829.049
2025-05-01 | 4468.524 | 9.4 | 0 | 0 | 0 | 0 | 0 | 0 | 0 | 0 | 0 | 0 | 0 | 0 | 0 | 1 | 0 | 0 | 0 | 0 | 0 | 0 | 0 | 0 | 0 | 0 | 0 | 0 | 4867.1226
2025-05-01 | 4490.829 | 8.9 | 0 | 0 | 0 | 0 | 0 | 0 | 0 | 0 | 0 | 0 | 0 | 0 | 0 | 0 | 1 | 0 | 0 | 0 | 0 | 0 | 0 | 0 | 0 | 0 | 0 | 0 | 4810.8891
2025-05-01 | 4488.723 | 8.9 | 0 | 0 | 0 | 0 | 0 | 0 | 0 | 0 | 0 | 0 | 0 | 0 | 0 | 0 | 0 | 1 | 0 | 0 | 0 | 0 | 0 | 0 | 0 | 0 | 0 | 0 | 4802.6084
2025-05-01 | 4368.29 | 8.8 | 0 | 0 | 0 | 0 | 0 | 0 | 0 | 0 | 0 | 0 | 0 | 0 | 0 | 0 | 0 | 0 | 1 | 0 | 0 | 0 | 0 | 0 | 0 | 0 | 0 | 0 | 4743.0724
2025-05-01 | 4176.146 | 8.8 | 0 | 0 | 0 | 0 | 0 | 0 | 0 | 0 | 0 | 0 | 0 | 0 | 0 | 0 | 0 | 0 | 0 | 1 | 0 | 0 | 0 | 0 | 0 | 0 | 0 | 0 | 4612.5822
2025-05-01 | 3802.272 | 8.8 | 0 | 0 | 0 | 0 | 0 | 0 | 0 | 0 | 0 | 0 | 0 | 0 | 0 | 0 | 0 | 0 | 0 | 0 | 1 | 0 | 0 | 0 | 0 | 0 | 0 | 0 | 4318.5861
2025-05-01 | 3523.505 | 8.8 | 0 | 0 | 0 | 0 | 0 | 0 | 0 | 0 | 0 | 0 | 0 | 0 | 0 | 0 | 0 | 0 | 0 | 0 | 0 | 1 | 0 | 0 | 0 | 0 | 0 | 0 | 4017.7978
2025-05-01 | 3308.621 | 9 | 0 | 0 | 0 | 0 | 0 | 0 | 0 | 0 | 0 | 0 | 0 | 0 | 0 | 0 | 0 | 0 | 0 | 0 | 0 | 0 | 1 | 0 | 0 | 0 | 0 | 0 | 3842.5195
2025-05-01 | 3206.079 | 7.8 | 0 | 0 | 0 | 0 | 0 | 0 | 0 | 0 | 0 | 0 | 0 | 0 | 0 | 0 | 0 | 0 | 0 | 0 | 0 | 0 | 0 | 1 | 0 | 0 | 0 | 0 | 3607.0791
2025-05-01 | 2926.094 | 9.2 | 0 | 0 | 0 | 0 | 0 | 0 | 0 | 0 | 0 | 0 | 0 | 0 | 0 | 0 | 0 | 0 | 0 | 0 | 0 | 0 | 0 | 0 | 1 | 0 | 0 | 0 | 3514.2819
2025-05-01 | 2714.629 | 10.3 | 0 | 0 | 0 | 0 | 0 | 0 | 0 | 0 | 0 | 0 | 0 | 0 | 0 | 0 | 0 | 0 | 0 | 0 | 0 | 0 | 0 | 0 | 0 | 1 | 0 | 0 | 3322.8675
2025-05-01 | 2505.024 | 10 | 0 | 0 | 0 | 0 | 0 | 0 | 0 | 0 | 0 | 0 | 0 | 0 | 0 | 0 | 0 | 0 | 0 | 0 | 0 | 0 | 0 | 0 | 0 | 0 | 1 | 0 | 3087.443
2025-05-01 | 2389.054 | 10.1 | 0 | 0 | 0 | 0 | 0 | 0 | 0 | 0 | 0 | 0 | 0 | 0 | 0 | 0 | 0 | 0 | 0 | 0 | 0 | 0 | 0 | 0 | 0 | 0 | 0 | 1 | 2963.7929
2025-05-02 | 2350.169 | 10.1 | 0 | 0 | 1 | 0 | 0 | 0 | 0 | 0 | 0 | 0 | 0 | 0 | 0 | 0 | 0 | 0 | 0 | 0 | 0 | 0 | 0 | 0 | 0 | 0 | 0 | 0 | 2888.7219
2025-05-02 | 2355.919 | 9.9 | 0 | 0 | 0 | 1 | 0 | 0 | 0 | 0 | 0 | 0 | 0 | 0 | 0 | 0 | 0 | 0 | 0 | 0 | 0 | 0 | 0 | 0 | 0 | 0 | 0 | 0 | 2840.0749
2025-05-02 | 2313.018 | 9.8 | 0 | 0 | 0 | 0 | 1 | 0 | 0 | 0 | 0 | 0 | 0 | 0 | 0 | 0 | 0 | 0 | 0 | 0 | 0 | 0 | 0 | 0 | 0 | 0 | 0 | 0 | 2820.704
2025-05-02 | 2384.823 | 9.8 | 0 | 0 | 0 | 0 | 0 | 1 | 0 | 0 | 0 | 0 | 0 | 0 | 0 | 0 | 0 | 0 | 0 | 0 | 0 | 0 | 0 | 0 | 0 | 0 | 0 | 0 | 2852.4426
2025-05-02 | 2460.975 | 10.5 | 0 | 0 | 0 | 0 | 0 | 0 | 1 | 0 | 0 | 0 | 0 | 0 | 0 | 0 | 0 | 0 | 0 | 0 | 0 | 0 | 0 | 0 | 0 | 0 | 0 | 0 | 2945.2723
2025-05-02 | 2577.665 | 8.1 | 0 | 0 | 0 | 0 | 0 | 0 | 0 | 1 | 0 | 0 | 0 | 0 | 0 | 0 | 0 | 0 | 0 | 0 | 0 | 0 | 0 | 0 | 0 | 0 | 0 | 0 | 2893.0343
2025-05-02 | 3099.603 | 6.2 | 0 | 0 | 0 | 0 | 0 | 0 | 0 | 0 | 1 | 0 | 0 | 0 | 0 | 0 | 0 | 0 | 0 | 0 | 0 | 0 | 0 | 0 | 0 | 0 | 0 | 0 | 3109.1024
2025-05-02 | 3692.096 | 3.2 | 0 | 0 | 0 | 0 | 0 | 0 | 0 | 0 | 0 | 1 | 0 | 0 | 0 | 0 | 0 | 0 | 0 | 0 | 0 | 0 | 0 | 0 | 0 | 0 | 0 | 0 | 3413.1816
2025-05-02 | 4069.535 | 2.8 | 0 | 0 | 0 | 0 | 0 | 0 | 0 | 0 | 0 | 0 | 1 | 0 | 0 | 0 | 0 | 0 | 0 | 0 | 0 | 0 | 0 | 0 | 0 | 0 | 0 | 0 | 4006.5139
2025-05-02 | 4323.551 | 2 | 0 | 0 | 0 | 0 | 0 | 0 | 0 | 0 | 0 | 0 | 0 | 1 | 0 | 0 | 0 | 0 | 0 | 0 | 0 | 0 | 0 | 0 | 0 | 0 | 0 | 0 | 4173.2264
2025-05-02 | 4515.595 | 1.2 | 0 | 0 | 0 | 0 | 0 | 0 | 0 | 0 | 0 | 0 | 0 | 0 | 1 | 0 | 0 | 0 | 0 | 0 | 0 | 0 | 0 | 0 | 0 | 0 | 0 | 0 | 4301.9861
2025-05-02 | 4431.901 | 0.9 | 0 | 0 | 0 | 0 | 0 | 0 | 0 | 0 | 0 | 0 | 0 | 0 | 0 | 1 | 0 | 0 | 0 | 0 | 0 | 0 | 0 | 0 | 0 | 0 | 0 | 0 | 4307.1184
2025-05-02 | 4450.09 | 0.4 | 0 | 0 | 0 | 0 | 0 | 0 | 0 | 0 | 0 | 0 | 0 | 0 | 0 | 0 | 1 | 0 | 0 | 0 | 0 | 0 | 0 | 0 | 0 | 0 | 0 | 0 | 4250.8849
2025-05-02 | 4383.357 | 0 | 0.5 | 0 | 0 | 0 | 0 | 0 | 0 | 0 | 0 | 0 | 0 | 0 | 0 | 0 | 0 | 1 | 0 | 0 | 0 | 0 | 0 | 0 | 0 | 0 | 0 | 0 | 4289.1336
2025-05-02 | 4287.263 | 0 | 1.1 | 0 | 0 | 0 | 0 | 0 | 0 | 0 | 0 | 0 | 0 | 0 | 0 | 0 | 0 | 0 | 1 | 0 | 0 | 0 | 0 | 0 | 0 | 0 | 0 | 0 | 4323.6449
2025-05-02 | 4036.796 | 0 | 2.2 | 0 | 0 | 0 | 0 | 0 | 0 | 0 | 0 | 0 | 0 | 0 | 0 | 0 | 0 | 0 | 0 | 1 | 0 | 0 | 0 | 0 | 0 | 0 | 0 | 0 | 4353.4963
2025-05-02 | 3788.643 | 0 | 1.8 | 0 | 0 | 0 | 0 | 0 | 0 | 0 | 0 | 0 | 0 | 0 | 0 | 0 | 0 | 0 | 0 | 0 | 1 | 0 | 0 | 0 | 0 | 0 | 0 | 0 | 4001.1942
2025-05-02 | 3391.915 | 0 | 0.6 | 0 | 0 | 0 | 0 | 0 | 0 | 0 | 0 | 0 | 0 | 0 | 0 | 0 | 0 | 0 | 0 | 0 | 0 | 1 | 0 | 0 | 0 | 0 | 0 | 0 | 3525.4877
2025-05-02 | 3137.176 | 0.9 | 0 | 0 | 0 | 0 | 0 | 0 | 0 | 0 | 0 | 0 | 0 | 0 | 0 | 0 | 0 | 0 | 0 | 0 | 0 | 0 | 1 | 0 | 0 | 0 | 0 | 0 | 3308.8684
2025-05-02 | 3076.738 | 3.6 | 0 | 0 | 0 | 0 | 0 | 0 | 0 | 0 | 0 | 0 | 0 | 0 | 0 | 0 | 0 | 0 | 0 | 0 | 0 | 0 | 0 | 1 | 0 | 0 | 0 | 0 | 3330.3712
2025-05-02 | 2855.804 | 6.1 | 0 | 0 | 0 | 0 | 0 | 0 | 0 | 0 | 0 | 0 | 0 | 0 | 0 | 0 | 0 | 0 | 0 | 0 | 0 | 0 | 0 | 0 | 1 | 0 | 0 | 0 | 3310.045
2025-05-02 | 2629.007 | 8.7 | 0 | 0 | 0 | 0 | 0 | 0 | 0 | 0 | 0 | 0 | 0 | 0 | 0 | 0 | 0 | 0 | 0 | 0 | 0 | 0 | 0 | 0 | 0 | 1 | 0 | 0 | 3217.4549
2025-05-02 | 2526.263 | 9.7 | 0 | 0 | 0 | 0 | 0 | 0 | 0 | 0 | 0 | 0 | 0 | 0 | 0 | 0 | 0 | 0 | 0 | 0 | 0 | 0 | 0 | 0 | 0 | 0 | 1 | 0 | 3067.6782
2025-05-02 | 2370.666 | 10 | 0 | 0 | 0 | 0 | 0 | 0 | 0 | 0 | 0 | 0 | 0 | 0 | 0 | 0 | 0 | 0 | 0 | 0 | 0 | 0 | 0 | 0 | 0 | 0 | 0 | 1 | 2957.2046
2025-05-03 | 2342.224 | 10 | 0 | 1 | 1 | 0 | 0 | 0 | 0 | 0 | 0 | 0 | 0 | 0 | 0 | 0 | 0 | 0 | 0 | 0 | 0 | 0 | 0 | 0 | 0 | 0 | 0 | 0 | 2309.6027
2025-05-03 | 2292.481 | 10.4 | 0 | 1 | 0 | 1 | 0 | 0 | 0 | 0 | 0 | 0 | 0 | 0 | 0 | 0 | 0 | 0 | 0 | 0 | 0 | 0 | 0 | 0 | 0 | 0 | 0 | 0 | 2300.4855
2025-05-03 | 2296.982 | 10.8 | 0 | 1 | 0 | 0 | 1 | 0 | 0 | 0 | 0 | 0 | 0 | 0 | 0 | 0 | 0 | 0 | 0 | 0 | 0 | 0 | 0 | 0 | 0 | 0 | 0 | 0 | 2314.056
2025-05-03 | 2369.142 | 11 | 0 | 1 | 0 | 0 | 0 | 1 | 0 | 0 | 0 | 0 | 0 | 0 | 0 | 0 | 0 | 0 | 0 | 0 | 0 | 0 | 0 | 0 | 0 | 0 | 0 | 0 | 2358.9711
2025-05-03 | 2395.534 | 11.6 | 0 | 1 | 0 | 0 | 0 | 0 | 1 | 0 | 0 | 0 | 0 | 0 | 0 | 0 | 0 | 0 | 0 | 0 | 0 | 0 | 0 | 0 | 0 | 0 | 0 | 0 | 2445.2126
2025-05-03 | 2397.973 | 11.7 | 0 | 1 | 0 | 0 | 0 | 0 | 0 | 1 | 0 | 0 | 0 | 0 | 0 | 0 | 0 | 0 | 0 | 0 | 0 | 0 | 0 | 0 | 0 | 0 | 0 | 0 | 2557.6817
2025-05-03 | 2607.317 | 11.9 | 0 | 1 | 0 | 0 | 0 | 0 | 0 | 0 | 1 | 0 | 0 | 0 | 0 | 0 | 0 | 0 | 0 | 0 | 0 | 0 | 0 | 0 | 0 | 0 | 0 | 0 | 2912.1038
2025-05-03 | 2865.878 | 11.5 | 0 | 1 | 0 | 0 | 0 | 0 | 0 | 0 | 0 | 1 | 0 | 0 | 0 | 0 | 0 | 0 | 0 | 0 | 0 | 0 | 0 | 0 | 0 | 0 | 0 | 0 | 3387.4784
2025-05-03 | 3249.362 | 10.6 | 0 | 1 | 0 | 0 | 0 | 0 | 0 | 0 | 0 | 0 | 1 | 0 | 0 | 0 | 0 | 0 | 0 | 0 | 0 | 0 | 0 | 0 | 0 | 0 | 0 | 0 | 3947.8693
2025-05-03 | 3506.703 | 9.8 | 0 | 1 | 0 | 0 | 0 | 0 | 0 | 0 | 0 | 0 | 0 | 1 | 0 | 0 | 0 | 0 | 0 | 0 | 0 | 0 | 0 | 0 | 0 | 0 | 0 | 0 | 4114.5818
2025-05-03 | 3674.94 | 9 | 0 | 1 | 0 | 0 | 0 | 0 | 0 | 0 | 0 | 0 | 0 | 0 | 1 | 0 | 0 | 0 | 0 | 0 | 0 | 0 | 0 | 0 | 0 | 0 | 0 | 0 | 4243.3415
2025-05-03 | 3683.59 | 8.6 | 0 | 1 | 0 | 0 | 0 | 0 | 0 | 0 | 0 | 0 | 0 | 0 | 0 | 1 | 0 | 0 | 0 | 0 | 0 | 0 | 0 | 0 | 0 | 0 | 0 | 0 | 4241.8855
2025-05-03 | 3609.503 | 7.7 | 0 | 1 | 0 | 0 | 0 | 0 | 0 | 0 | 0 | 0 | 0 | 0 | 0 | 0 | 1 | 0 | 0 | 0 | 0 | 0 | 0 | 0 | 0 | 0 | 0 | 0 | 4159.2989
2025-05-03 | 3478.851 | 8 | 0 | 1 | 0 | 0 | 0 | 0 | 0 | 0 | 0 | 0 | 0 | 0 | 0 | 0 | 0 | 1 | 0 | 0 | 0 | 0 | 0 | 0 | 0 | 0 | 0 | 0 | 4170.783
2025-05-03 | 3413.551 | 7.5 | 0 | 1 | 0 | 0 | 0 | 0 | 0 | 0 | 0 | 0 | 0 | 0 | 0 | 0 | 0 | 0 | 1 | 0 | 0 | 0 | 0 | 0 | 0 | 0 | 0 | 0 | 4084.8938
2025-05-03 | 3336.499 | 7.9 | 0 | 1 | 0 | 0 | 0 | 0 | 0 | 0 | 0 | 0 | 0 | 0 | 0 | 0 | 0 | 0 | 0 | 1 | 0 | 0 | 0 | 0 | 0 | 0 | 0 | 0 | 3980.7567
2025-05-03 | 3145.576 | 8.6 | 0 | 1 | 0 | 0 | 0 | 0 | 0 | 0 | 0 | 0 | 0 | 0 | 0 | 0 | 0 | 0 | 0 | 0 | 1 | 0 | 0 | 0 | 0 | 0 | 0 | 0 | 3732.8787
2025-05-03 | 3037.463 | 8.4 | 0 | 1 | 0 | 0 | 0 | 0 | 0 | 0 | 0 | 0 | 0 | 0 | 0 | 0 | 0 | 0 | 0 | 0 | 0 | 1 | 0 | 0 | 0 | 0 | 0 | 0 | 3418.9138
2025-05-03 | 2962.585 | 8.7 | 0 | 1 | 0 | 0 | 0 | 0 | 0 | 0 | 0 | 0 | 0 | 0 | 0 | 0 | 0 | 0 | 0 | 0 | 0 | 0 | 1 | 0 | 0 | 0 | 0 | 0 | 3250.2238
2025-05-03 | 3024.504 | 9.6 | 0 | 1 | 0 | 0 | 0 | 0 | 0 | 0 | 0 | 0 | 0 | 0 | 0 | 0 | 0 | 0 | 0 | 0 | 0 | 0 | 0 | 1 | 0 | 0 | 0 | 0 | 3153.1374
2025-05-03 | 2893.61 | 9.8 | 0 | 1 | 0 | 0 | 0 | 0 | 0 | 0 | 0 | 0 | 0 | 0 | 0 | 0 | 0 | 0 | 0 | 0 | 0 | 0 | 0 | 0 | 1 | 0 | 0 | 0 | 2981.2807
2025-05-03 | 2711.297 | 9.5 | 0 | 1 | 0 | 0 | 0 | 0 | 0 | 0 | 0 | 0 | 0 | 0 | 0 | 0 | 0 | 0 | 0 | 0 | 0 | 0 | 0 | 0 | 0 | 1 | 0 | 0 | 2697.6304
2025-05-03 | 2530.93 | 10.1 | 0 | 1 | 0 | 0 | 0 | 0 | 0 | 0 | 0 | 0 | 0 | 0 | 0 | 0 | 0 | 0 | 0 | 0 | 0 | 0 | 0 | 0 | 0 | 0 | 1 | 0 | 2521.5005
2025-05-03 | 2398.441 | 11.5 | 0 | 1 | 0 | 0 | 0 | 0 | 0 | 0 | 0 | 0 | 0 | 0 | 0 | 0 | 0 | 0 | 0 | 0 | 0 | 0 | 0 | 0 | 0 | 0 | 0 | 1 | 2483.498
2025-05-04 | 2310.703 | 12.6 | 0 | 1 | 1 | 0 | 0 | 0 | 0 | 0 | 0 | 0 | 0 | 0 | 0 | 0 | 0 | 0 | 0 | 0 | 0 | 0 | 0 | 0 | 0 | 0 | 0 | 0 | 2480.8981
2025-05-04 | 2323.369 | 12.9 | 0 | 1 | 0 | 1 | 0 | 0 | 0 | 0 | 0 | 0 | 0 | 0 | 0 | 0 | 0 | 0 | 0 | 0 | 0 | 0 | 0 | 0 | 0 | 0 | 0 | 0 | 2465.1926
2025-05-04 | 2286.532 | 13.1 | 0 | 1 | 0 | 0 | 1 | 0 | 0 | 0 | 0 | 0 | 0 | 0 | 0 | 0 | 0 | 0 | 0 | 0 | 0 | 0 | 0 | 0 | 0 | 0 | 0 | 0 | 2465.5866
2025-05-04 | 2330.315 | 12.5 | 0 | 1 | 0 | 0 | 0 | 1 | 0 | 0 | 0 | 0 | 0 | 0 | 0 | 0 | 0 | 0 | 0 | 0 | 0 | 0 | 0 | 0 | 0 | 0 | 0 | 0 | 2457.7954
2025-05-04 | 2319.496 | 12.6 | 0 | 1 | 0 | 0 | 0 | 0 | 1 | 0 | 0 | 0 | 0 | 0 | 0 | 0 | 0 | 0 | 0 | 0 | 0 | 0 | 0 | 0 | 0 | 0 | 0 | 0 | 2511.0955
2025-05-04 | 2295.521 | 12.3 | 0 | 1 | 0 | 0 | 0 | 0 | 0 | 1 | 0 | 0 | 0 | 0 | 0 | 0 | 0 | 0 | 0 | 0 | 0 | 0 | 0 | 0 | 0 | 0 | 0 | 0 | 2597.2114
2025-05-04 | 2428.558 | 11.7 | 0 | 1 | 0 | 0 | 0 | 0 | 0 | 0 | 1 | 0 | 0 | 0 | 0 | 0 | 0 | 0 | 0 | 0 | 0 | 0 | 0 | 0 | 0 | 0 | 0 | 0 | 2898.9272
2025-05-04 | 2619.031 | 10.9 | 0 | 1 | 0 | 0 | 0 | 0 | 0 | 0 | 0 | 1 | 0 | 0 | 0 | 0 | 0 | 0 | 0 | 0 | 0 | 0 | 0 | 0 | 0 | 0 | 0 | 0 | 3347.9487
2025-05-04 | 2886.555 | 9.6 | 0 | 1 | 0 | 0 | 0 | 0 | 0 | 0 | 0 | 0 | 1 | 0 | 0 | 0 | 0 | 0 | 0 | 0 | 0 | 0 | 0 | 0 | 0 | 0 | 0 | 0 | 3881.9865
2025-05-04 | 3169.115 | 6.4 | 0 | 1 | 0 | 0 | 0 | 0 | 0 | 0 | 0 | 0 | 0 | 1 | 0 | 0 | 0 | 0 | 0 | 0 | 0 | 0 | 0 | 0 | 0 | 0 | 0 | 0 | 3890.5801
2025-05-04 | 3219.8 | 3.9 | 0 | 1 | 0 | 0 | 0 | 0 | 0 | 0 | 0 | 0 | 0 | 0 | 1 | 0 | 0 | 0 | 0 | 0 | 0 | 0 | 0 | 0 | 0 | 0 | 0 | 0 | 3907.339
2025-05-04 | 3186.78 | 3.6 | 0 | 1 | 0 | 0 | 0 | 0 | 0 | 0 | 0 | 0 | 0 | 0 | 0 | 1 | 0 | 0 | 0 | 0 | 0 | 0 | 0 | 0 | 0 | 0 | 0 | 0 | 3912.4712
2025-05-04 | 3194.268 | 3.7 | 0 | 1 | 0 | 0 | 0 | 0 | 0 | 0 | 0 | 0 | 0 | 0 | 0 | 0 | 1 | 0 | 0 | 0 | 0 | 0 | 0 | 0 | 0 | 0 | 0 | 0 | 3895.7674
2025-05-04 | 3139.632 | 4.3 | 0 | 1 | 0 | 0 | 0 | 0 | 0 | 0 | 0 | 0 | 0 | 0 | 0 | 0 | 0 | 1 | 0 | 0 | 0 | 0 | 0 | 0 | 0 | 0 | 0 | 0 | 3927.0164
2025-05-04 | 3074.205 | 3.5 | 0 | 1 | 0 | 0 | 0 | 0 | 0 | 0 | 0 | 0 | 0 | 0 | 0 | 0 | 0 | 0 | 1 | 0 | 0 | 0 | 0 | 0 | 0 | 0 | 0 | 0 | 3821.3624
2025-05-04 | 3038.952 | 3.6 | 0 | 1 | 0 | 0 | 0 | 0 | 0 | 0 | 0 | 0 | 0 | 0 | 0 | 0 | 0 | 0 | 0 | 1 | 0 | 0 | 0 | 0 | 0 | 0 | 0 | 0 | 3697.4605
2025-05-04 | 2953.277 | 3.7 | 0 | 1 | 0 | 0 | 0 | 0 | 0 | 0 | 0 | 0 | 0 | 0 | 0 | 0 | 0 | 0 | 0 | 0 | 1 | 0 | 0 | 0 | 0 | 0 | 0 | 0 | 3410.0527
2025-05-04 | 2854.249 | 4.2 | 0 | 1 | 0 | 0 | 0 | 0 | 0 | 0 | 0 | 0 | 0 | 0 | 0 | 0 | 0 | 0 | 0 | 0 | 0 | 1 | 0 | 0 | 0 | 0 | 0 | 0 | 3142.2058
2025-05-04 | 2751.259 | 4.6 | 0 | 1 | 0 | 0 | 0 | 0 | 0 | 0 | 0 | 0 | 0 | 0 | 0 | 0 | 0 | 0 | 0 | 0 | 0 | 0 | 1 | 0 | 0 | 0 | 0 | 0 | 2980.1041
2025-05-04 | 2799.15 | 5 | 0 | 1 | 0 | 0 | 0 | 0 | 0 | 0 | 0 | 0 | 0 | 0 | 0 | 0 | 0 | 0 | 0 | 0 | 0 | 0 | 0 | 1 | 0 | 0 | 0 | 0 | 2850.0763
2025-05-04 | 2716.289 | 5.5 | 0 | 1 | 0 | 0 | 0 | 0 | 0 | 0 | 0 | 0 | 0 | 0 | 0 | 0 | 0 | 0 | 0 | 0 | 0 | 0 | 0 | 0 | 1 | 0 | 0 | 0 | 2697.9845
2025-05-04 | 2537.783 | 5.7 | 0 | 1 | 0 | 0 | 0 | 0 | 0 | 0 | 0 | 0 | 0 | 0 | 0 | 0 | 0 | 0 | 0 | 0 | 0 | 0 | 0 | 0 | 0 | 1 | 0 | 0 | 2447.2755
2025-05-04 | 2364.722 | 5.4 | 0 | 1 | 0 | 0 | 0 | 0 | 0 | 0 | 0 | 0 | 0 | 0 | 0 | 0 | 0 | 0 | 0 | 0 | 0 | 0 | 0 | 0 | 0 | 0 | 1 | 0 | 2211.8511
2025-05-04 | 2276.688 | 6.1 | 0 | 1 | 0 | 0 | 0 | 0 | 0 | 0 | 0 | 0 | 0 | 0 | 0 | 0 | 0 | 0 | 0 | 0 | 0 | 0 | 0 | 0 | 0 | 0 | 0 | 1 | 2127.7306
2025-05-05 | 2226.777 | 6.4 | 0 | 0 | 1 | 0 | 0 | 0 | 0 | 0 | 0 | 0 | 0 | 0 | 0 | 0 | 0 | 0 | 0 | 0 | 0 | 0 | 0 | 0 | 0 | 0 | 0 | 0 | 2644.9553
2025-05-05 | 2210.134 | 4.8 | 0 | 0 | 0 | 1 | 0 | 0 | 0 | 0 | 0 | 0 | 0 | 0 | 0 | 0 | 0 | 0 | 0 | 0 | 0 | 0 | 0 | 0 | 0 | 0 | 0 | 0 | 2504.0724
2025-05-05 | 2223.451 | 3.5 | 0 | 0 | 0 | 0 | 1 | 0 | 0 | 0 | 0 | 0 | 0 | 0 | 0 | 0 | 0 | 0 | 0 | 0 | 0 | 0 | 0 | 0 | 0 | 0 | 0 | 0 | 2405.6421
2025-05-05 | 2285.169 | 2.7 | 0 | 0 | 0 | 0 | 0 | 1 | 0 | 0 | 0 | 0 | 0 | 0 | 0 | 0 | 0 | 0 | 0 | 0 | 0 | 0 | 0 | 0 | 0 | 0 | 0 | 0 | 2384.6743
2025-05-05 | 2355.014 | 2.4 | 0 | 0 | 0 | 0 | 0 | 0 | 1 | 0 | 0 | 0 | 0 | 0 | 0 | 0 | 0 | 0 | 0 | 0 | 0 | 0 | 0 | 0 | 0 | 0 | 0 | 0 | 2411.6212
2025-05-05 | 2511.31 | 2.6 | 0 | 0 | 0 | 0 | 0 | 0 | 0 | 1 | 0 | 0 | 0 | 0 | 0 | 0 | 0 | 0 | 0 | 0 | 0 | 0 | 0 | 0 | 0 | 0 | 0 | 0 | 2530.6786
2025-05-05 | 3034.394 | 2.6 | 0 | 0 | 0 | 0 | 0 | 0 | 0 | 0 | 1 | 0 | 0 | 0 | 0 | 0 | 0 | 0 | 0 | 0 | 0 | 0 | 0 | 0 | 0 | 0 | 0 | 0 | 2871.9241
2025-05-05 | 3548.291 | 3.1 | 0 | 0 | 0 | 0 | 0 | 0 | 0 | 0 | 0 | 1 | 0 | 0 | 0 | 0 | 0 | 0 | 0 | 0 | 0 | 0 | 0 | 0 | 0 | 0 | 0 | 0 | 3406.5933
2025-05-05 | 3991.558 | 3.1 | 0 | 0 | 0 | 0 | 0 | 0 | 0 | 0 | 0 | 0 | 1 | 0 | 0 | 0 | 0 | 0 | 0 | 0 | 0 | 0 | 0 | 0 | 0 | 0 | 0 | 0 | 4026.2788
2025-05-05 | 4279.052 | 3.3 | 0 | 0 | 0 | 0 | 0 | 0 | 0 | 0 | 0 | 0 | 0 | 1 | 0 | 0 | 0 | 0 | 0 | 0 | 0 | 0 | 0 | 0 | 0 | 0 | 0 | 0 | 4258.8742
2025-05-05 | 4319.052 | 3.6 | 0 | 0 | 0 | 0 | 0 | 0 | 0 | 0 | 0 | 0 | 0 | 0 | 1 | 0 | 0 | 0 | 0 | 0 | 0 | 0 | 0 | 0 | 0 | 0 | 0 | 0 | 4460.105
2025-05-05 | 4271.159 | 3.3 | 0 | 0 | 0 | 0 | 0 | 0 | 0 | 0 | 0 | 0 | 0 | 0 | 0 | 1 | 0 | 0 | 0 | 0 | 0 | 0 | 0 | 0 | 0 | 0 | 0 | 0 | 4465.2372
2025-05-05 | 4336.417 | 4.3 | 0 | 0 | 0 | 0 | 0 | 0 | 0 | 0 | 0 | 0 | 0 | 0 | 0 | 0 | 1 | 0 | 0 | 0 | 0 | 0 | 0 | 0 | 0 | 0 | 0 | 0 | 4507.828
2025-05-05 | 4362.936 | 4.8 | 0 | 0 | 0 | 0 | 0 | 0 | 0 | 0 | 0 | 0 | 0 | 0 | 0 | 0 | 0 | 1 | 0 | 0 | 0 | 0 | 0 | 0 | 0 | 0 | 0 | 0 | 4532.4887
2025-05-05 | 4277.128 | 4.7 | 0 | 0 | 0 | 0 | 0 | 0 | 0 | 0 | 0 | 0 | 0 | 0 | 0 | 0 | 0 | 0 | 1 | 0 | 0 | 0 | 0 | 0 | 0 | 0 | 0 | 0 | 4472.9527
2025-05-05 | 4049.115 | 3.1 | 0 | 0 | 0 | 0 | 0 | 0 | 0 | 0 | 0 | 0 | 0 | 0 | 0 | 0 | 0 | 0 | 0 | 1 | 0 | 0 | 0 | 0 | 0 | 0 | 0 | 0 | 4237.0499
2025-05-05 | 3697.932 | 1.7 | 0 | 0 | 0 | 0 | 0 | 0 | 0 | 0 | 0 | 0 | 0 | 0 | 0 | 0 | 0 | 0 | 0 | 0 | 1 | 0 | 0 | 0 | 0 | 0 | 0 | 0 | 3850.8178
2025-05-05 | 3281.827 | 0.5 | 0 | 0 | 0 | 0 | 0 | 0 | 0 | 0 | 0 | 0 | 0 | 0 | 0 | 0 | 0 | 0 | 0 | 0 | 0 | 1 | 0 | 0 | 0 | 0 | 0 | 0 | 3470.9701
2025-05-05 | 3071.999 | 0 | 0.1 | 0 | 0 | 0 | 0 | 0 | 0 | 0 | 0 | 0 | 0 | 0 | 0 | 0 | 0 | 0 | 0 | 0 | 0 | 0 | 1 | 0 | 0 | 0 | 0 | 0 | 3264.1504
2025-05-05 | 3011.899 | 0.6 | 0 | 0 | 0 | 0 | 0 | 0 | 0 | 0 | 0 | 0 | 0 | 0 | 0 | 0 | 0 | 0 | 0 | 0 | 0 | 0 | 0 | 1 | 0 | 0 | 0 | 0 | 3132.7226
2025-05-05 | 2806.529 | 2.1 | 0 | 0 | 0 | 0 | 0 | 0 | 0 | 0 | 0 | 0 | 0 | 0 | 0 | 0 | 0 | 0 | 0 | 0 | 0 | 0 | 0 | 0 | 1 | 0 | 0 | 0 | 3046.5136
2025-05-05 | 2623.612 | 3.6 | 0 | 0 | 0 | 0 | 0 | 0 | 0 | 0 | 0 | 0 | 0 | 0 | 0 | 0 | 0 | 0 | 0 | 0 | 0 | 0 | 0 | 0 | 0 | 1 | 0 | 0 | 2881.4524
2025-05-05 | 2424.971 | 4 | 0 | 0 | 0 | 0 | 0 | 0 | 0 | 0 | 0 | 0 | 0 | 0 | 0 | 0 | 0 | 0 | 0 | 0 | 0 | 0 | 0 | 0 | 0 | 0 | 1 | 0 | 2692.1459
2025-05-05 | 2315.768 | 4.2 | 0 | 0 | 0 | 0 | 0 | 0 | 0 | 0 | 0 | 0 | 0 | 0 | 0 | 0 | 0 | 0 | 0 | 0 | 0 | 0 | 0 | 0 | 0 | 0 | 0 | 1 | 2575.0841
2025-05-06 | 2246.427 | 5 | 0 | 0 | 1 | 0 | 0 | 0 | 0 | 0 | 0 | 0 | 0 | 0 | 0 | 0 | 0 | 0 | 0 | 0 | 0 | 0 | 0 | 0 | 0 | 0 | 0 | 0 | 2552.7193
2025-05-06 | 2282.48 | 5.6 | 0 | 0 | 0 | 1 | 0 | 0 | 0 | 0 | 0 | 0 | 0 | 0 | 0 | 0 | 0 | 0 | 0 | 0 | 0 | 0 | 0 | 0 | 0 | 0 | 0 | 0 | 2556.7786
2025-05-06 | 2242.64 | 6.1 | 0 | 0 | 0 | 0 | 1 | 0 | 0 | 0 | 0 | 0 | 0 | 0 | 0 | 0 | 0 | 0 | 0 | 0 | 0 | 0 | 0 | 0 | 0 | 0 | 0 | 0 | 2576.9375
2025-05-06 | 2298.964 | 6.9 | 0 | 0 | 0 | 0 | 0 | 1 | 0 | 0 | 0 | 0 | 0 | 0 | 0 | 0 | 0 | 0 | 0 | 0 | 0 | 0 | 0 | 0 | 0 | 0 | 0 | 0 | 2661.3823
2025-05-06 | 2389.639 | 7.5 | 0 | 0 | 0 | 0 | 0 | 0 | 1 | 0 | 0 | 0 | 0 | 0 | 0 | 0 | 0 | 0 | 0 | 0 | 0 | 0 | 0 | 0 | 0 | 0 | 0 | 0 | 2747.6238
2025-05-06 | 2545.286 | 7.6 | 0 | 0 | 0 | 0 | 0 | 0 | 0 | 1 | 0 | 0 | 0 | 0 | 0 | 0 | 0 | 0 | 0 | 0 | 0 | 0 | 0 | 0 | 0 | 0 | 0 | 0 | 2860.0928
2025-05-06 | 3037.685 | 7.6 | 0 | 0 | 0 | 0 | 0 | 0 | 0 | 0 | 1 | 0 | 0 | 0 | 0 | 0 | 0 | 0 | 0 | 0 | 0 | 0 | 0 | 0 | 0 | 0 | 0 | 0 | 3201.3384
2025-05-06 | 3626.522 | 9.5 | 0 | 0 | 0 | 0 | 0 | 0 | 0 | 0 | 0 | 1 | 0 | 0 | 0 | 0 | 0 | 0 | 0 | 0 | 0 | 0 | 0 | 0 | 0 | 0 | 0 | 0 | 3828.2435
2025-05-06 | 4071.584 | 7.4 | 0 | 0 | 0 | 0 | 0 | 0 | 0 | 0 | 0 | 0 | 1 | 0 | 0 | 0 | 0 | 0 | 0 | 0 | 0 | 0 | 0 | 0 | 0 | 0 | 0 | 0 | 4309.575
2025-05-06 | 4341.649 | 4.4 | 0 | 0 | 0 | 0 | 0 | 0 | 0 | 0 | 0 | 0 | 0 | 1 | 0 | 0 | 0 | 0 | 0 | 0 | 0 | 0 | 0 | 0 | 0 | 0 | 0 | 0 | 4331.3453
2025-05-06 | 4516.018 | 2.2 | 0 | 0 | 0 | 0 | 0 | 0 | 0 | 0 | 0 | 0 | 0 | 0 | 1 | 0 | 0 | 0 | 0 | 0 | 0 | 0 | 0 | 0 | 0 | 0 | 0 | 0 | 4367.869
2025-05-06 | 4517.463 | 1.3 | 0 | 0 | 0 | 0 | 0 | 0 | 0 | 0 | 0 | 0 | 0 | 0 | 0 | 1 | 0 | 0 | 0 | 0 | 0 | 0 | 0 | 0 | 0 | 0 | 0 | 0 | 4333.4715
2025-05-06 | 4595.818 | 0.7 | 0 | 0 | 0 | 0 | 0 | 0 | 0 | 0 | 0 | 0 | 0 | 0 | 0 | 0 | 1 | 0 | 0 | 0 | 0 | 0 | 0 | 0 | 0 | 0 | 0 | 0 | 4270.6497
2025-05-06 | 4645.651 | 0.1 | 0 | 0 | 0 | 0 | 0 | 0 | 0 | 0 | 0 | 0 | 0 | 0 | 0 | 0 | 0 | 1 | 0 | 0 | 0 | 0 | 0 | 0 | 0 | 0 | 0 | 0 | 4222.8393
2025-05-06 | 4581.463 | 0 | 0.6 | 0 | 0 | 0 | 0 | 0 | 0 | 0 | 0 | 0 | 0 | 0 | 0 | 0 | 0 | 0 | 1 | 0 | 0 | 0 | 0 | 0 | 0 | 0 | 0 | 0 | 4250.7624
2025-05-06 | 4400.484 | 0 | 0.8 | 0 | 0 | 0 | 0 | 0 | 0 | 0 | 0 | 0 | 0 | 0 | 0 | 0 | 0 | 0 | 0 | 1 | 0 | 0 | 0 | 0 | 0 | 0 | 0 | 0 | 4149.4251
2025-05-06 | 3909.027 | 0 | 1.5 | 0 | 0 | 0 | 0 | 0 | 0 | 0 | 0 | 0 | 0 | 0 | 0 | 0 | 0 | 0 | 0 | 0 | 1 | 0 | 0 | 0 | 0 | 0 | 0 | 0 | 3957.4646
2025-05-06 | 3422.003 | 0 | 1.9 | 0 | 0 | 0 | 0 | 0 | 0 | 0 | 0 | 0 | 0 | 0 | 0 | 0 | 0 | 0 | 0 | 0 | 0 | 1 | 0 | 0 | 0 | 0 | 0 | 0 | 3714.9824
2025-05-06 | 3147.77 | 0 | 0.4 | 0 | 0 | 0 | 0 | 0 | 0 | 0 | 0 | 0 | 0 | 0 | 0 | 0 | 0 | 0 | 0 | 0 | 0 | 0 | 1 | 0 | 0 | 0 | 0 | 0 | 3307.8799
2025-05-06 | 3026.25 | 0 | 0.1 | 0 | 0 | 0 | 0 | 0 | 0 | 0 | 0 | 0 | 0 | 0 | 0 | 0 | 0 | 0 | 0 | 0 | 0 | 0 | 0 | 1 | 0 | 0 | 0 | 0 | 3107.7694
2025-05-06 | 2816.337 | 3.6 | 0 | 0 | 0 | 0 | 0 | 0 | 0 | 0 | 0 | 0 | 0 | 0 | 0 | 0 | 0 | 0 | 0 | 0 | 0 | 0 | 0 | 0 | 1 | 0 | 0 | 0 | 3145.3379
2025-05-06 | 2546.531 | 2.8 | 0 | 0 | 0 | 0 | 0 | 0 | 0 | 0 | 0 | 0 | 0 | 0 | 0 | 0 | 0 | 0 | 0 | 0 | 0 | 0 | 0 | 0 | 0 | 1 | 0 | 0 | 2828.7461
2025-05-06 | 2379.866 | 2.3 | 0 | 0 | 0 | 0 | 0 | 0 | 0 | 0 | 0 | 0 | 0 | 0 | 0 | 0 | 0 | 0 | 0 | 0 | 0 | 0 | 0 | 0 | 0 | 0 | 1 | 0 | 2580.1451
2025-05-06 | 2285.626 | 3.2 | 0 | 0 | 0 | 0 | 0 | 0 | 0 | 0 | 0 | 0 | 0 | 0 | 0 | 0 | 0 | 0 | 0 | 0 | 0 | 0 | 0 | 0 | 0 | 0 | 0 | 1 | 2509.2012
2025-05-07 | 2252.486 | 3.9 | 0 | 0 | 1 | 0 | 0 | 0 | 0 | 0 | 0 | 0 | 0 | 0 | 0 | 0 | 0 | 0 | 0 | 0 | 0 | 0 | 0 | 0 | 0 | 0 | 0 | 0 | 2480.2482
2025-05-07 | 2214.728 | 4.1 | 0 | 0 | 0 | 1 | 0 | 0 | 0 | 0 | 0 | 0 | 0 | 0 | 0 | 0 | 0 | 0 | 0 | 0 | 0 | 0 | 0 | 0 | 0 | 0 | 0 | 0 | 2457.9544
2025-05-07 | 2244.948 | 5.5 | 0 | 0 | 0 | 0 | 1 | 0 | 0 | 0 | 0 | 0 | 0 | 0 | 0 | 0 | 0 | 0 | 0 | 0 | 0 | 0 | 0 | 0 | 0 | 0 | 0 | 0 | 2537.4078
2025-05-07 | 2293.268 | 6.5 | 0 | 0 | 0 | 0 | 0 | 1 | 0 | 0 | 0 | 0 | 0 | 0 | 0 | 0 | 0 | 0 | 0 | 0 | 0 | 0 | 0 | 0 | 0 | 0 | 0 | 0 | 2635.0292
2025-05-07 | 2384.313 | 6.4 | 0 | 0 | 0 | 0 | 0 | 0 | 1 | 0 | 0 | 0 | 0 | 0 | 0 | 0 | 0 | 0 | 0 | 0 | 0 | 0 | 0 | 0 | 0 | 0 | 0 | 0 | 2675.1526
2025-05-07 | 2516.409 | 6.3 | 0 | 0 | 0 | 0 | 0 | 0 | 0 | 1 | 0 | 0 | 0 | 0 | 0 | 0 | 0 | 0 | 0 | 0 | 0 | 0 | 0 | 0 | 0 | 0 | 0 | 0 | 2774.4451
2025-05-07 | 3002.778 | 4.7 | 0 | 0 | 0 | 0 | 0 | 0 | 0 | 0 | 1 | 0 | 0 | 0 | 0 | 0 | 0 | 0 | 0 | 0 | 0 | 0 | 0 | 0 | 0 | 0 | 0 | 0 | 3010.2781
2025-05-07 | 3554.098 | 3.6 | 0 | 0 | 0 | 0 | 0 | 0 | 0 | 0 | 0 | 1 | 0 | 0 | 0 | 0 | 0 | 0 | 0 | 0 | 0 | 0 | 0 | 0 | 0 | 0 | 0 | 0 | 3439.5347
2025-05-07 | 4047.358 | 0.9 | 0 | 0 | 0 | 0 | 0 | 0 | 0 | 0 | 0 | 0 | 1 | 0 | 0 | 0 | 0 | 0 | 0 | 0 | 0 | 0 | 0 | 0 | 0 | 0 | 0 | 0 | 3881.3365
2025-05-07 | 4518.452 | 0.3 | 0 | 0 | 0 | 0 | 0 | 0 | 0 | 0 | 0 | 0 | 0 | 1 | 0 | 0 | 0 | 0 | 0 | 0 | 0 | 0 | 0 | 0 | 0 | 0 | 0 | 0 | 4061.2256
2025-05-07 | 4664.452 | 0 | 1.4 | 0 | 0 | 0 | 0 | 0 | 0 | 0 | 0 | 0 | 0 | 0 | 1 | 0 | 0 | 0 | 0 | 0 | 0 | 0 | 0 | 0 | 0 | 0 | 0 | 0 | 4426.9979
2025-05-07 | 4598.555 | 0 | 2.7 | 0 | 0 | 0 | 0 | 0 | 0 | 0 | 0 | 0 | 0 | 0 | 0 | 1 | 0 | 0 | 0 | 0 | 0 | 0 | 0 | 0 | 0 | 0 | 0 | 0 | 4641.3896
2025-05-07 | 4590.317 | 0 | 3.8 | 0 | 0 | 0 | 0 | 0 | 0 | 0 | 0 | 0 | 0 | 0 | 0 | 0 | 1 | 0 | 0 | 0 | 0 | 0 | 0 | 0 | 0 | 0 | 0 | 0 | 4778.4391
2025-05-07 | 4559.926 | 0 | 4.8 | 0 | 0 | 0 | 0 | 0 | 0 | 0 | 0 | 0 | 0 | 0 | 0 | 0 | 0 | 1 | 0 | 0 | 0 | 0 | 0 | 0 | 0 | 0 | 0 | 0 | 4915.9235
2025-05-07 | 4490.026 | 0 | 5 | 0 | 0 | 0 | 0 | 0 | 0 | 0 | 0 | 0 | 0 | 0 | 0 | 0 | 0 | 0 | 1 | 0 | 0 | 0 | 0 | 0 | 0 | 0 | 0 | 0 | 4892.1288
2025-05-07 | 4295.571 | 0 | 4.4 | 0 | 0 | 0 | 0 | 0 | 0 | 0 | 0 | 0 | 0 | 0 | 0 | 0 | 0 | 0 | 0 | 1 | 0 | 0 | 0 | 0 | 0 | 0 | 0 | 0 | 4674.1795
2025-05-07 | 3809.975 | 0 | 1.7 | 0 | 0 | 0 | 0 | 0 | 0 | 0 | 0 | 0 | 0 | 0 | 0 | 0 | 0 | 0 | 0 | 0 | 1 | 0 | 0 | 0 | 0 | 0 | 0 | 0 | 3986.6176
2025-05-07 | 3501.105 | 0 | 0.6 | 0 | 0 | 0 | 0 | 0 | 0 | 0 | 0 | 0 | 0 | 0 | 0 | 0 | 0 | 0 | 0 | 0 | 0 | 1 | 0 | 0 | 0 | 0 | 0 | 0 | 3525.4877
2025-05-07 | 3236.653 | 2.1 | 0 | 0 | 0 | 0 | 0 | 0 | 0 | 0 | 0 | 0 | 0 | 0 | 0 | 0 | 0 | 0 | 0 | 0 | 0 | 0 | 1 | 0 | 0 | 0 | 0 | 0 | 3387.9278
2025-05-07 | 3120.117 | 4 | 0 | 0 | 0 | 0 | 0 | 0 | 0 | 0 | 0 | 0 | 0 | 0 | 0 | 0 | 0 | 0 | 0 | 0 | 0 | 0 | 0 | 1 | 0 | 0 | 0 | 0 | 3356.7243
2025-05-07 | 2858.029 | 6 | 0 | 0 | 0 | 0 | 0 | 0 | 0 | 0 | 0 | 0 | 0 | 0 | 0 | 0 | 0 | 0 | 0 | 0 | 0 | 0 | 0 | 0 | 1 | 0 | 0 | 0 | 3303.4567
2025-05-07 | 2549.668 | 6.8 | 0 | 0 | 0 | 0 | 0 | 0 | 0 | 0 | 0 | 0 | 0 | 0 | 0 | 0 | 0 | 0 | 0 | 0 | 0 | 0 | 0 | 0 | 0 | 1 | 0 | 0 | 3092.2775
2025-05-07 | 2402.776 | 8.2 | 0 | 0 | 0 | 0 | 0 | 0 | 0 | 0 | 0 | 0 | 0 | 0 | 0 | 0 | 0 | 0 | 0 | 0 | 0 | 0 | 0 | 0 | 0 | 0 | 1 | 0 | 2968.8539
2025-05-07 | 2278.656 | 9.5 | 0 | 0 | 0 | 0 | 0 | 0 | 0 | 0 | 0 | 0 | 0 | 0 | 0 | 0 | 0 | 0 | 0 | 0 | 0 | 0 | 0 | 0 | 0 | 0 | 0 | 1 | 2924.2632
2025-05-08 | 2223.803 | 10.3 | 0 | 0 | 1 | 0 | 0 | 0 | 0 | 0 | 0 | 0 | 0 | 0 | 0 | 0 | 0 | 0 | 0 | 0 | 0 | 0 | 0 | 0 | 0 | 0 | 0 | 0 | 2901.8984
2025-05-08 | 2202.482 | 10.8 | 0 | 0 | 0 | 1 | 0 | 0 | 0 | 0 | 0 | 0 | 0 | 0 | 0 | 0 | 0 | 0 | 0 | 0 | 0 | 0 | 0 | 0 | 0 | 0 | 0 | 0 | 2899.3695
2025-05-08 | 2226.003 | 10.5 | 0 | 0 | 0 | 0 | 1 | 0 | 0 | 0 | 0 | 0 | 0 | 0 | 0 | 0 | 0 | 0 | 0 | 0 | 0 | 0 | 0 | 0 | 0 | 0 | 0 | 0 | 2866.822
2025-05-08 | 2278.41 | 10.9 | 0 | 0 | 0 | 0 | 0 | 1 | 0 | 0 | 0 | 0 | 0 | 0 | 0 | 0 | 0 | 0 | 0 | 0 | 0 | 0 | 0 | 0 | 0 | 0 | 0 | 0 | 2924.9137
2025-05-08 | 2358.266 | 11 | 0 | 0 | 0 | 0 | 0 | 0 | 1 | 0 | 0 | 0 | 0 | 0 | 0 | 0 | 0 | 0 | 0 | 0 | 0 | 0 | 0 | 0 | 0 | 0 | 0 | 0 | 2978.2138
2025-05-08 | 2474.552 | 11.2 | 0 | 0 | 0 | 0 | 0 | 0 | 0 | 1 | 0 | 0 | 0 | 0 | 0 | 0 | 0 | 0 | 0 | 0 | 0 | 0 | 0 | 0 | 0 | 0 | 0 | 0 | 3097.2711
2025-05-08 | 2993.673 | 11.2 | 0 | 0 | 0 | 0 | 0 | 0 | 0 | 0 | 1 | 0 | 0 | 0 | 0 | 0 | 0 | 0 | 0 | 0 | 0 | 0 | 0 | 0 | 0 | 0 | 0 | 0 | 3438.5166
2025-05-08 | 3619.254 | 11 | 0 | 0 | 0 | 0 | 0 | 0 | 0 | 0 | 0 | 1 | 0 | 0 | 0 | 0 | 0 | 0 | 0 | 0 | 0 | 0 | 0 | 0 | 0 | 0 | 0 | 0 | 3927.0678
2025-05-08 | 4094.244 | 10.8 | 0 | 0 | 0 | 0 | 0 | 0 | 0 | 0 | 0 | 0 | 1 | 0 | 0 | 0 | 0 | 0 | 0 | 0 | 0 | 0 | 0 | 0 | 0 | 0 | 0 | 0 | 4533.5767
2025-05-08 | 4373.937 | 10.2 | 0 | 0 | 0 | 0 | 0 | 0 | 0 | 0 | 0 | 0 | 0 | 1 | 0 | 0 | 0 | 0 | 0 | 0 | 0 | 0 | 0 | 0 | 0 | 0 | 0 | 0 | 4713.4658
2025-05-08 | 4431.282 | 9.8 | 0 | 0 | 0 | 0 | 0 | 0 | 0 | 0 | 0 | 0 | 0 | 0 | 1 | 0 | 0 | 0 | 0 | 0 | 0 | 0 | 0 | 0 | 0 | 0 | 0 | 0 | 4868.5787
2025-05-08 | 4401.625 | 9.3 | 0 | 0 | 0 | 0 | 0 | 0 | 0 | 0 | 0 | 0 | 0 | 0 | 0 | 1 | 0 | 0 | 0 | 0 | 0 | 0 | 0 | 0 | 0 | 0 | 0 | 0 | 4860.5344
2025-05-08 | 4403.09 | 8.6 | 0 | 0 | 0 | 0 | 0 | 0 | 0 | 0 | 0 | 0 | 0 | 0 | 0 | 0 | 1 | 0 | 0 | 0 | 0 | 0 | 0 | 0 | 0 | 0 | 0 | 0 | 4791.1243
2025-05-08 | 4420.237 | 7.9 | 0 | 0 | 0 | 0 | 0 | 0 | 0 | 0 | 0 | 0 | 0 | 0 | 0 | 0 | 0 | 1 | 0 | 0 | 0 | 0 | 0 | 0 | 0 | 0 | 0 | 0 | 4736.7256
2025-05-08 | 4354.016 | 6.2 | 0 | 0 | 0 | 0 | 0 | 0 | 0 | 0 | 0 | 0 | 0 | 0 | 0 | 0 | 0 | 0 | 1 | 0 | 0 | 0 | 0 | 0 | 0 | 0 | 0 | 0 | 4571.777
2025-05-08 | 4219.615 | 6 | 0 | 0 | 0 | 0 | 0 | 0 | 0 | 0 | 0 | 0 | 0 | 0 | 0 | 0 | 0 | 0 | 0 | 1 | 0 | 0 | 0 | 0 | 0 | 0 | 0 | 0 | 4428.1102
2025-05-08 | 3755.247 | 6.4 | 0 | 0 | 0 | 0 | 0 | 0 | 0 | 0 | 0 | 0 | 0 | 0 | 0 | 0 | 0 | 0 | 0 | 0 | 1 | 0 | 0 | 0 | 0 | 0 | 0 | 0 | 4160.4672
2025-05-08 | 3411.751 | 7.7 | 0 | 0 | 0 | 0 | 0 | 0 | 0 | 0 | 0 | 0 | 0 | 0 | 0 | 0 | 0 | 0 | 0 | 0 | 0 | 1 | 0 | 0 | 0 | 0 | 0 | 0 | 3945.3266
2025-05-08 | 3183.695 | 7.9 | 0 | 0 | 0 | 0 | 0 | 0 | 0 | 0 | 0 | 0 | 0 | 0 | 0 | 0 | 0 | 0 | 0 | 0 | 0 | 0 | 1 | 0 | 0 | 0 | 0 | 0 | 3770.0484
2025-05-08 | 3136.65 | 8.8 | 0 | 0 | 0 | 0 | 0 | 0 | 0 | 0 | 0 | 0 | 0 | 0 | 0 | 0 | 0 | 0 | 0 | 0 | 0 | 0 | 0 | 1 | 0 | 0 | 0 | 0 | 3672.962
2025-05-08 | 2974.258 | 10.2 | 0 | 0 | 0 | 0 | 0 | 0 | 0 | 0 | 0 | 0 | 0 | 0 | 0 | 0 | 0 | 0 | 0 | 0 | 0 | 0 | 0 | 0 | 1 | 0 | 0 | 0 | 3580.1647
2025-05-08 | 2750.101 | 10.4 | 0 | 0 | 0 | 0 | 0 | 0 | 0 | 0 | 0 | 0 | 0 | 0 | 0 | 0 | 0 | 0 | 0 | 0 | 0 | 0 | 0 | 0 | 0 | 1 | 0 | 0 | 3329.4558
2025-05-08 | 2489.047 | 10.6 | 0 | 0 | 0 | 0 | 0 | 0 | 0 | 0 | 0 | 0 | 0 | 0 | 0 | 0 | 0 | 0 | 0 | 0 | 0 | 0 | 0 | 0 | 0 | 0 | 1 | 0 | 3126.9728
2025-05-08 | 2383.837 | 10.7 | 0 | 0 | 0 | 0 | 0 | 0 | 0 | 0 | 0 | 0 | 0 | 0 | 0 | 0 | 0 | 0 | 0 | 0 | 0 | 0 | 0 | 0 | 0 | 0 | 0 | 1 | 3003.3226
2025-05-09 | 2358.535 | 11.3 | 0 | 0 | 1 | 0 | 0 | 0 | 0 | 0 | 0 | 0 | 0 | 0 | 0 | 0 | 0 | 0 | 0 | 0 | 0 | 0 | 0 | 0 | 0 | 0 | 0 | 0 | 2967.7813
2025-05-09 | 2328.08 | 11.6 | 0 | 0 | 0 | 1 | 0 | 0 | 0 | 0 | 0 | 0 | 0 | 0 | 0 | 0 | 0 | 0 | 0 | 0 | 0 | 0 | 0 | 0 | 0 | 0 | 0 | 0 | 2952.0757
2025-05-09 | 2340.51 | 12.6 | 0 | 0 | 0 | 0 | 1 | 0 | 0 | 0 | 0 | 0 | 0 | 0 | 0 | 0 | 0 | 0 | 0 | 0 | 0 | 0 | 0 | 0 | 0 | 0 | 0 | 0 | 3005.176
2025-05-09 | 2407.263 | 13.4 | 0 | 0 | 0 | 0 | 0 | 1 | 0 | 0 | 0 | 0 | 0 | 0 | 0 | 0 | 0 | 0 | 0 | 0 | 0 | 0 | 0 | 0 | 0 | 0 | 0 | 0 | 3089.6208
2025-05-09 | 2472.131 | 14 | 0 | 0 | 0 | 0 | 0 | 0 | 1 | 0 | 0 | 0 | 0 | 0 | 0 | 0 | 0 | 0 | 0 | 0 | 0 | 0 | 0 | 0 | 0 | 0 | 0 | 0 | 3175.8623
2025-05-09 | 2580.886 | 13.7 | 0 | 0 | 0 | 0 | 0 | 0 | 0 | 1 | 0 | 0 | 0 | 0 | 0 | 0 | 0 | 0 | 0 | 0 | 0 | 0 | 0 | 0 | 0 | 0 | 0 | 0 | 3261.9782
2025-05-09 | 3053.895 | 12.8 | 0 | 0 | 0 | 0 | 0 | 0 | 0 | 0 | 1 | 0 | 0 | 0 | 0 | 0 | 0 | 0 | 0 | 0 | 0 | 0 | 0 | 0 | 0 | 0 | 0 | 0 | 3543.9292
2025-05-09 | 3571.643 | 10.2 | 0 | 0 | 0 | 0 | 0 | 0 | 0 | 0 | 0 | 1 | 0 | 0 | 0 | 0 | 0 | 0 | 0 | 0 | 0 | 0 | 0 | 0 | 0 | 0 | 0 | 0 | 3874.3615
2025-05-09 | 4071.283 | 7.4 | 0 | 0 | 0 | 0 | 0 | 0 | 0 | 0 | 0 | 0 | 1 | 0 | 0 | 0 | 0 | 0 | 0 | 0 | 0 | 0 | 0 | 0 | 0 | 0 | 0 | 0 | 4309.575
2025-05-09 | 4331.063 | 5.4 | 0 | 0 | 0 | 0 | 0 | 0 | 0 | 0 | 0 | 0 | 0 | 1 | 0 | 0 | 0 | 0 | 0 | 0 | 0 | 0 | 0 | 0 | 0 | 0 | 0 | 0 | 4397.2281
2025-05-09 | 4367.912 | 5.8 | 0 | 0 | 0 | 0 | 0 | 0 | 0 | 0 | 0 | 0 | 0 | 0 | 1 | 0 | 0 | 0 | 0 | 0 | 0 | 0 | 0 | 0 | 0 | 0 | 0 | 0 | 4605.0473
2025-05-09 | 4432.094 | 5.6 | 0 | 0 | 0 | 0 | 0 | 0 | 0 | 0 | 0 | 0 | 0 | 0 | 0 | 1 | 0 | 0 | 0 | 0 | 0 | 0 | 0 | 0 | 0 | 0 | 0 | 0 | 4616.7678
2025-05-09 | 4434.214 | 5.4 | 0 | 0 | 0 | 0 | 0 | 0 | 0 | 0 | 0 | 0 | 0 | 0 | 0 | 0 | 1 | 0 | 0 | 0 | 0 | 0 | 0 | 0 | 0 | 0 | 0 | 0 | 4580.2991
2025-05-09 | 4277.954 | 4.1 | 0 | 0 | 0 | 0 | 0 | 0 | 0 | 0 | 0 | 0 | 0 | 0 | 0 | 0 | 0 | 1 | 0 | 0 | 0 | 0 | 0 | 0 | 0 | 0 | 0 | 0 | 4486.3707
2025-05-09 | 4141.317 | 4.1 | 0 | 0 | 0 | 0 | 0 | 0 | 0 | 0 | 0 | 0 | 0 | 0 | 0 | 0 | 0 | 0 | 1 | 0 | 0 | 0 | 0 | 0 | 0 | 0 | 0 | 0 | 4433.423
2025-05-09 | 3938.403 | 2.9 | 0 | 0 | 0 | 0 | 0 | 0 | 0 | 0 | 0 | 0 | 0 | 0 | 0 | 0 | 0 | 0 | 0 | 1 | 0 | 0 | 0 | 0 | 0 | 0 | 0 | 0 | 4223.8733
2025-05-09 | 3549.56 | 2.6 | 0 | 0 | 0 | 0 | 0 | 0 | 0 | 0 | 0 | 0 | 0 | 0 | 0 | 0 | 0 | 0 | 0 | 0 | 1 | 0 | 0 | 0 | 0 | 0 | 0 | 0 | 3910.1124
2025-05-09 | 3253.247 | 0.9 | 0 | 0 | 0 | 0 | 0 | 0 | 0 | 0 | 0 | 0 | 0 | 0 | 0 | 0 | 0 | 0 | 0 | 0 | 0 | 1 | 0 | 0 | 0 | 0 | 0 | 0 | 3497.3233
2025-05-09 | 3081.079 | 1.9 | 0 | 0 | 0 | 0 | 0 | 0 | 0 | 0 | 0 | 0 | 0 | 0 | 0 | 0 | 0 | 0 | 0 | 0 | 0 | 0 | 1 | 0 | 0 | 0 | 0 | 0 | 3374.7513
2025-05-09 | 3019.215 | 2.9 | 0 | 0 | 0 | 0 | 0 | 0 | 0 | 0 | 0 | 0 | 0 | 0 | 0 | 0 | 0 | 0 | 0 | 0 | 0 | 0 | 0 | 1 | 0 | 0 | 0 | 0 | 3284.2532
2025-05-09 | 2887.173 | 3.9 | 0 | 0 | 0 | 0 | 0 | 0 | 0 | 0 | 0 | 0 | 0 | 0 | 0 | 0 | 0 | 0 | 0 | 0 | 0 | 0 | 0 | 0 | 1 | 0 | 0 | 0 | 3165.1027
2025-05-09 | 2706.814 | 6 | 0 | 0 | 0 | 0 | 0 | 0 | 0 | 0 | 0 | 0 | 0 | 0 | 0 | 0 | 0 | 0 | 0 | 0 | 0 | 0 | 0 | 0 | 0 | 1 | 0 | 0 | 3039.5712
2025-05-09 | 2507.827 | 7.3 | 0 | 0 | 0 | 0 | 0 | 0 | 0 | 0 | 0 | 0 | 0 | 0 | 0 | 0 | 0 | 0 | 0 | 0 | 0 | 0 | 0 | 0 | 0 | 0 | 1 | 0 | 2909.5593
2025-05-09 | 2400.902 | 8.2 | 0 | 0 | 0 | 0 | 0 | 0 | 0 | 0 | 0 | 0 | 0 | 0 | 0 | 0 | 0 | 0 | 0 | 0 | 0 | 0 | 0 | 0 | 0 | 0 | 0 | 1 | 2838.6155
2025-05-10 | 2315.905 | 9.5 | 0 | 1 | 1 | 0 | 0 | 0 | 0 | 0 | 0 | 0 | 0 | 0 | 0 | 0 | 0 | 0 | 0 | 0 | 0 | 0 | 0 | 0 | 0 | 0 | 0 | 0 | 2276.6613
2025-05-10 | 2291.558 | 10.4 | 0 | 1 | 0 | 1 | 0 | 0 | 0 | 0 | 0 | 0 | 0 | 0 | 0 | 0 | 0 | 0 | 0 | 0 | 0 | 0 | 0 | 0 | 0 | 0 | 0 | 0 | 2300.4855
2025-05-10 | 2313.936 | 10.8 | 0 | 1 | 0 | 0 | 1 | 0 | 0 | 0 | 0 | 0 | 0 | 0 | 0 | 0 | 0 | 0 | 0 | 0 | 0 | 0 | 0 | 0 | 0 | 0 | 0 | 0 | 2314.056
2025-05-10 | 2376.33 | 11.3 | 0 | 1 | 0 | 0 | 0 | 1 | 0 | 0 | 0 | 0 | 0 | 0 | 0 | 0 | 0 | 0 | 0 | 0 | 0 | 0 | 0 | 0 | 0 | 0 | 0 | 0 | 2378.736
2025-05-10 | 2353.22 | 11.8 | 0 | 1 | 0 | 0 | 0 | 0 | 1 | 0 | 0 | 0 | 0 | 0 | 0 | 0 | 0 | 0 | 0 | 0 | 0 | 0 | 0 | 0 | 0 | 0 | 0 | 0 | 2458.3892
2025-05-10 | 2358.885 | 12.8 | 0 | 1 | 0 | 0 | 0 | 0 | 0 | 1 | 0 | 0 | 0 | 0 | 0 | 0 | 0 | 0 | 0 | 0 | 0 | 0 | 0 | 0 | 0 | 0 | 0 | 0 | 2630.1528
2025-05-10 | 2566.634 | 10.4 | 0 | 1 | 0 | 0 | 0 | 0 | 0 | 0 | 1 | 0 | 0 | 0 | 0 | 0 | 0 | 0 | 0 | 0 | 0 | 0 | 0 | 0 | 0 | 0 | 0 | 0 | 2813.2795
2025-05-10 | 2819.405 | 8.4 | 0 | 1 | 0 | 0 | 0 | 0 | 0 | 0 | 0 | 1 | 0 | 0 | 0 | 0 | 0 | 0 | 0 | 0 | 0 | 0 | 0 | 0 | 0 | 0 | 0 | 0 | 3183.2415
2025-05-10 | 3250.708 | 6.8 | 0 | 1 | 0 | 0 | 0 | 0 | 0 | 0 | 0 | 0 | 1 | 0 | 0 | 0 | 0 | 0 | 0 | 0 | 0 | 0 | 0 | 0 | 0 | 0 | 0 | 0 | 3697.5145
2025-05-10 | 3492.374 | 3.4 | 0 | 1 | 0 | 0 | 0 | 0 | 0 | 0 | 0 | 0 | 0 | 1 | 0 | 0 | 0 | 0 | 0 | 0 | 0 | 0 | 0 | 0 | 0 | 0 | 0 | 0 | 3692.9316
2025-05-10 | 3571.715 | 0 | 0.4 | 1 | 0 | 0 | 0 | 0 | 0 | 0 | 0 | 0 | 0 | 0 | 1 | 0 | 0 | 0 | 0 | 0 | 0 | 0 | 0 | 0 | 0 | 0 | 0 | 0 | 3708.7019
2025-05-10 | 3574.053 | 0 | 1.8 | 1 | 0 | 0 | 0 | 0 | 0 | 0 | 0 | 0 | 0 | 0 | 0 | 1 | 0 | 0 | 0 | 0 | 0 | 0 | 0 | 0 | 0 | 0 | 0 | 0 | 3937.6702
2025-05-10 | 3554.296 | 0 | 1.1 | 1 | 0 | 0 | 0 | 0 | 0 | 0 | 0 | 0 | 0 | 0 | 0 | 0 | 1 | 0 | 0 | 0 | 0 | 0 | 0 | 0 | 0 | 0 | 0 | 0 | 3812.3425
2025-05-10 | 3447.247 | 0 | 2.7 | 1 | 0 | 0 | 0 | 0 | 0 | 0 | 0 | 0 | 0 | 0 | 0 | 0 | 0 | 1 | 0 | 0 | 0 | 0 | 0 | 0 | 0 | 0 | 0 | 0 | 4037.2859
2025-05-10 | 3364.654 | 0 | 3.3 | 1 | 0 | 0 | 0 | 0 | 0 | 0 | 0 | 0 | 0 | 0 | 0 | 0 | 0 | 0 | 1 | 0 | 0 | 0 | 0 | 0 | 0 | 0 | 0 | 0 | 4071.7973
2025-05-10 | 3306.856 | 0 | 3.7 | 1 | 0 | 0 | 0 | 0 | 0 | 0 | 0 | 0 | 0 | 0 | 0 | 0 | 0 | 0 | 0 | 1 | 0 | 0 | 0 | 0 | 0 | 0 | 0 | 0 | 3999.6131
2025-05-10 | 3188.234 | 0 | 4.5 | 1 | 0 | 0 | 0 | 0 | 0 | 0 | 0 | 0 | 0 | 0 | 0 | 0 | 0 | 0 | 0 | 0 | 1 | 0 | 0 | 0 | 0 | 0 | 0 | 0 | 3822.2291
2025-05-10 | 3099.266 | 0 | 3 | 1 | 0 | 0 | 0 | 0 | 0 | 0 | 0 | 0 | 0 | 0 | 0 | 0 | 0 | 0 | 0 | 0 | 0 | 1 | 0 | 0 | 0 | 0 | 0 | 0 | 3302.7931
2025-05-10 | 2957.211 | 0.3 | 0 | 1 | 0 | 0 | 0 | 0 | 0 | 0 | 0 | 0 | 0 | 0 | 0 | 0 | 0 | 0 | 0 | 0 | 0 | 0 | 1 | 0 | 0 | 0 | 0 | 0 | 2696.8078
2025-05-10 | 2929.439 | 1.8 | 0 | 1 | 0 | 0 | 0 | 0 | 0 | 0 | 0 | 0 | 0 | 0 | 0 | 0 | 0 | 0 | 0 | 0 | 0 | 0 | 0 | 1 | 0 | 0 | 0 | 0 | 2639.2512
2025-05-10 | 2841.45 | 4 | 0 | 1 | 0 | 0 | 0 | 0 | 0 | 0 | 0 | 0 | 0 | 0 | 0 | 0 | 0 | 0 | 0 | 0 | 0 | 0 | 0 | 0 | 1 | 0 | 0 | 0 | 2599.1602
2025-05-10 | 2625.244 | 4.4 | 0 | 1 | 0 | 0 | 0 | 0 | 0 | 0 | 0 | 0 | 0 | 0 | 0 | 0 | 0 | 0 | 0 | 0 | 0 | 0 | 0 | 0 | 0 | 1 | 0 | 0 | 2361.6278
2025-05-10 | 2430.609 | 5.2 | 0 | 1 | 0 | 0 | 0 | 0 | 0 | 0 | 0 | 0 | 0 | 0 | 0 | 0 | 0 | 0 | 0 | 0 | 0 | 0 | 0 | 0 | 0 | 0 | 1 | 0 | 2198.6745
2025-05-10 | 2320.924 | 6.6 | 0 | 1 | 0 | 0 | 0 | 0 | 0 | 0 | 0 | 0 | 0 | 0 | 0 | 0 | 0 | 0 | 0 | 0 | 0 | 0 | 0 | 0 | 0 | 0 | 0 | 1 | 2160.6721
2025-05-11 | 2229.043 | 7.3 | 0 | 1 | 1 | 0 | 0 | 0 | 0 | 0 | 0 | 0 | 0 | 0 | 0 | 0 | 0 | 0 | 0 | 0 | 0 | 0 | 0 | 0 | 0 | 0 | 0 | 0 | 2131.719
2025-05-11 | 2226.164 | 8.2 | 0 | 1 | 0 | 1 | 0 | 0 | 0 | 0 | 0 | 0 | 0 | 0 | 0 | 0 | 0 | 0 | 0 | 0 | 0 | 0 | 0 | 0 | 0 | 0 | 0 | 0 | 2155.5432
2025-05-11 | 2218.473 | 9.4 | 0 | 1 | 0 | 0 | 1 | 0 | 0 | 0 | 0 | 0 | 0 | 0 | 0 | 0 | 0 | 0 | 0 | 0 | 0 | 0 | 0 | 0 | 0 | 0 | 0 | 0 | 2221.82
2025-05-11 | 2284.135 | 10.9 | 0 | 1 | 0 | 0 | 0 | 1 | 0 | 0 | 0 | 0 | 0 | 0 | 0 | 0 | 0 | 0 | 0 | 0 | 0 | 0 | 0 | 0 | 0 | 0 | 0 | 0 | 2352.3829
2025-05-11 | 2261.096 | 11.5 | 0 | 1 | 0 | 0 | 0 | 0 | 1 | 0 | 0 | 0 | 0 | 0 | 0 | 0 | 0 | 0 | 0 | 0 | 0 | 0 | 0 | 0 | 0 | 0 | 0 | 0 | 2438.6243
2025-05-11 | 2253.176 | 12.8 | 0 | 1 | 0 | 0 | 0 | 0 | 0 | 1 | 0 | 0 | 0 | 0 | 0 | 0 | 0 | 0 | 0 | 0 | 0 | 0 | 0 | 0 | 0 | 0 | 0 | 0 | 2630.1528
2025-05-11 | 2417.766 | 11.7 | 0 | 1 | 0 | 0 | 0 | 0 | 0 | 0 | 1 | 0 | 0 | 0 | 0 | 0 | 0 | 0 | 0 | 0 | 0 | 0 | 0 | 0 | 0 | 0 | 0 | 0 | 2898.9272
2025-05-11 | 2634.84 | 10.2 | 0 | 1 | 0 | 0 | 0 | 0 | 0 | 0 | 0 | 1 | 0 | 0 | 0 | 0 | 0 | 0 | 0 | 0 | 0 | 0 | 0 | 0 | 0 | 0 | 0 | 0 | 3301.8307
2025-05-11 | 2926.321 | 8.7 | 0 | 1 | 0 | 0 | 0 | 0 | 0 | 0 | 0 | 0 | 1 | 0 | 0 | 0 | 0 | 0 | 0 | 0 | 0 | 0 | 0 | 0 | 0 | 0 | 0 | 0 | 3822.6919
2025-05-11 | 3193.958 | 7.6 | 0 | 1 | 0 | 0 | 0 | 0 | 0 | 0 | 0 | 0 | 0 | 1 | 0 | 0 | 0 | 0 | 0 | 0 | 0 | 0 | 0 | 0 | 0 | 0 | 0 | 0 | 3969.6396
2025-05-11 | 3276.879 | 5.6 | 0 | 1 | 0 | 0 | 0 | 0 | 0 | 0 | 0 | 0 | 0 | 0 | 1 | 0 | 0 | 0 | 0 | 0 | 0 | 0 | 0 | 0 | 0 | 0 | 0 | 0 | 4019.3398
2025-05-11 | 3200.467 | 6 | 0 | 1 | 0 | 0 | 0 | 0 | 0 | 0 | 0 | 0 | 0 | 0 | 0 | 1 | 0 | 0 | 0 | 0 | 0 | 0 | 0 | 0 | 0 | 0 | 0 | 0 | 4070.5901
2025-05-11 | 3202.173 | 5.5 | 0 | 1 | 0 | 0 | 0 | 0 | 0 | 0 | 0 | 0 | 0 | 0 | 0 | 0 | 1 | 0 | 0 | 0 | 0 | 0 | 0 | 0 | 0 | 0 | 0 | 0 | 4014.3566
2025-05-11 | 3171.522 | 5.6 | 0 | 1 | 0 | 0 | 0 | 0 | 0 | 0 | 0 | 0 | 0 | 0 | 0 | 0 | 0 | 1 | 0 | 0 | 0 | 0 | 0 | 0 | 0 | 0 | 0 | 0 | 4012.6642
2025-05-11 | 3177.566 | 5.4 | 0 | 1 | 0 | 0 | 0 | 0 | 0 | 0 | 0 | 0 | 0 | 0 | 0 | 0 | 0 | 0 | 1 | 0 | 0 | 0 | 0 | 0 | 0 | 0 | 0 | 0 | 3946.5399
2025-05-11 | 3086.569 | 4.6 | 0 | 1 | 0 | 0 | 0 | 0 | 0 | 0 | 0 | 0 | 0 | 0 | 0 | 0 | 0 | 0 | 0 | 1 | 0 | 0 | 0 | 0 | 0 | 0 | 0 | 0 | 3763.3433
2025-05-11 | 2985.269 | 4.6 | 0 | 1 | 0 | 0 | 0 | 0 | 0 | 0 | 0 | 0 | 0 | 0 | 0 | 0 | 0 | 0 | 0 | 0 | 1 | 0 | 0 | 0 | 0 | 0 | 0 | 0 | 3469.3473
2025-05-11 | 2829.499 | 4 | 0 | 1 | 0 | 0 | 0 | 0 | 0 | 0 | 0 | 0 | 0 | 0 | 0 | 0 | 0 | 0 | 0 | 0 | 0 | 1 | 0 | 0 | 0 | 0 | 0 | 0 | 3129.0292
2025-05-11 | 2710.751 | 4.8 | 0 | 1 | 0 | 0 | 0 | 0 | 0 | 0 | 0 | 0 | 0 | 0 | 0 | 0 | 0 | 0 | 0 | 0 | 0 | 0 | 1 | 0 | 0 | 0 | 0 | 0 | 2993.2807
2025-05-11 | 2682.114 | 5.7 | 0 | 1 | 0 | 0 | 0 | 0 | 0 | 0 | 0 | 0 | 0 | 0 | 0 | 0 | 0 | 0 | 0 | 0 | 0 | 0 | 0 | 1 | 0 | 0 | 0 | 0 | 2896.1943
2025-05-11 | 2715.837 | 6.6 | 0 | 1 | 0 | 0 | 0 | 0 | 0 | 0 | 0 | 0 | 0 | 0 | 0 | 0 | 0 | 0 | 0 | 0 | 0 | 0 | 0 | 0 | 1 | 0 | 0 | 0 | 2770.4556
2025-05-11 | 2526.894 | 6.9 | 0 | 1 | 0 | 0 | 0 | 0 | 0 | 0 | 0 | 0 | 0 | 0 | 0 | 0 | 0 | 0 | 0 | 0 | 0 | 0 | 0 | 0 | 0 | 1 | 0 | 0 | 2526.3349
2025-05-11 | 2357.113 | 7.6 | 0 | 1 | 0 | 0 | 0 | 0 | 0 | 0 | 0 | 0 | 0 | 0 | 0 | 0 | 0 | 0 | 0 | 0 | 0 | 0 | 0 | 0 | 0 | 0 | 1 | 0 | 2356.7933
2025-05-11 | 2271.851 | 8.1 | 0 | 1 | 0 | 0 | 0 | 0 | 0 | 0 | 0 | 0 | 0 | 0 | 0 | 0 | 0 | 0 | 0 | 0 | 0 | 0 | 0 | 0 | 0 | 0 | 0 | 1 | 2259.4963
2025-05-12 | 2250.725 | 8.6 | 0 | 0 | 1 | 0 | 0 | 0 | 0 | 0 | 0 | 0 | 0 | 0 | 0 | 0 | 0 | 0 | 0 | 0 | 0 | 0 | 0 | 0 | 0 | 0 | 0 | 0 | 2789.8976
2025-05-12 | 2241.598 | 8.4 | 0 | 0 | 0 | 1 | 0 | 0 | 0 | 0 | 0 | 0 | 0 | 0 | 0 | 0 | 0 | 0 | 0 | 0 | 0 | 0 | 0 | 0 | 0 | 0 | 0 | 0 | 2741.2506
2025-05-12 | 2276.344 | 9 | 0 | 0 | 0 | 0 | 1 | 0 | 0 | 0 | 0 | 0 | 0 | 0 | 0 | 0 | 0 | 0 | 0 | 0 | 0 | 0 | 0 | 0 | 0 | 0 | 0 | 0 | 2767.9978
2025-05-12 | 2338.393 | 9.4 | 0 | 0 | 0 | 0 | 0 | 1 | 0 | 0 | 0 | 0 | 0 | 0 | 0 | 0 | 0 | 0 | 0 | 0 | 0 | 0 | 0 | 0 | 0 | 0 | 0 | 0 | 2826.0894
2025-05-12 | 2394.608 | 9.7 | 0 | 0 | 0 | 0 | 0 | 0 | 1 | 0 | 0 | 0 | 0 | 0 | 0 | 0 | 0 | 0 | 0 | 0 | 0 | 0 | 0 | 0 | 0 | 0 | 0 | 0 | 2892.5661
2025-05-12 | 2508.272 | 9.5 | 0 | 0 | 0 | 0 | 0 | 0 | 0 | 1 | 0 | 0 | 0 | 0 | 0 | 0 | 0 | 0 | 0 | 0 | 0 | 0 | 0 | 0 | 0 | 0 | 0 | 0 | 2985.2702
2025-05-12 | 3043.581 | 9.2 | 0 | 0 | 0 | 0 | 0 | 0 | 0 | 0 | 1 | 0 | 0 | 0 | 0 | 0 | 0 | 0 | 0 | 0 | 0 | 0 | 0 | 0 | 0 | 0 | 0 | 0 | 3306.7509
2025-05-12 | 3554.619 | 8.2 | 0 | 0 | 0 | 0 | 0 | 0 | 0 | 0 | 0 | 1 | 0 | 0 | 0 | 0 | 0 | 0 | 0 | 0 | 0 | 0 | 0 | 0 | 0 | 0 | 0 | 0 | 3742.5958
2025-05-12 | 3983.613 | 5.8 | 0 | 0 | 0 | 0 | 0 | 0 | 0 | 0 | 0 | 0 | 1 | 0 | 0 | 0 | 0 | 0 | 0 | 0 | 0 | 0 | 0 | 0 | 0 | 0 | 0 | 0 | 4204.1625
2025-05-12 | 4241.21 | 2.9 | 0 | 0 | 0 | 0 | 0 | 0 | 0 | 0 | 0 | 0 | 0 | 1 | 0 | 0 | 0 | 0 | 0 | 0 | 0 | 0 | 0 | 0 | 0 | 0 | 0 | 0 | 4232.521
2025-05-12 | 4295.141 | 0 | 0 | 0 | 0 | 0 | 0 | 0 | 0 | 0 | 0 | 0 | 0 | 0 | 1 | 0 | 0 | 0 | 0 | 0 | 0 | 0 | 0 | 0 | 0 | 0 | 0 | 0 | 4222.9267
2025-05-12 | 4367.341 | 0 | 2 | 0 | 0 | 0 | 0 | 0 | 0 | 0 | 0 | 0 | 0 | 0 | 0 | 1 | 0 | 0 | 0 | 0 | 0 | 0 | 0 | 0 | 0 | 0 | 0 | 0 | 4539.354
2025-05-12 | 4347.632 | 0 | 1.2 | 0 | 0 | 0 | 0 | 0 | 0 | 0 | 0 | 0 | 0 | 0 | 0 | 0 | 1 | 0 | 0 | 0 | 0 | 0 | 0 | 0 | 0 | 0 | 0 | 0 | 4399.4499
2025-05-12 | 4375.731 | 0 | 3 | 0 | 0 | 0 | 0 | 0 | 0 | 0 | 0 | 0 | 0 | 0 | 0 | 0 | 0 | 1 | 0 | 0 | 0 | 0 | 0 | 0 | 0 | 0 | 0 | 0 | 4653.5463
2025-05-12 | 4308.149 | 0 | 3.5 | 0 | 0 | 0 | 0 | 0 | 0 | 0 | 0 | 0 | 0 | 0 | 0 | 0 | 0 | 0 | 1 | 0 | 0 | 0 | 0 | 0 | 0 | 0 | 0 | 0 | 4673.4811
2025-05-12 | 4148.434 | 0 | 4.5 | 0 | 0 | 0 | 0 | 0 | 0 | 0 | 0 | 0 | 0 | 0 | 0 | 0 | 0 | 0 | 0 | 1 | 0 | 0 | 0 | 0 | 0 | 0 | 0 | 0 | 4688.756
2025-05-12 | 3735.168 | 0 | 6.5 | 0 | 0 | 0 | 0 | 0 | 0 | 0 | 0 | 0 | 0 | 0 | 0 | 0 | 0 | 0 | 0 | 0 | 1 | 0 | 0 | 0 | 0 | 0 | 0 | 0 | 4686.2901
2025-05-12 | 3368.88 | 0 | 6.8 | 0 | 0 | 0 | 0 | 0 | 0 | 0 | 0 | 0 | 0 | 0 | 0 | 0 | 0 | 0 | 0 | 0 | 0 | 1 | 0 | 0 | 0 | 0 | 0 | 0 | 4429.2313
2025-05-12 | 3108.453 | 0 | 5.1 | 0 | 0 | 0 | 0 | 0 | 0 | 0 | 0 | 0 | 0 | 0 | 0 | 0 | 0 | 0 | 0 | 0 | 0 | 0 | 1 | 0 | 0 | 0 | 0 | 0 | 3992.9758
2025-05-12 | 2926.668 | 0 | 2.8 | 0 | 0 | 0 | 0 | 0 | 0 | 0 | 0 | 0 | 0 | 0 | 0 | 0 | 0 | 0 | 0 | 0 | 0 | 0 | 0 | 1 | 0 | 0 | 0 | 0 | 3501.3352
2025-05-12 | 2778.104 | 0.8 | 0 | 0 | 0 | 0 | 0 | 0 | 0 | 0 | 0 | 0 | 0 | 0 | 0 | 0 | 0 | 0 | 0 | 0 | 0 | 0 | 0 | 0 | 1 | 0 | 0 | 0 | 2960.8659
2025-05-12 | 2515.415 | 3.2 | 0 | 0 | 0 | 0 | 0 | 0 | 0 | 0 | 0 | 0 | 0 | 0 | 0 | 0 | 0 | 0 | 0 | 0 | 0 | 0 | 0 | 0 | 0 | 1 | 0 | 0 | 2855.0992
2025-05-12 | 2349.701 | 3 | 0 | 0 | 0 | 0 | 0 | 0 | 0 | 0 | 0 | 0 | 0 | 0 | 0 | 0 | 0 | 0 | 0 | 0 | 0 | 0 | 0 | 0 | 0 | 0 | 1 | 0 | 2626.2631
2025-05-12 | 2231.792 | 3.1 | 0 | 0 | 0 | 0 | 0 | 0 | 0 | 0 | 0 | 0 | 0 | 0 | 0 | 0 | 0 | 0 | 0 | 0 | 0 | 0 | 0 | 0 | 0 | 0 | 0 | 1 | 2502.6129
2025-05-13 | 2200.243 | 3.3 | 0 | 0 | 1 | 0 | 0 | 0 | 0 | 0 | 0 | 0 | 0 | 0 | 0 | 0 | 0 | 0 | 0 | 0 | 0 | 0 | 0 | 0 | 0 | 0 | 0 | 0 | 2440.7185
2025-05-13 | 2195.54 | 2 | 0 | 0 | 0 | 1 | 0 | 0 | 0 | 0 | 0 | 0 | 0 | 0 | 0 | 0 | 0 | 0 | 0 | 0 | 0 | 0 | 0 | 0 | 0 | 0 | 0 | 0 | 2319.6004
2025-05-13 | 2187.856 | 3.2 | 0 | 0 | 0 | 0 | 1 | 0 | 0 | 0 | 0 | 0 | 0 | 0 | 0 | 0 | 0 | 0 | 0 | 0 | 0 | 0 | 0 | 0 | 0 | 0 | 0 | 0 | 2385.8772
2025-05-13 | 2259.988 | 2.7 | 0 | 0 | 0 | 0 | 0 | 1 | 0 | 0 | 0 | 0 | 0 | 0 | 0 | 0 | 0 | 0 | 0 | 0 | 0 | 0 | 0 | 0 | 0 | 0 | 0 | 0 | 2384.6743
2025-05-13 | 2283.663 | 2.9 | 0 | 0 | 0 | 0 | 0 | 0 | 1 | 0 | 0 | 0 | 0 | 0 | 0 | 0 | 0 | 0 | 0 | 0 | 0 | 0 | 0 | 0 | 0 | 0 | 0 | 0 | 2444.5627
2025-05-13 | 2422.695 | 3.2 | 0 | 0 | 0 | 0 | 0 | 0 | 0 | 1 | 0 | 0 | 0 | 0 | 0 | 0 | 0 | 0 | 0 | 0 | 0 | 0 | 0 | 0 | 0 | 0 | 0 | 0 | 2570.2083
2025-05-13 | 2963.439 | 3.9 | 0 | 0 | 0 | 0 | 0 | 0 | 0 | 0 | 1 | 0 | 0 | 0 | 0 | 0 | 0 | 0 | 0 | 0 | 0 | 0 | 0 | 0 | 0 | 0 | 0 | 0 | 2957.5718
2025-05-13 | 3592.46 | 2.9 | 0 | 0 | 0 | 0 | 0 | 0 | 0 | 0 | 0 | 1 | 0 | 0 | 0 | 0 | 0 | 0 | 0 | 0 | 0 | 0 | 0 | 0 | 0 | 0 | 0 | 0 | 3393.4167
2025-05-13 | 4091.562 | 1.9 | 0 | 0 | 0 | 0 | 0 | 0 | 0 | 0 | 0 | 0 | 1 | 0 | 0 | 0 | 0 | 0 | 0 | 0 | 0 | 0 | 0 | 0 | 0 | 0 | 0 | 0 | 3947.2193
2025-05-13 | 4514.522 | 0.1 | 0 | 0 | 0 | 0 | 0 | 0 | 0 | 0 | 0 | 0 | 0 | 1 | 0 | 0 | 0 | 0 | 0 | 0 | 0 | 0 | 0 | 0 | 0 | 0 | 0 | 0 | 4048.049
2025-05-13 | 4680.634 | 0 | 2.7 | 0 | 0 | 0 | 0 | 0 | 0 | 0 | 0 | 0 | 0 | 0 | 1 | 0 | 0 | 0 | 0 | 0 | 0 | 0 | 0 | 0 | 0 | 0 | 0 | 0 | 4616.4925
2025-05-13 | 4677.423 | 0 | 3.1 | 0 | 0 | 0 | 0 | 0 | 0 | 0 | 0 | 0 | 0 | 0 | 0 | 1 | 0 | 0 | 0 | 0 | 0 | 0 | 0 | 0 | 0 | 0 | 0 | 0 | 4699.6956
2025-05-13 | 4720.735 | 0 | 4.5 | 0 | 0 | 0 | 0 | 0 | 0 | 0 | 0 | 0 | 0 | 0 | 0 | 0 | 1 | 0 | 0 | 0 | 0 | 0 | 0 | 0 | 0 | 0 | 0 | 0 | 4880.4747
2025-05-13 | 4797.214 | 0 | 6.4 | 0 | 0 | 0 | 0 | 0 | 0 | 0 | 0 | 0 | 0 | 0 | 0 | 0 | 0 | 1 | 0 | 0 | 0 | 0 | 0 | 0 | 0 | 0 | 0 | 0 | 5149.1476
2025-05-13 | 4786.322 | 0 | 4.1 | 0 | 0 | 0 | 0 | 0 | 0 | 0 | 0 | 0 | 0 | 0 | 0 | 0 | 0 | 0 | 1 | 0 | 0 | 0 | 0 | 0 | 0 | 0 | 0 | 0 | 4760.9402
2025-05-13 | 4496.094 | 0.1 | 0 | 0 | 0 | 0 | 0 | 0 | 0 | 0 | 0 | 0 | 0 | 0 | 0 | 0 | 0 | 0 | 0 | 1 | 0 | 0 | 0 | 0 | 0 | 0 | 0 | 0 | 4039.4013
2025-05-13 | 3942.387 | 0 | 1.3 | 0 | 0 | 0 | 0 | 0 | 0 | 0 | 0 | 0 | 0 | 0 | 0 | 0 | 0 | 0 | 0 | 0 | 1 | 0 | 0 | 0 | 0 | 0 | 0 | 0 | 3928.3116
2025-05-13 | 3535.618 | 0 | 2.6 | 0 | 0 | 0 | 0 | 0 | 0 | 0 | 0 | 0 | 0 | 0 | 0 | 0 | 0 | 0 | 0 | 0 | 0 | 1 | 0 | 0 | 0 | 0 | 0 | 0 | 3817.0179
2025-05-13 | 3271.451 | 0 | 0.1 | 0 | 0 | 0 | 0 | 0 | 0 | 0 | 0 | 0 | 0 | 0 | 0 | 0 | 0 | 0 | 0 | 0 | 0 | 0 | 1 | 0 | 0 | 0 | 0 | 0 | 3264.1504
2025-05-13 | 3143.78 | 0.4 | 0 | 0 | 0 | 0 | 0 | 0 | 0 | 0 | 0 | 0 | 0 | 0 | 0 | 0 | 0 | 0 | 0 | 0 | 0 | 0 | 0 | 1 | 0 | 0 | 0 | 0 | 3119.546
2025-05-13 | 2937.173 | 1 | 0 | 0 | 0 | 0 | 0 | 0 | 0 | 0 | 0 | 0 | 0 | 0 | 0 | 0 | 0 | 0 | 0 | 0 | 0 | 0 | 0 | 0 | 1 | 0 | 0 | 0 | 2974.0425
2025-05-13 | 2652.457 | 0.4 | 0 | 0 | 0 | 0 | 0 | 0 | 0 | 0 | 0 | 0 | 0 | 0 | 0 | 0 | 0 | 0 | 0 | 0 | 0 | 0 | 0 | 0 | 0 | 1 | 0 | 0 | 2670.6273
2025-05-13 | 2443.934 | 0.2 | 0 | 0 | 0 | 0 | 0 | 0 | 0 | 0 | 0 | 0 | 0 | 0 | 0 | 0 | 0 | 0 | 0 | 0 | 0 | 0 | 0 | 0 | 0 | 0 | 1 | 0 | 2441.7911
2025-05-13 | 2313.108 | 0.2 | 0 | 0 | 0 | 0 | 0 | 0 | 0 | 0 | 0 | 0 | 0 | 0 | 0 | 0 | 0 | 0 | 0 | 0 | 0 | 0 | 0 | 0 | 0 | 0 | 0 | 1 | 2311.5527
2025-05-14 | 2248.937 | 1.1 | 0 | 0 | 1 | 0 | 0 | 0 | 0 | 0 | 0 | 0 | 0 | 0 | 0 | 0 | 0 | 0 | 0 | 0 | 0 | 0 | 0 | 0 | 0 | 0 | 0 | 0 | 2295.7762
2025-05-14 | 2215.815 | 2 | 0 | 0 | 0 | 1 | 0 | 0 | 0 | 0 | 0 | 0 | 0 | 0 | 0 | 0 | 0 | 0 | 0 | 0 | 0 | 0 | 0 | 0 | 0 | 0 | 0 | 0 | 2319.6004
2025-05-14 | 2197.547 | 2.6 | 0 | 0 | 0 | 0 | 1 | 0 | 0 | 0 | 0 | 0 | 0 | 0 | 0 | 0 | 0 | 0 | 0 | 0 | 0 | 0 | 0 | 0 | 0 | 0 | 0 | 0 | 2346.3475
2025-05-14 | 2274.022 | 2.7 | 0 | 0 | 0 | 0 | 0 | 1 | 0 | 0 | 0 | 0 | 0 | 0 | 0 | 0 | 0 | 0 | 0 | 0 | 0 | 0 | 0 | 0 | 0 | 0 | 0 | 0 | 2384.6743
2025-05-14 | 2357.698 | 3.3 | 0 | 0 | 0 | 0 | 0 | 0 | 1 | 0 | 0 | 0 | 0 | 0 | 0 | 0 | 0 | 0 | 0 | 0 | 0 | 0 | 0 | 0 | 0 | 0 | 0 | 0 | 2470.9158
2025-05-14 | 2529.513 | 3.8 | 0 | 0 | 0 | 0 | 0 | 0 | 0 | 1 | 0 | 0 | 0 | 0 | 0 | 0 | 0 | 0 | 0 | 0 | 0 | 0 | 0 | 0 | 0 | 0 | 0 | 0 | 2609.738
2025-05-14 | 3012.52 | 3.6 | 0 | 0 | 0 | 0 | 0 | 0 | 0 | 0 | 1 | 0 | 0 | 0 | 0 | 0 | 0 | 0 | 0 | 0 | 0 | 0 | 0 | 0 | 0 | 0 | 0 | 0 | 2937.8069
2025-05-14 | 3631.405 | 3.5 | 0 | 0 | 0 | 0 | 0 | 0 | 0 | 0 | 0 | 1 | 0 | 0 | 0 | 0 | 0 | 0 | 0 | 0 | 0 | 0 | 0 | 0 | 0 | 0 | 0 | 0 | 3432.9464
2025-05-14 | 4093.637 | 2.9 | 0 | 0 | 0 | 0 | 0 | 0 | 0 | 0 | 0 | 0 | 1 | 0 | 0 | 0 | 0 | 0 | 0 | 0 | 0 | 0 | 0 | 0 | 0 | 0 | 0 | 0 | 4013.1022
2025-05-14 | 4450.888 | 1.2 | 0 | 0 | 0 | 0 | 0 | 0 | 0 | 0 | 0 | 0 | 0 | 1 | 0 | 0 | 0 | 0 | 0 | 0 | 0 | 0 | 0 | 0 | 0 | 0 | 0 | 0 | 4120.5202
2025-05-14 | 4562.001 | 0 | 0.7 | 0 | 0 | 0 | 0 | 0 | 0 | 0 | 0 | 0 | 0 | 0 | 1 | 0 | 0 | 0 | 0 | 0 | 0 | 0 | 0 | 0 | 0 | 0 | 0 | 0 | 4324.9623
2025-05-14 | 4580.067 | 0.2 | 0 | 0 | 0 | 0 | 0 | 0 | 0 | 0 | 0 | 0 | 0 | 0 | 0 | 1 | 0 | 0 | 0 | 0 | 0 | 0 | 0 | 0 | 0 | 0 | 0 | 0 | 4261.0004
2025-05-14 | 4543.471 | 0 | 2 | 0 | 0 | 0 | 0 | 0 | 0 | 0 | 0 | 0 | 0 | 0 | 0 | 0 | 1 | 0 | 0 | 0 | 0 | 0 | 0 | 0 | 0 | 0 | 0 | 0 | 4516.0619
2025-05-14 | 4532.957 | 0 | 1.8 | 0 | 0 | 0 | 0 | 0 | 0 | 0 | 0 | 0 | 0 | 0 | 0 | 0 | 0 | 1 | 0 | 0 | 0 | 0 | 0 | 0 | 0 | 0 | 0 | 0 | 4478.6282
2025-05-14 | 4523.413 | 0 | 2.5 | 0 | 0 | 0 | 0 | 0 | 0 | 0 | 0 | 0 | 0 | 0 | 0 | 0 | 0 | 0 | 1 | 0 | 0 | 0 | 0 | 0 | 0 | 0 | 0 | 0 | 4527.716
2025-05-14 | 4296.469 | 0 | 2.2 | 0 | 0 | 0 | 0 | 0 | 0 | 0 | 0 | 0 | 0 | 0 | 0 | 0 | 0 | 0 | 0 | 1 | 0 | 0 | 0 | 0 | 0 | 0 | 0 | 0 | 4353.4963
2025-05-14 | 3835.272 | 0 | 1.6 | 0 | 0 | 0 | 0 | 0 | 0 | 0 | 0 | 0 | 0 | 0 | 0 | 0 | 0 | 0 | 0 | 0 | 1 | 0 | 0 | 0 | 0 | 0 | 0 | 0 | 3972.0411
2025-05-14 | 3472.911 | 0 | 2.6 | 0 | 0 | 0 | 0 | 0 | 0 | 0 | 0 | 0 | 0 | 0 | 0 | 0 | 0 | 0 | 0 | 0 | 0 | 1 | 0 | 0 | 0 | 0 | 0 | 0 | 3817.0179
2025-05-14 | 3264.371 | 0 | 2.2 | 0 | 0 | 0 | 0 | 0 | 0 | 0 | 0 | 0 | 0 | 0 | 0 | 0 | 0 | 0 | 0 | 0 | 0 | 0 | 1 | 0 | 0 | 0 | 0 | 0 | 3570.257
2025-05-14 | 3149.929 | 0 | 0.3 | 0 | 0 | 0 | 0 | 0 | 0 | 0 | 0 | 0 | 0 | 0 | 0 | 0 | 0 | 0 | 0 | 0 | 0 | 0 | 0 | 1 | 0 | 0 | 0 | 0 | 3136.9224
2025-05-14 | 2903.625 | 1.2 | 0 | 0 | 0 | 0 | 0 | 0 | 0 | 0 | 0 | 0 | 0 | 0 | 0 | 0 | 0 | 0 | 0 | 0 | 0 | 0 | 0 | 0 | 1 | 0 | 0 | 0 | 2987.219
2025-05-14 | 2664.675 | 1.8 | 0 | 0 | 0 | 0 | 0 | 0 | 0 | 0 | 0 | 0 | 0 | 0 | 0 | 0 | 0 | 0 | 0 | 0 | 0 | 0 | 0 | 0 | 0 | 1 | 0 | 0 | 2762.8633
2025-05-14 | 2426.843 | 2 | 0 | 0 | 0 | 0 | 0 | 0 | 0 | 0 | 0 | 0 | 0 | 0 | 0 | 0 | 0 | 0 | 0 | 0 | 0 | 0 | 0 | 0 | 0 | 0 | 1 | 0 | 2560.3802
2025-05-14 | 2286.633 | 2.2 | 0 | 0 | 0 | 0 | 0 | 0 | 0 | 0 | 0 | 0 | 0 | 0 | 0 | 0 | 0 | 0 | 0 | 0 | 0 | 0 | 0 | 0 | 0 | 0 | 0 | 1 | 2443.3184
2025-05-15 | 2249.614 | 2.2 | 0 | 0 | 1 | 0 | 0 | 0 | 0 | 0 | 0 | 0 | 0 | 0 | 0 | 0 | 0 | 0 | 0 | 0 | 0 | 0 | 0 | 0 | 0 | 0 | 0 | 0 | 2368.2473
2025-05-15 | 2218.821 | 3 | 0 | 0 | 0 | 1 | 0 | 0 | 0 | 0 | 0 | 0 | 0 | 0 | 0 | 0 | 0 | 0 | 0 | 0 | 0 | 0 | 0 | 0 | 0 | 0 | 0 | 0 | 2385.4832
2025-05-15 | 2232.142 | 3.3 | 0 | 0 | 0 | 0 | 1 | 0 | 0 | 0 | 0 | 0 | 0 | 0 | 0 | 0 | 0 | 0 | 0 | 0 | 0 | 0 | 0 | 0 | 0 | 0 | 0 | 0 | 2392.4655
2025-05-15 | 2265.692 | 3.7 | 0 | 0 | 0 | 0 | 0 | 1 | 0 | 0 | 0 | 0 | 0 | 0 | 0 | 0 | 0 | 0 | 0 | 0 | 0 | 0 | 0 | 0 | 0 | 0 | 0 | 0 | 2450.5572
2025-05-15 | 2315.299 | 4 | 0 | 0 | 0 | 0 | 0 | 0 | 1 | 0 | 0 | 0 | 0 | 0 | 0 | 0 | 0 | 0 | 0 | 0 | 0 | 0 | 0 | 0 | 0 | 0 | 0 | 0 | 2517.0338
2025-05-15 | 2453.803 | 4.2 | 0 | 0 | 0 | 0 | 0 | 0 | 0 | 1 | 0 | 0 | 0 | 0 | 0 | 0 | 0 | 0 | 0 | 0 | 0 | 0 | 0 | 0 | 0 | 0 | 0 | 0 | 2636.0911
2025-05-15 | 3014.605 | 3.3 | 0 | 0 | 0 | 0 | 0 | 0 | 0 | 0 | 1 | 0 | 0 | 0 | 0 | 0 | 0 | 0 | 0 | 0 | 0 | 0 | 0 | 0 | 0 | 0 | 0 | 0 | 2918.0421
2025-05-15 | 3656.479 | 2.3 | 0 | 0 | 0 | 0 | 0 | 0 | 0 | 0 | 0 | 1 | 0 | 0 | 0 | 0 | 0 | 0 | 0 | 0 | 0 | 0 | 0 | 0 | 0 | 0 | 0 | 0 | 3353.887
2025-05-15 | 4126.192 | 0.5 | 0 | 0 | 0 | 0 | 0 | 0 | 0 | 0 | 0 | 0 | 1 | 0 | 0 | 0 | 0 | 0 | 0 | 0 | 0 | 0 | 0 | 0 | 0 | 0 | 0 | 0 | 3854.9834
2025-05-15 | 4469.774 | 0 | 0.7 | 0 | 0 | 0 | 0 | 0 | 0 | 0 | 0 | 0 | 0 | 1 | 0 | 0 | 0 | 0 | 0 | 0 | 0 | 0 | 0 | 0 | 0 | 0 | 0 | 0 | 4143.4963
2025-05-15 | 4699.115 | 0 | 1.9 | 0 | 0 | 0 | 0 | 0 | 0 | 0 | 0 | 0 | 0 | 0 | 1 | 0 | 0 | 0 | 0 | 0 | 0 | 0 | 0 | 0 | 0 | 0 | 0 | 0 | 4499.8804
2025-05-15 | 4830.996 | 0 | 1.2 | 0 | 0 | 0 | 0 | 0 | 0 | 0 | 0 | 0 | 0 | 0 | 0 | 1 | 0 | 0 | 0 | 0 | 0 | 0 | 0 | 0 | 0 | 0 | 0 | 0 | 4422.7419
2025-05-15 | 4821.54 | 0 | 2.2 | 0 | 0 | 0 | 0 | 0 | 0 | 0 | 0 | 0 | 0 | 0 | 0 | 0 | 1 | 0 | 0 | 0 | 0 | 0 | 0 | 0 | 0 | 0 | 0 | 0 | 4545.2149
2025-05-15 | 4904.4 | 0 | 3.4 | 0 | 0 | 0 | 0 | 0 | 0 | 0 | 0 | 0 | 0 | 0 | 0 | 0 | 0 | 1 | 0 | 0 | 0 | 0 | 0 | 0 | 0 | 0 | 0 | 0 | 4711.8523
2025-05-15 | 4866.14 | 0 | 3.6 | 0 | 0 | 0 | 0 | 0 | 0 | 0 | 0 | 0 | 0 | 0 | 0 | 0 | 0 | 0 | 1 | 0 | 0 | 0 | 0 | 0 | 0 | 0 | 0 | 0 | 4688.0576
2025-05-15 | 4717.252 | 0 | 5.1 | 0 | 0 | 0 | 0 | 0 | 0 | 0 | 0 | 0 | 0 | 0 | 0 | 0 | 0 | 0 | 0 | 1 | 0 | 0 | 0 | 0 | 0 | 0 | 0 | 0 | 4776.215
2025-05-15 | 4234.07 | 0 | 4.4 | 0 | 0 | 0 | 0 | 0 | 0 | 0 | 0 | 0 | 0 | 0 | 0 | 0 | 0 | 0 | 0 | 0 | 1 | 0 | 0 | 0 | 0 | 0 | 0 | 0 | 4380.1834
2025-05-15 | 3822.508 | 0 | 3.6 | 0 | 0 | 0 | 0 | 0 | 0 | 0 | 0 | 0 | 0 | 0 | 0 | 0 | 0 | 0 | 0 | 0 | 0 | 1 | 0 | 0 | 0 | 0 | 0 | 0 | 3962.783
2025-05-15 | 3532.682 | 0 | 2.9 | 0 | 0 | 0 | 0 | 0 | 0 | 0 | 0 | 0 | 0 | 0 | 0 | 0 | 0 | 0 | 0 | 0 | 0 | 0 | 1 | 0 | 0 | 0 | 0 | 0 | 3672.2926
2025-05-15 | 3327.508 | 0 | 0.6 | 0 | 0 | 0 | 0 | 0 | 0 | 0 | 0 | 0 | 0 | 0 | 0 | 0 | 0 | 0 | 0 | 0 | 0 | 0 | 0 | 1 | 0 | 0 | 0 | 0 | 3180.652
2025-05-15 | 3087.937 | 0 | 0.1 | 0 | 0 | 0 | 0 | 0 | 0 | 0 | 0 | 0 | 0 | 0 | 0 | 0 | 0 | 0 | 0 | 0 | 0 | 0 | 0 | 0 | 1 | 0 | 0 | 0 | 2922.7361
2025-05-15 | 2778.378 | 0.6 | 0 | 0 | 0 | 0 | 0 | 0 | 0 | 0 | 0 | 0 | 0 | 0 | 0 | 0 | 0 | 0 | 0 | 0 | 0 | 0 | 0 | 0 | 0 | 1 | 0 | 0 | 2683.8038
2025-05-15 | 2414.153 | 1.3 | 0 | 0 | 0 | 0 | 0 | 0 | 0 | 0 | 0 | 0 | 0 | 0 | 0 | 0 | 0 | 0 | 0 | 0 | 0 | 0 | 0 | 0 | 0 | 0 | 1 | 0 | 2514.2622
2025-05-15 | 2285.494 | 1.8 | 0 | 0 | 0 | 0 | 0 | 0 | 0 | 0 | 0 | 0 | 0 | 0 | 0 | 0 | 0 | 0 | 0 | 0 | 0 | 0 | 0 | 0 | 0 | 0 | 0 | 1 | 2416.9652
2025-05-16 | 2225.151 | 2 | 0 | 0 | 1 | 0 | 0 | 0 | 0 | 0 | 0 | 0 | 0 | 0 | 0 | 0 | 0 | 0 | 0 | 0 | 0 | 0 | 0 | 0 | 0 | 0 | 0 | 0 | 2355.0708
2025-05-16 | 2198.093 | 2.2 | 0 | 0 | 0 | 1 | 0 | 0 | 0 | 0 | 0 | 0 | 0 | 0 | 0 | 0 | 0 | 0 | 0 | 0 | 0 | 0 | 0 | 0 | 0 | 0 | 0 | 0 | 2332.7769
2025-05-16 | 2180.424 | 2.1 | 0 | 0 | 0 | 0 | 1 | 0 | 0 | 0 | 0 | 0 | 0 | 0 | 0 | 0 | 0 | 0 | 0 | 0 | 0 | 0 | 0 | 0 | 0 | 0 | 0 | 0 | 2313.4061
2025-05-16 | 2230.913 | 2.3 | 0 | 0 | 0 | 0 | 0 | 1 | 0 | 0 | 0 | 0 | 0 | 0 | 0 | 0 | 0 | 0 | 0 | 0 | 0 | 0 | 0 | 0 | 0 | 0 | 0 | 0 | 2358.3212
2025-05-16 | 2314.01 | 2.4 | 0 | 0 | 0 | 0 | 0 | 0 | 1 | 0 | 0 | 0 | 0 | 0 | 0 | 0 | 0 | 0 | 0 | 0 | 0 | 0 | 0 | 0 | 0 | 0 | 0 | 0 | 2411.6212
2025-05-16 | 2502.752 | 3.2 | 0 | 0 | 0 | 0 | 0 | 0 | 0 | 1 | 0 | 0 | 0 | 0 | 0 | 0 | 0 | 0 | 0 | 0 | 0 | 0 | 0 | 0 | 0 | 0 | 0 | 0 | 2570.2083
2025-05-16 | 2997.268 | 3.1 | 0 | 0 | 0 | 0 | 0 | 0 | 0 | 0 | 1 | 0 | 0 | 0 | 0 | 0 | 0 | 0 | 0 | 0 | 0 | 0 | 0 | 0 | 0 | 0 | 0 | 0 | 2904.8655
2025-05-16 | 3525.903 | 3.8 | 0 | 0 | 0 | 0 | 0 | 0 | 0 | 0 | 0 | 1 | 0 | 0 | 0 | 0 | 0 | 0 | 0 | 0 | 0 | 0 | 0 | 0 | 0 | 0 | 0 | 0 | 3452.7113
2025-05-16 | 4124.636 | 1.3 | 0 | 0 | 0 | 0 | 0 | 0 | 0 | 0 | 0 | 0 | 1 | 0 | 0 | 0 | 0 | 0 | 0 | 0 | 0 | 0 | 0 | 0 | 0 | 0 | 0 | 0 | 3907.6896
2025-05-16 | 4515.575 | 0 | 2 | 0 | 0 | 0 | 0 | 0 | 0 | 0 | 0 | 0 | 0 | 1 | 0 | 0 | 0 | 0 | 0 | 0 | 0 | 0 | 0 | 0 | 0 | 0 | 0 | 0 | 4332.9909
2025-05-16 | 4710.989 | 0 | 4.6 | 0 | 0 | 0 | 0 | 0 | 0 | 0 | 0 | 0 | 0 | 0 | 1 | 0 | 0 | 0 | 0 | 0 | 0 | 0 | 0 | 0 | 0 | 0 | 0 | 0 | 4893.4461
2025-05-16 | 4779.154 | 0 | 6.3 | 0 | 0 | 0 | 0 | 0 | 0 | 0 | 0 | 0 | 0 | 0 | 0 | 1 | 0 | 0 | 0 | 0 | 0 | 0 | 0 | 0 | 0 | 0 | 0 | 0 | 5166.1439
2025-05-16 | 4769.564 | 0 | 7.4 | 0 | 0 | 0 | 0 | 0 | 0 | 0 | 0 | 0 | 0 | 0 | 0 | 0 | 1 | 0 | 0 | 0 | 0 | 0 | 0 | 0 | 0 | 0 | 0 | 0 | 5303.1934
2025-05-16 | 4844.03 | 0 | 7.5 | 0 | 0 | 0 | 0 | 0 | 0 | 0 | 0 | 0 | 0 | 0 | 0 | 0 | 0 | 1 | 0 | 0 | 0 | 0 | 0 | 0 | 0 | 0 | 0 | 0 | 5309.4892
2025-05-16 | 4795.412 | 0 | 9.1 | 0 | 0 | 0 | 0 | 0 | 0 | 0 | 0 | 0 | 0 | 0 | 0 | 0 | 0 | 0 | 1 | 0 | 0 | 0 | 0 | 0 | 0 | 0 | 0 | 0 | 5489.7657
2025-05-16 | 4687.363 | 0 | 9.2 | 0 | 0 | 0 | 0 | 0 | 0 | 0 | 0 | 0 | 0 | 0 | 0 | 0 | 0 | 0 | 0 | 1 | 0 | 0 | 0 | 0 | 0 | 0 | 0 | 0 | 5373.8519
2025-05-16 | 4270.092 | 0 | 9 | 0 | 0 | 0 | 0 | 0 | 0 | 0 | 0 | 0 | 0 | 0 | 0 | 0 | 0 | 0 | 0 | 0 | 1 | 0 | 0 | 0 | 0 | 0 | 0 | 0 | 5050.7028
2025-05-16 | 3744.045 | 0 | 8.6 | 0 | 0 | 0 | 0 | 0 | 0 | 0 | 0 | 0 | 0 | 0 | 0 | 0 | 0 | 0 | 0 | 0 | 0 | 1 | 0 | 0 | 0 | 0 | 0 | 0 | 4691.6085
2025-05-16 | 3449.44 | 0 | 7.4 | 0 | 0 | 0 | 0 | 0 | 0 | 0 | 0 | 0 | 0 | 0 | 0 | 0 | 0 | 0 | 0 | 0 | 0 | 0 | 1 | 0 | 0 | 0 | 0 | 0 | 4328.2355
2025-05-16 | 3205.216 | 0 | 6.5 | 0 | 0 | 0 | 0 | 0 | 0 | 0 | 0 | 0 | 0 | 0 | 0 | 0 | 0 | 0 | 0 | 0 | 0 | 0 | 0 | 1 | 0 | 0 | 0 | 0 | 4040.666
2025-05-16 | 3040.827 | 0 | 4.6 | 0 | 0 | 0 | 0 | 0 | 0 | 0 | 0 | 0 | 0 | 0 | 0 | 0 | 0 | 0 | 0 | 0 | 0 | 0 | 0 | 0 | 1 | 0 | 0 | 0 | 3578.679
2025-05-16 | 2730.637 | 0 | 5.2 | 0 | 0 | 0 | 0 | 0 | 0 | 0 | 0 | 0 | 0 | 0 | 0 | 0 | 0 | 0 | 0 | 0 | 0 | 0 | 0 | 0 | 0 | 1 | 0 | 0 | 3402.2526
2025-05-16 | 2513.372 | 0 | 3.3 | 0 | 0 | 0 | 0 | 0 | 0 | 0 | 0 | 0 | 0 | 0 | 0 | 0 | 0 | 0 | 0 | 0 | 0 | 0 | 0 | 0 | 0 | 0 | 1 | 0 | 2909.6393
2025-05-16 | 2356.018 | 0 | 1.8 | 0 | 0 | 0 | 0 | 0 | 0 | 0 | 0 | 0 | 0 | 0 | 0 | 0 | 0 | 0 | 0 | 0 | 0 | 0 | 0 | 0 | 0 | 0 | 0 | 1 | 2560.7533
2025-05-17 | 2250.055 | 0.4 | 0 | 1 | 1 | 0 | 0 | 0 | 0 | 0 | 0 | 0 | 0 | 0 | 0 | 0 | 0 | 0 | 0 | 0 | 0 | 0 | 0 | 0 | 0 | 0 | 0 | 0 | 1677.1274
2025-05-17 | 2218.493 | 0.6 | 0 | 1 | 0 | 1 | 0 | 0 | 0 | 0 | 0 | 0 | 0 | 0 | 0 | 0 | 0 | 0 | 0 | 0 | 0 | 0 | 0 | 0 | 0 | 0 | 0 | 0 | 1654.8335
2025-05-17 | 2231.671 | 2.5 | 0 | 1 | 0 | 0 | 1 | 0 | 0 | 0 | 0 | 0 | 0 | 0 | 0 | 0 | 0 | 0 | 0 | 0 | 0 | 0 | 0 | 0 | 0 | 0 | 0 | 0 | 1767.2284
2025-05-17 | 2288.938 | 2.9 | 0 | 1 | 0 | 0 | 0 | 1 | 0 | 0 | 0 | 0 | 0 | 0 | 0 | 0 | 0 | 0 | 0 | 0 | 0 | 0 | 0 | 0 | 0 | 0 | 0 | 0 | 1825.32
2025-05-17 | 2275.645 | 2.8 | 0 | 1 | 0 | 0 | 0 | 0 | 1 | 0 | 0 | 0 | 0 | 0 | 0 | 0 | 0 | 0 | 0 | 0 | 0 | 0 | 0 | 0 | 0 | 0 | 0 | 0 | 1865.4435
2025-05-17 | 2248.625 | 2.8 | 0 | 1 | 0 | 0 | 0 | 0 | 0 | 1 | 0 | 0 | 0 | 0 | 0 | 0 | 0 | 0 | 0 | 0 | 0 | 0 | 0 | 0 | 0 | 0 | 0 | 0 | 1971.3243
2025-05-17 | 2510.389 | 2.3 | 0 | 1 | 0 | 0 | 0 | 0 | 0 | 0 | 1 | 0 | 0 | 0 | 0 | 0 | 0 | 0 | 0 | 0 | 0 | 0 | 0 | 0 | 0 | 0 | 0 | 0 | 2279.6284
2025-05-17 | 2779.955 | 1.1 | 0 | 1 | 0 | 0 | 0 | 0 | 0 | 0 | 0 | 1 | 0 | 0 | 0 | 0 | 0 | 0 | 0 | 0 | 0 | 0 | 0 | 0 | 0 | 0 | 0 | 0 | 2702.2967
2025-05-17 | 3258.871 | 1.6 | 0 | 1 | 0 | 0 | 0 | 0 | 0 | 0 | 0 | 0 | 1 | 0 | 0 | 0 | 0 | 0 | 0 | 0 | 0 | 0 | 0 | 0 | 0 | 0 | 0 | 0 | 3354.9236
2025-05-17 | 3540.357 | 0 | 1 | 1 | 0 | 0 | 0 | 0 | 0 | 0 | 0 | 0 | 0 | 1 | 0 | 0 | 0 | 0 | 0 | 0 | 0 | 0 | 0 | 0 | 0 | 0 | 0 | 0 | 3614.695
2025-05-17 | 3666.21 | 0 | 2.2 | 1 | 0 | 0 | 0 | 0 | 0 | 0 | 0 | 0 | 0 | 0 | 1 | 0 | 0 | 0 | 0 | 0 | 0 | 0 | 0 | 0 | 0 | 0 | 0 | 0 | 3971.0791
2025-05-17 | 3777.952 | 0 | 1.2 | 1 | 0 | 0 | 0 | 0 | 0 | 0 | 0 | 0 | 0 | 0 | 0 | 1 | 0 | 0 | 0 | 0 | 0 | 0 | 0 | 0 | 0 | 0 | 0 | 0 | 3850.2111
2025-05-17 | 3690.248 | 2.6 | 0 | 1 | 0 | 0 | 0 | 0 | 0 | 0 | 0 | 0 | 0 | 0 | 0 | 0 | 1 | 0 | 0 | 0 | 0 | 0 | 0 | 0 | 0 | 0 | 0 | 0 | 3823.2963
2025-05-17 | 3655.023 | 0.6 | 0 | 1 | 0 | 0 | 0 | 0 | 0 | 0 | 0 | 0 | 0 | 0 | 0 | 0 | 0 | 1 | 0 | 0 | 0 | 0 | 0 | 0 | 0 | 0 | 0 | 0 | 3683.2499
2025-05-17 | 3521.95 | 1.9 | 0 | 1 | 0 | 0 | 0 | 0 | 0 | 0 | 0 | 0 | 0 | 0 | 0 | 0 | 0 | 0 | 1 | 0 | 0 | 0 | 0 | 0 | 0 | 0 | 0 | 0 | 3715.9499
2025-05-17 | 3420.219 | 1.4 | 0 | 1 | 0 | 0 | 0 | 0 | 0 | 0 | 0 | 0 | 0 | 0 | 0 | 0 | 0 | 0 | 0 | 1 | 0 | 0 | 0 | 0 | 0 | 0 | 0 | 0 | 3552.5182
2025-05-17 | 3207.319 | 2 | 0 | 1 | 0 | 0 | 0 | 0 | 0 | 0 | 0 | 0 | 0 | 0 | 0 | 0 | 0 | 0 | 0 | 0 | 1 | 0 | 0 | 0 | 0 | 0 | 0 | 0 | 3298.0518
2025-05-17 | 3087.381 | 2.8 | 0 | 1 | 0 | 0 | 0 | 0 | 0 | 0 | 0 | 0 | 0 | 0 | 0 | 0 | 0 | 0 | 0 | 0 | 0 | 1 | 0 | 0 | 0 | 0 | 0 | 0 | 3049.9698
2025-05-17 | 2977.252 | 2.8 | 0 | 1 | 0 | 0 | 0 | 0 | 0 | 0 | 0 | 0 | 0 | 0 | 0 | 0 | 0 | 0 | 0 | 0 | 0 | 0 | 1 | 0 | 0 | 0 | 0 | 0 | 2861.515
2025-05-17 | 2919.866 | 3.7 | 0 | 1 | 0 | 0 | 0 | 0 | 0 | 0 | 0 | 0 | 0 | 0 | 0 | 0 | 0 | 0 | 0 | 0 | 0 | 0 | 0 | 1 | 0 | 0 | 0 | 0 | 2764.4286
2025-05-17 | 2805.661 | 4.2 | 0 | 1 | 0 | 0 | 0 | 0 | 0 | 0 | 0 | 0 | 0 | 0 | 0 | 0 | 0 | 0 | 0 | 0 | 0 | 0 | 0 | 0 | 1 | 0 | 0 | 0 | 2612.3367
2025-05-17 | 2621.947 | 4.5 | 0 | 1 | 0 | 0 | 0 | 0 | 0 | 0 | 0 | 0 | 0 | 0 | 0 | 0 | 0 | 0 | 0 | 0 | 0 | 0 | 0 | 0 | 0 | 1 | 0 | 0 | 2368.2161
2025-05-17 | 2420.79 | 4.9 | 0 | 1 | 0 | 0 | 0 | 0 | 0 | 0 | 0 | 0 | 0 | 0 | 0 | 0 | 0 | 0 | 0 | 0 | 0 | 0 | 0 | 0 | 0 | 0 | 1 | 0 | 2178.9096
2025-05-17 | 2284.253 | 5.3 | 0 | 1 | 0 | 0 | 0 | 0 | 0 | 0 | 0 | 0 | 0 | 0 | 0 | 0 | 0 | 0 | 0 | 0 | 0 | 0 | 0 | 0 | 0 | 0 | 0 | 1 | 2075.0244
2025-05-18 | 2230.481 | 5.7 | 0 | 1 | 1 | 0 | 0 | 0 | 0 | 0 | 0 | 0 | 0 | 0 | 0 | 0 | 0 | 0 | 0 | 0 | 0 | 0 | 0 | 0 | 0 | 0 | 0 | 0 | 2026.3065
2025-05-18 | 2205.603 | 5.2 | 0 | 1 | 0 | 1 | 0 | 0 | 0 | 0 | 0 | 0 | 0 | 0 | 0 | 0 | 0 | 0 | 0 | 0 | 0 | 0 | 0 | 0 | 0 | 0 | 0 | 0 | 1957.8947
2025-05-18 | 2205.05 | 4.8 | 0 | 1 | 0 | 0 | 1 | 0 | 0 | 0 | 0 | 0 | 0 | 0 | 0 | 0 | 0 | 0 | 0 | 0 | 0 | 0 | 0 | 0 | 0 | 0 | 0 | 0 | 1918.7589
2025-05-18 | 2255.977 | 4.9 | 0 | 1 | 0 | 0 | 0 | 1 | 0 | 0 | 0 | 0 | 0 | 0 | 0 | 0 | 0 | 0 | 0 | 0 | 0 | 0 | 0 | 0 | 0 | 0 | 0 | 0 | 1957.0857
2025-05-18 | 2237.221 | 4.6 | 0 | 1 | 0 | 0 | 0 | 0 | 1 | 0 | 0 | 0 | 0 | 0 | 0 | 0 | 0 | 0 | 0 | 0 | 0 | 0 | 0 | 0 | 0 | 0 | 0 | 0 | 1984.0327
2025-05-18 | 2201.134 | 4.7 | 0 | 1 | 0 | 0 | 0 | 0 | 0 | 1 | 0 | 0 | 0 | 0 | 0 | 0 | 0 | 0 | 0 | 0 | 0 | 0 | 0 | 0 | 0 | 0 | 0 | 0 | 2096.5017
2025-05-18 | 2339.891 | 4.6 | 0 | 1 | 0 | 0 | 0 | 0 | 0 | 0 | 1 | 0 | 0 | 0 | 0 | 0 | 0 | 0 | 0 | 0 | 0 | 0 | 0 | 0 | 0 | 0 | 0 | 0 | 2431.159
2025-05-18 | 2571.249 | 3.7 | 0 | 1 | 0 | 0 | 0 | 0 | 0 | 0 | 0 | 1 | 0 | 0 | 0 | 0 | 0 | 0 | 0 | 0 | 0 | 0 | 0 | 0 | 0 | 0 | 0 | 0 | 2873.5921
2025-05-18 | 2810.981 | 4.5 | 0 | 1 | 0 | 0 | 0 | 0 | 0 | 0 | 0 | 0 | 1 | 0 | 0 | 0 | 0 | 0 | 0 | 0 | 0 | 0 | 0 | 0 | 0 | 0 | 0 | 0 | 3545.9839
2025-05-18 | 3089.404 | 4.6 | 0 | 1 | 0 | 0 | 0 | 0 | 0 | 0 | 0 | 0 | 0 | 1 | 0 | 0 | 0 | 0 | 0 | 0 | 0 | 0 | 0 | 0 | 0 | 0 | 0 | 0 | 3771.991
2025-05-18 | 3228.592 | 3.3 | 0 | 1 | 0 | 0 | 0 | 0 | 0 | 0 | 0 | 0 | 0 | 0 | 1 | 0 | 0 | 0 | 0 | 0 | 0 | 0 | 0 | 0 | 0 | 0 | 0 | 0 | 3867.8093
2025-05-18 | 3228.368 | 3.1 | 0 | 1 | 0 | 0 | 0 | 0 | 0 | 0 | 0 | 0 | 0 | 0 | 0 | 1 | 0 | 0 | 0 | 0 | 0 | 0 | 0 | 0 | 0 | 0 | 0 | 0 | 3879.5298
2025-05-18 | 3228.24 | 2.1 | 0 | 1 | 0 | 0 | 0 | 0 | 0 | 0 | 0 | 0 | 0 | 0 | 0 | 0 | 1 | 0 | 0 | 0 | 0 | 0 | 0 | 0 | 0 | 0 | 0 | 0 | 3790.3549
2025-05-18 | 3203.87 | 2.2 | 0 | 1 | 0 | 0 | 0 | 0 | 0 | 0 | 0 | 0 | 0 | 0 | 0 | 0 | 0 | 1 | 0 | 0 | 0 | 0 | 0 | 0 | 0 | 0 | 0 | 0 | 3788.6625
2025-05-18 | 3163.556 | 2.2 | 0 | 1 | 0 | 0 | 0 | 0 | 0 | 0 | 0 | 0 | 0 | 0 | 0 | 0 | 0 | 0 | 1 | 0 | 0 | 0 | 0 | 0 | 0 | 0 | 0 | 0 | 3735.7147
2025-05-18 | 3076.953 | 1.4 | 0 | 1 | 0 | 0 | 0 | 0 | 0 | 0 | 0 | 0 | 0 | 0 | 0 | 0 | 0 | 0 | 0 | 1 | 0 | 0 | 0 | 0 | 0 | 0 | 0 | 0 | 3552.5182
2025-05-18 | 2988.68 | 5 | 0 | 1 | 0 | 0 | 0 | 0 | 0 | 0 | 0 | 0 | 0 | 0 | 0 | 0 | 0 | 0 | 0 | 0 | 1 | 0 | 0 | 0 | 0 | 0 | 0 | 0 | 3495.7004
2025-05-18 | 2874.134 | 6.1 | 0 | 1 | 0 | 0 | 0 | 0 | 0 | 0 | 0 | 0 | 0 | 0 | 0 | 0 | 0 | 0 | 0 | 0 | 0 | 1 | 0 | 0 | 0 | 0 | 0 | 0 | 3267.3832
2025-05-18 | 2724.181 | 6.8 | 0 | 1 | 0 | 0 | 0 | 0 | 0 | 0 | 0 | 0 | 0 | 0 | 0 | 0 | 0 | 0 | 0 | 0 | 0 | 0 | 1 | 0 | 0 | 0 | 0 | 0 | 3125.0464
2025-05-18 | 2708.225 | 7.2 | 0 | 1 | 0 | 0 | 0 | 0 | 0 | 0 | 0 | 0 | 0 | 0 | 0 | 0 | 0 | 0 | 0 | 0 | 0 | 0 | 0 | 1 | 0 | 0 | 0 | 0 | 2995.0186
2025-05-18 | 2666.176 | 7.3 | 0 | 1 | 0 | 0 | 0 | 0 | 0 | 0 | 0 | 0 | 0 | 0 | 0 | 0 | 0 | 0 | 0 | 0 | 0 | 0 | 0 | 0 | 1 | 0 | 0 | 0 | 2816.5736
2025-05-18 | 2516.919 | 7.2 | 0 | 1 | 0 | 0 | 0 | 0 | 0 | 0 | 0 | 0 | 0 | 0 | 0 | 0 | 0 | 0 | 0 | 0 | 0 | 0 | 0 | 0 | 0 | 1 | 0 | 0 | 2546.0998
2025-05-18 | 2341.538 | 7.3 | 0 | 1 | 0 | 0 | 0 | 0 | 0 | 0 | 0 | 0 | 0 | 0 | 0 | 0 | 0 | 0 | 0 | 0 | 0 | 0 | 0 | 0 | 0 | 0 | 1 | 0 | 2337.0285
2025-05-18 | 2264.329 | 7.4 | 0 | 1 | 0 | 0 | 0 | 0 | 0 | 0 | 0 | 0 | 0 | 0 | 0 | 0 | 0 | 0 | 0 | 0 | 0 | 0 | 0 | 0 | 0 | 0 | 0 | 1 | 2213.3783
2025-05-19 | 2232.967 | 7.9 | 0 | 0 | 1 | 0 | 0 | 0 | 0 | 0 | 0 | 0 | 0 | 0 | 0 | 0 | 0 | 0 | 0 | 0 | 0 | 0 | 0 | 0 | 0 | 0 | 0 | 0 | 2743.7796
2025-05-19 | 2228.888 | 8.1 | 0 | 0 | 0 | 1 | 0 | 0 | 0 | 0 | 0 | 0 | 0 | 0 | 0 | 0 | 0 | 0 | 0 | 0 | 0 | 0 | 0 | 0 | 0 | 0 | 0 | 0 | 2721.4858
2025-05-19 | 2212.731 | 8.2 | 0 | 0 | 0 | 0 | 1 | 0 | 0 | 0 | 0 | 0 | 0 | 0 | 0 | 0 | 0 | 0 | 0 | 0 | 0 | 0 | 0 | 0 | 0 | 0 | 0 | 0 | 2715.2915
2025-05-19 | 2267.05 | 8.3 | 0 | 0 | 0 | 0 | 0 | 1 | 0 | 0 | 0 | 0 | 0 | 0 | 0 | 0 | 0 | 0 | 0 | 0 | 0 | 0 | 0 | 0 | 0 | 0 | 0 | 0 | 2753.6183
2025-05-19 | 2260.915 | 8.3 | 0 | 0 | 0 | 0 | 0 | 0 | 1 | 0 | 0 | 0 | 0 | 0 | 0 | 0 | 0 | 0 | 0 | 0 | 0 | 0 | 0 | 0 | 0 | 0 | 0 | 0 | 2800.3301
2025-05-19 | 2261.002 | 8.8 | 0 | 0 | 0 | 0 | 0 | 0 | 0 | 1 | 0 | 0 | 0 | 0 | 0 | 0 | 0 | 0 | 0 | 0 | 0 | 0 | 0 | 0 | 0 | 0 | 0 | 0 | 2939.1522
2025-05-19 | 2470.884 | 9 | 0 | 0 | 0 | 0 | 0 | 0 | 0 | 0 | 1 | 0 | 0 | 0 | 0 | 0 | 0 | 0 | 0 | 0 | 0 | 0 | 0 | 0 | 0 | 0 | 0 | 0 | 3293.5743
2025-05-19 | 2629.869 | 8.8 | 0 | 0 | 0 | 0 | 0 | 0 | 0 | 0 | 0 | 1 | 0 | 0 | 0 | 0 | 0 | 0 | 0 | 0 | 0 | 0 | 0 | 0 | 0 | 0 | 0 | 0 | 3782.1255
2025-05-19 | 2760.753 | 9.4 | 0 | 0 | 0 | 0 | 0 | 0 | 0 | 0 | 0 | 0 | 1 | 0 | 0 | 0 | 0 | 0 | 0 | 0 | 0 | 0 | 0 | 0 | 0 | 0 | 0 | 0 | 4441.3407
2025-05-19 | 3149.157 | 8.8 | 0 | 0 | 0 | 0 | 0 | 0 | 0 | 0 | 0 | 0 | 0 | 1 | 0 | 0 | 0 | 0 | 0 | 0 | 0 | 0 | 0 | 0 | 0 | 0 | 0 | 0 | 4621.2298
2025-05-19 | 3008.53 | 7.7 | 0 | 0 | 0 | 0 | 0 | 0 | 0 | 0 | 0 | 0 | 0 | 0 | 1 | 0 | 0 | 0 | 0 | 0 | 0 | 0 | 0 | 0 | 0 | 0 | 0 | 0 | 4730.2247
2025-05-19 | 3076.276 | 6.9 | 0 | 0 | 0 | 0 | 0 | 0 | 0 | 0 | 0 | 0 | 0 | 0 | 0 | 1 | 0 | 0 | 0 | 0 | 0 | 0 | 0 | 0 | 0 | 0 | 0 | 0 | 4702.4155
2025-05-19 | 3084.819 | 5.1 | 0 | 0 | 0 | 0 | 0 | 0 | 0 | 0 | 0 | 0 | 0 | 0 | 0 | 0 | 1 | 0 | 0 | 0 | 0 | 0 | 0 | 0 | 0 | 0 | 0 | 0 | 4560.5343
2025-05-19 | 3043.152 | 4.8 | 0 | 0 | 0 | 0 | 0 | 0 | 0 | 0 | 0 | 0 | 0 | 0 | 0 | 0 | 0 | 1 | 0 | 0 | 0 | 0 | 0 | 0 | 0 | 0 | 0 | 0 | 4532.4887
2025-05-19 | 3017.024 | 5.2 | 0 | 0 | 0 | 0 | 0 | 0 | 0 | 0 | 0 | 0 | 0 | 0 | 0 | 0 | 0 | 0 | 1 | 0 | 0 | 0 | 0 | 0 | 0 | 0 | 0 | 0 | 4505.8941
2025-05-19 | 2929.576 | 4.6 | 0 | 0 | 0 | 0 | 0 | 0 | 0 | 0 | 0 | 0 | 0 | 0 | 0 | 0 | 0 | 0 | 0 | 1 | 0 | 0 | 0 | 0 | 0 | 0 | 0 | 0 | 4335.8742
2025-05-19 | 2888.063 | 4.6 | 0 | 0 | 0 | 0 | 0 | 0 | 0 | 0 | 0 | 0 | 0 | 0 | 0 | 0 | 0 | 0 | 0 | 0 | 1 | 0 | 0 | 0 | 0 | 0 | 0 | 0 | 4041.8781
2025-05-19 | 2816.394 | 5.4 | 0 | 0 | 0 | 0 | 0 | 0 | 0 | 0 | 0 | 0 | 0 | 0 | 0 | 0 | 0 | 0 | 0 | 0 | 0 | 1 | 0 | 0 | 0 | 0 | 0 | 0 | 3793.7961
2025-05-19 | 2723.611 | 6.5 | 0 | 0 | 0 | 0 | 0 | 0 | 0 | 0 | 0 | 0 | 0 | 0 | 0 | 0 | 0 | 0 | 0 | 0 | 0 | 0 | 1 | 0 | 0 | 0 | 0 | 0 | 3677.8124
2025-05-19 | 2686.053 | 7.9 | 0 | 0 | 0 | 0 | 0 | 0 | 0 | 0 | 0 | 0 | 0 | 0 | 0 | 0 | 0 | 0 | 0 | 0 | 0 | 0 | 0 | 1 | 0 | 0 | 0 | 0 | 3613.6674
2025-05-19 | 2684.713 | 9 | 0 | 0 | 0 | 0 | 0 | 0 | 0 | 0 | 0 | 0 | 0 | 0 | 0 | 0 | 0 | 0 | 0 | 0 | 0 | 0 | 0 | 0 | 1 | 0 | 0 | 0 | 3501.1053
2025-05-19 | 2527.897 | 10 | 0 | 0 | 0 | 0 | 0 | 0 | 0 | 0 | 0 | 0 | 0 | 0 | 0 | 0 | 0 | 0 | 0 | 0 | 0 | 0 | 0 | 0 | 0 | 1 | 0 | 0 | 3303.1026
2025-05-19 | 2415.216 | 10.8 | 0 | 0 | 0 | 0 | 0 | 0 | 0 | 0 | 0 | 0 | 0 | 0 | 0 | 0 | 0 | 0 | 0 | 0 | 0 | 0 | 0 | 0 | 0 | 0 | 1 | 0 | 3140.1493
2025-05-19 | 2239.548 | 11.7 | 0 | 0 | 0 | 0 | 0 | 0 | 0 | 0 | 0 | 0 | 0 | 0 | 0 | 0 | 0 | 0 | 0 | 0 | 0 | 0 | 0 | 0 | 0 | 0 | 0 | 1 | 3069.2055
2025-05-20 | 2239.899 | 12.3 | 0 | 0 | 1 | 0 | 0 | 0 | 0 | 0 | 0 | 0 | 0 | 0 | 0 | 0 | 0 | 0 | 0 | 0 | 0 | 0 | 0 | 0 | 0 | 0 | 0 | 0 | 3033.6641
2025-05-20 | 2204.555 | 12.8 | 0 | 0 | 0 | 1 | 0 | 0 | 0 | 0 | 0 | 0 | 0 | 0 | 0 | 0 | 0 | 0 | 0 | 0 | 0 | 0 | 0 | 0 | 0 | 0 | 0 | 0 | 3031.1352
2025-05-20 | 2225.463 | 13.6 | 0 | 0 | 0 | 0 | 1 | 0 | 0 | 0 | 0 | 0 | 0 | 0 | 0 | 0 | 0 | 0 | 0 | 0 | 0 | 0 | 0 | 0 | 0 | 0 | 0 | 0 | 3071.0589
2025-05-20 | 2323.087 | 14.2 | 0 | 0 | 0 | 0 | 0 | 1 | 0 | 0 | 0 | 0 | 0 | 0 | 0 | 0 | 0 | 0 | 0 | 0 | 0 | 0 | 0 | 0 | 0 | 0 | 0 | 0 | 3142.3271
2025-05-20 | 2327.803 | 14.3 | 0 | 0 | 0 | 0 | 0 | 0 | 1 | 0 | 0 | 0 | 0 | 0 | 0 | 0 | 0 | 0 | 0 | 0 | 0 | 0 | 0 | 0 | 0 | 0 | 0 | 0 | 3195.6272
2025-05-20 | 2467.441 | 14.8 | 0 | 0 | 0 | 0 | 0 | 0 | 0 | 1 | 0 | 0 | 0 | 0 | 0 | 0 | 0 | 0 | 0 | 0 | 0 | 0 | 0 | 0 | 0 | 0 | 0 | 0 | 3334.4494
2025-05-20 | 3024.116 | 13.3 | 0 | 0 | 0 | 0 | 0 | 0 | 0 | 0 | 1 | 0 | 0 | 0 | 0 | 0 | 0 | 0 | 0 | 0 | 0 | 0 | 0 | 0 | 0 | 0 | 0 | 0 | 3576.8706
2025-05-20 | 3595.177 | 11 | 0 | 0 | 0 | 0 | 0 | 0 | 0 | 0 | 0 | 1 | 0 | 0 | 0 | 0 | 0 | 0 | 0 | 0 | 0 | 0 | 0 | 0 | 0 | 0 | 0 | 0 | 3927.0678
2025-05-20 | 4073.577 | 8.9 | 0 | 0 | 0 | 0 | 0 | 0 | 0 | 0 | 0 | 0 | 1 | 0 | 0 | 0 | 0 | 0 | 0 | 0 | 0 | 0 | 0 | 0 | 0 | 0 | 0 | 0 | 4408.3993
2025-05-20 | 4305.73 | 7.4 | 0 | 0 | 0 | 0 | 0 | 0 | 0 | 0 | 0 | 0 | 0 | 1 | 0 | 0 | 0 | 0 | 0 | 0 | 0 | 0 | 0 | 0 | 0 | 0 | 0 | 0 | 4528.9938
2025-05-20 | 4401.557 | 6.1 | 0 | 0 | 0 | 0 | 0 | 0 | 0 | 0 | 0 | 0 | 0 | 0 | 1 | 0 | 0 | 0 | 0 | 0 | 0 | 0 | 0 | 0 | 0 | 0 | 0 | 0 | 4624.8121
2025-05-20 | 4421.938 | 4.8 | 0 | 0 | 0 | 0 | 0 | 0 | 0 | 0 | 0 | 0 | 0 | 0 | 0 | 1 | 0 | 0 | 0 | 0 | 0 | 0 | 0 | 0 | 0 | 0 | 0 | 0 | 4564.0615
2025-05-20 | 4366.544 | 5.2 | 0 | 0 | 0 | 0 | 0 | 0 | 0 | 0 | 0 | 0 | 0 | 0 | 0 | 0 | 1 | 0 | 0 | 0 | 0 | 0 | 0 | 0 | 0 | 0 | 0 | 0 | 4567.1226
2025-05-20 | 4398.036 | 5.8 | 0 | 0 | 0 | 0 | 0 | 0 | 0 | 0 | 0 | 0 | 0 | 0 | 0 | 0 | 0 | 1 | 0 | 0 | 0 | 0 | 0 | 0 | 0 | 0 | 0 | 0 | 4598.3716
2025-05-20 | 4307.074 | 4.9 | 0 | 0 | 0 | 0 | 0 | 0 | 0 | 0 | 0 | 0 | 0 | 0 | 0 | 0 | 0 | 0 | 1 | 0 | 0 | 0 | 0 | 0 | 0 | 0 | 0 | 0 | 4486.1293
2025-05-20 | 4118.699 | 5.2 | 0 | 0 | 0 | 0 | 0 | 0 | 0 | 0 | 0 | 0 | 0 | 0 | 0 | 0 | 0 | 0 | 0 | 1 | 0 | 0 | 0 | 0 | 0 | 0 | 0 | 0 | 4375.4039
2025-05-20 | 3759.418 | 4.2 | 0 | 0 | 0 | 0 | 0 | 0 | 0 | 0 | 0 | 0 | 0 | 0 | 0 | 0 | 0 | 0 | 0 | 0 | 1 | 0 | 0 | 0 | 0 | 0 | 0 | 0 | 4015.525
2025-05-20 | 3407.463 | 5.2 | 0 | 0 | 0 | 0 | 0 | 0 | 0 | 0 | 0 | 0 | 0 | 0 | 0 | 0 | 0 | 0 | 0 | 0 | 0 | 1 | 0 | 0 | 0 | 0 | 0 | 0 | 3780.6195
2025-05-20 | 3092.005 | 5.7 | 0 | 0 | 0 | 0 | 0 | 0 | 0 | 0 | 0 | 0 | 0 | 0 | 0 | 0 | 0 | 0 | 0 | 0 | 0 | 0 | 1 | 0 | 0 | 0 | 0 | 0 | 3625.1061
2025-05-20 | 3062.879 | 6.8 | 0 | 0 | 0 | 0 | 0 | 0 | 0 | 0 | 0 | 0 | 0 | 0 | 0 | 0 | 0 | 0 | 0 | 0 | 0 | 0 | 0 | 1 | 0 | 0 | 0 | 0 | 3541.1963
2025-05-20 | 2949.826 | 7.9 | 0 | 0 | 0 | 0 | 0 | 0 | 0 | 0 | 0 | 0 | 0 | 0 | 0 | 0 | 0 | 0 | 0 | 0 | 0 | 0 | 0 | 0 | 1 | 0 | 0 | 0 | 3428.6341
2025-05-20 | 2659.454 | 8.3 | 0 | 0 | 0 | 0 | 0 | 0 | 0 | 0 | 0 | 0 | 0 | 0 | 0 | 0 | 0 | 0 | 0 | 0 | 0 | 0 | 0 | 0 | 0 | 1 | 0 | 0 | 3191.1018
2025-05-20 | 2412.844 | 8.3 | 0 | 0 | 0 | 0 | 0 | 0 | 0 | 0 | 0 | 0 | 0 | 0 | 0 | 0 | 0 | 0 | 0 | 0 | 0 | 0 | 0 | 0 | 0 | 0 | 1 | 0 | 2975.4422
2025-05-20 | 2316.37 | 8.7 | 0 | 0 | 0 | 0 | 0 | 0 | 0 | 0 | 0 | 0 | 0 | 0 | 0 | 0 | 0 | 0 | 0 | 0 | 0 | 0 | 0 | 0 | 0 | 0 | 0 | 1 | 2871.5569
2025-05-21 | 2258.768 | 9 | 0 | 0 | 1 | 0 | 0 | 0 | 0 | 0 | 0 | 0 | 0 | 0 | 0 | 0 | 0 | 0 | 0 | 0 | 0 | 0 | 0 | 0 | 0 | 0 | 0 | 0 | 2816.2507
2025-05-21 | 2245.39 | 9.1 | 0 | 0 | 0 | 1 | 0 | 0 | 0 | 0 | 0 | 0 | 0 | 0 | 0 | 0 | 0 | 0 | 0 | 0 | 0 | 0 | 0 | 0 | 0 | 0 | 0 | 0 | 2787.3686
2025-05-21 | 2244.579 | 9 | 0 | 0 | 0 | 0 | 1 | 0 | 0 | 0 | 0 | 0 | 0 | 0 | 0 | 0 | 0 | 0 | 0 | 0 | 0 | 0 | 0 | 0 | 0 | 0 | 0 | 0 | 2767.9978
2025-05-21 | 2283.441 | 8.7 | 0 | 0 | 0 | 0 | 0 | 1 | 0 | 0 | 0 | 0 | 0 | 0 | 0 | 0 | 0 | 0 | 0 | 0 | 0 | 0 | 0 | 0 | 0 | 0 | 0 | 0 | 2779.9714
2025-05-21 | 2355.105 | 8.8 | 0 | 0 | 0 | 0 | 0 | 0 | 1 | 0 | 0 | 0 | 0 | 0 | 0 | 0 | 0 | 0 | 0 | 0 | 0 | 0 | 0 | 0 | 0 | 0 | 0 | 0 | 2833.2715
2025-05-21 | 2511.153 | 8.7 | 0 | 0 | 0 | 0 | 0 | 0 | 0 | 1 | 0 | 0 | 0 | 0 | 0 | 0 | 0 | 0 | 0 | 0 | 0 | 0 | 0 | 0 | 0 | 0 | 0 | 0 | 2932.564
2025-05-21 | 3047.53 | 8.4 | 0 | 0 | 0 | 0 | 0 | 0 | 0 | 0 | 1 | 0 | 0 | 0 | 0 | 0 | 0 | 0 | 0 | 0 | 0 | 0 | 0 | 0 | 0 | 0 | 0 | 0 | 3254.0446
2025-05-21 | 3617.325 | 8.1 | 0 | 0 | 0 | 0 | 0 | 0 | 0 | 0 | 0 | 1 | 0 | 0 | 0 | 0 | 0 | 0 | 0 | 0 | 0 | 0 | 0 | 0 | 0 | 0 | 0 | 0 | 3736.0075
2025-05-21 | 4056.36 | 8 | 0 | 0 | 0 | 0 | 0 | 0 | 0 | 0 | 0 | 0 | 1 | 0 | 0 | 0 | 0 | 0 | 0 | 0 | 0 | 0 | 0 | 0 | 0 | 0 | 0 | 0 | 4349.1047
2025-05-21 | 4337.368 | 8.3 | 0 | 0 | 0 | 0 | 0 | 0 | 0 | 0 | 0 | 0 | 0 | 1 | 0 | 0 | 0 | 0 | 0 | 0 | 0 | 0 | 0 | 0 | 0 | 0 | 0 | 0 | 4588.2884
2025-05-21 | 4445.543 | 7.9 | 0 | 0 | 0 | 0 | 0 | 0 | 0 | 0 | 0 | 0 | 0 | 0 | 1 | 0 | 0 | 0 | 0 | 0 | 0 | 0 | 0 | 0 | 0 | 0 | 0 | 0 | 4743.4012
2025-05-21 | 4412.009 | 8 | 0 | 0 | 0 | 0 | 0 | 0 | 0 | 0 | 0 | 0 | 0 | 0 | 0 | 1 | 0 | 0 | 0 | 0 | 0 | 0 | 0 | 0 | 0 | 0 | 0 | 0 | 4774.8866
2025-05-21 | 4451.848 | 8.8 | 0 | 0 | 0 | 0 | 0 | 0 | 0 | 0 | 0 | 0 | 0 | 0 | 0 | 0 | 1 | 0 | 0 | 0 | 0 | 0 | 0 | 0 | 0 | 0 | 0 | 0 | 4804.3008
2025-05-21 | 4471.833 | 8.5 | 0 | 0 | 0 | 0 | 0 | 0 | 0 | 0 | 0 | 0 | 0 | 0 | 0 | 0 | 0 | 1 | 0 | 0 | 0 | 0 | 0 | 0 | 0 | 0 | 0 | 0 | 4776.2553
2025-05-21 | 4342.961 | 8.4 | 0 | 0 | 0 | 0 | 0 | 0 | 0 | 0 | 0 | 0 | 0 | 0 | 0 | 0 | 0 | 0 | 1 | 0 | 0 | 0 | 0 | 0 | 0 | 0 | 0 | 0 | 4716.7193
2025-05-21 | 4197.655 | 8.4 | 0 | 0 | 0 | 0 | 0 | 0 | 0 | 0 | 0 | 0 | 0 | 0 | 0 | 0 | 0 | 0 | 0 | 1 | 0 | 0 | 0 | 0 | 0 | 0 | 0 | 0 | 4586.229
2025-05-21 | 3847.277 | 8.4 | 0 | 0 | 0 | 0 | 0 | 0 | 0 | 0 | 0 | 0 | 0 | 0 | 0 | 0 | 0 | 0 | 0 | 0 | 1 | 0 | 0 | 0 | 0 | 0 | 0 | 0 | 4292.2329
2025-05-21 | 3517.37 | 8.4 | 0 | 0 | 0 | 0 | 0 | 0 | 0 | 0 | 0 | 0 | 0 | 0 | 0 | 0 | 0 | 0 | 0 | 0 | 0 | 1 | 0 | 0 | 0 | 0 | 0 | 0 | 3991.4446
2025-05-21 | 3259.599 | 8.3 | 0 | 0 | 0 | 0 | 0 | 0 | 0 | 0 | 0 | 0 | 0 | 0 | 0 | 0 | 0 | 0 | 0 | 0 | 0 | 0 | 1 | 0 | 0 | 0 | 0 | 0 | 3796.4015
2025-05-21 | 3140.801 | 8.4 | 0 | 0 | 0 | 0 | 0 | 0 | 0 | 0 | 0 | 0 | 0 | 0 | 0 | 0 | 0 | 0 | 0 | 0 | 0 | 0 | 0 | 1 | 0 | 0 | 0 | 0 | 3646.6089
2025-05-21 | 2958.895 | 8.6 | 0 | 0 | 0 | 0 | 0 | 0 | 0 | 0 | 0 | 0 | 0 | 0 | 0 | 0 | 0 | 0 | 0 | 0 | 0 | 0 | 0 | 0 | 1 | 0 | 0 | 0 | 3474.7521
2025-05-21 | 2667.047 | 9.1 | 0 | 0 | 0 | 0 | 0 | 0 | 0 | 0 | 0 | 0 | 0 | 0 | 0 | 0 | 0 | 0 | 0 | 0 | 0 | 0 | 0 | 0 | 0 | 1 | 0 | 0 | 3243.8081
2025-05-21 | 2444.349 | 9.4 | 0 | 0 | 0 | 0 | 0 | 0 | 0 | 0 | 0 | 0 | 0 | 0 | 0 | 0 | 0 | 0 | 0 | 0 | 0 | 0 | 0 | 0 | 0 | 0 | 1 | 0 | 3047.9133
2025-05-21 | 2376.013 | 9.7 | 0 | 0 | 0 | 0 | 0 | 0 | 0 | 0 | 0 | 0 | 0 | 0 | 0 | 0 | 0 | 0 | 0 | 0 | 0 | 0 | 0 | 0 | 0 | 0 | 0 | 1 | 2937.4397
2025-05-22 | 2333.911 | 10.2 | 0 | 0 | 1 | 0 | 0 | 0 | 0 | 0 | 0 | 0 | 0 | 0 | 0 | 0 | 0 | 0 | 0 | 0 | 0 | 0 | 0 | 0 | 0 | 0 | 0 | 0 | 2895.3102
2025-05-22 | 2452.246 | 10.1 | 0 | 0 | 0 | 1 | 0 | 0 | 0 | 0 | 0 | 0 | 0 | 0 | 0 | 0 | 0 | 0 | 0 | 0 | 0 | 0 | 0 | 0 | 0 | 0 | 0 | 0 | 2853.2515
2025-05-22 | 2485.145 | 10.5 | 0 | 0 | 0 | 0 | 1 | 0 | 0 | 0 | 0 | 0 | 0 | 0 | 0 | 0 | 0 | 0 | 0 | 0 | 0 | 0 | 0 | 0 | 0 | 0 | 0 | 0 | 2866.822
2025-05-22 | 2490.818 | 10.6 | 0 | 0 | 0 | 0 | 0 | 1 | 0 | 0 | 0 | 0 | 0 | 0 | 0 | 0 | 0 | 0 | 0 | 0 | 0 | 0 | 0 | 0 | 0 | 0 | 0 | 0 | 2905.1488
2025-05-22 | 2565.882 | 10.6 | 0 | 0 | 0 | 0 | 0 | 0 | 1 | 0 | 0 | 0 | 0 | 0 | 0 | 0 | 0 | 0 | 0 | 0 | 0 | 0 | 0 | 0 | 0 | 0 | 0 | 0 | 2951.8606
2025-05-22 | 2727.402 | 10.7 | 0 | 0 | 0 | 0 | 0 | 0 | 0 | 1 | 0 | 0 | 0 | 0 | 0 | 0 | 0 | 0 | 0 | 0 | 0 | 0 | 0 | 0 | 0 | 0 | 0 | 0 | 3064.3297
2025-05-22 | 3361.657 | 10.6 | 0 | 0 | 0 | 0 | 0 | 0 | 0 | 0 | 1 | 0 | 0 | 0 | 0 | 0 | 0 | 0 | 0 | 0 | 0 | 0 | 0 | 0 | 0 | 0 | 0 | 0 | 3398.9869
2025-05-22 | 3907.216 | 10.6 | 0 | 0 | 0 | 0 | 0 | 0 | 0 | 0 | 0 | 1 | 0 | 0 | 0 | 0 | 0 | 0 | 0 | 0 | 0 | 0 | 0 | 0 | 0 | 0 | 0 | 0 | 3900.7147
2025-05-22 | 4331.459 | 10 | 0 | 0 | 0 | 0 | 0 | 0 | 0 | 0 | 0 | 0 | 1 | 0 | 0 | 0 | 0 | 0 | 0 | 0 | 0 | 0 | 0 | 0 | 0 | 0 | 0 | 0 | 4480.8704
2025-05-22 | 4630.926 | 9.4 | 0 | 0 | 0 | 0 | 0 | 0 | 0 | 0 | 0 | 0 | 0 | 1 | 0 | 0 | 0 | 0 | 0 | 0 | 0 | 0 | 0 | 0 | 0 | 0 | 0 | 0 | 4660.7595
2025-05-22 | 4754.04 | 9.2 | 0 | 0 | 0 | 0 | 0 | 0 | 0 | 0 | 0 | 0 | 0 | 0 | 1 | 0 | 0 | 0 | 0 | 0 | 0 | 0 | 0 | 0 | 0 | 0 | 0 | 0 | 4829.049
2025-05-22 | 4733.262 | 8.8 | 0 | 0 | 0 | 0 | 0 | 0 | 0 | 0 | 0 | 0 | 0 | 0 | 0 | 1 | 0 | 0 | 0 | 0 | 0 | 0 | 0 | 0 | 0 | 0 | 0 | 0 | 4827.5929
2025-05-22 | 4745.951 | 8.5 | 0 | 0 | 0 | 0 | 0 | 0 | 0 | 0 | 0 | 0 | 0 | 0 | 0 | 0 | 1 | 0 | 0 | 0 | 0 | 0 | 0 | 0 | 0 | 0 | 0 | 0 | 4784.536
2025-05-22 | 4753.457 | 7.9 | 0 | 0 | 0 | 0 | 0 | 0 | 0 | 0 | 0 | 0 | 0 | 0 | 0 | 0 | 0 | 1 | 0 | 0 | 0 | 0 | 0 | 0 | 0 | 0 | 0 | 0 | 4736.7256
2025-05-22 | 4635.46 | 8.3 | 0 | 0 | 0 | 0 | 0 | 0 | 0 | 0 | 0 | 0 | 0 | 0 | 0 | 0 | 0 | 0 | 1 | 0 | 0 | 0 | 0 | 0 | 0 | 0 | 0 | 0 | 4710.131
2025-05-22 | 4498.097 | 8.8 | 0 | 0 | 0 | 0 | 0 | 0 | 0 | 0 | 0 | 0 | 0 | 0 | 0 | 0 | 0 | 0 | 0 | 1 | 0 | 0 | 0 | 0 | 0 | 0 | 0 | 0 | 4612.5822
2025-05-22 | 3987.629 | 8.1 | 0 | 0 | 0 | 0 | 0 | 0 | 0 | 0 | 0 | 0 | 0 | 0 | 0 | 0 | 0 | 0 | 0 | 0 | 1 | 0 | 0 | 0 | 0 | 0 | 0 | 0 | 4272.4681
2025-05-22 | 3649.304 | 8.5 | 0 | 0 | 0 | 0 | 0 | 0 | 0 | 0 | 0 | 0 | 0 | 0 | 0 | 0 | 0 | 0 | 0 | 0 | 0 | 1 | 0 | 0 | 0 | 0 | 0 | 0 | 3998.0329
2025-05-22 | 3393.491 | 9.1 | 0 | 0 | 0 | 0 | 0 | 0 | 0 | 0 | 0 | 0 | 0 | 0 | 0 | 0 | 0 | 0 | 0 | 0 | 0 | 0 | 1 | 0 | 0 | 0 | 0 | 0 | 3849.1078
2025-05-22 | 3251.184 | 9.1 | 0 | 0 | 0 | 0 | 0 | 0 | 0 | 0 | 0 | 0 | 0 | 0 | 0 | 0 | 0 | 0 | 0 | 0 | 0 | 0 | 0 | 1 | 0 | 0 | 0 | 0 | 3692.7268
2025-05-22 | 3027.189 | 9.4 | 0 | 0 | 0 | 0 | 0 | 0 | 0 | 0 | 0 | 0 | 0 | 0 | 0 | 0 | 0 | 0 | 0 | 0 | 0 | 0 | 0 | 0 | 1 | 0 | 0 | 0 | 3527.4584
2025-05-22 | 2803.82 | 9.3 | 0 | 0 | 0 | 0 | 0 | 0 | 0 | 0 | 0 | 0 | 0 | 0 | 0 | 0 | 0 | 0 | 0 | 0 | 0 | 0 | 0 | 0 | 0 | 1 | 0 | 0 | 3256.9846
2025-05-22 | 2614.438 | 9.1 | 0 | 0 | 0 | 0 | 0 | 0 | 0 | 0 | 0 | 0 | 0 | 0 | 0 | 0 | 0 | 0 | 0 | 0 | 0 | 0 | 0 | 0 | 0 | 0 | 1 | 0 | 3028.1485
2025-05-22 | 2490.672 | 9 | 0 | 0 | 0 | 0 | 0 | 0 | 0 | 0 | 0 | 0 | 0 | 0 | 0 | 0 | 0 | 0 | 0 | 0 | 0 | 0 | 0 | 0 | 0 | 0 | 0 | 1 | 2891.3218
2025-05-23 | 2457.479 | 8.7 | 0 | 0 | 1 | 0 | 0 | 0 | 0 | 0 | 0 | 0 | 0 | 0 | 0 | 0 | 0 | 0 | 0 | 0 | 0 | 0 | 0 | 0 | 0 | 0 | 0 | 0 | 2796.4859
2025-05-23 | 2445.707 | 8.3 | 0 | 0 | 0 | 1 | 0 | 0 | 0 | 0 | 0 | 0 | 0 | 0 | 0 | 0 | 0 | 0 | 0 | 0 | 0 | 0 | 0 | 0 | 0 | 0 | 0 | 0 | 2734.6623
2025-05-23 | 2437.05 | 9.2 | 0 | 0 | 0 | 0 | 1 | 0 | 0 | 0 | 0 | 0 | 0 | 0 | 0 | 0 | 0 | 0 | 0 | 0 | 0 | 0 | 0 | 0 | 0 | 0 | 0 | 0 | 2781.1743
2025-05-23 | 2491.505 | 9.2 | 0 | 0 | 0 | 0 | 0 | 1 | 0 | 0 | 0 | 0 | 0 | 0 | 0 | 0 | 0 | 0 | 0 | 0 | 0 | 0 | 0 | 0 | 0 | 0 | 0 | 0 | 2812.9129
2025-05-23 | 2583.96 | 9.4 | 0 | 0 | 0 | 0 | 0 | 0 | 1 | 0 | 0 | 0 | 0 | 0 | 0 | 0 | 0 | 0 | 0 | 0 | 0 | 0 | 0 | 0 | 0 | 0 | 0 | 0 | 2872.8012
2025-05-23 | 2685.453 | 9.7 | 0 | 0 | 0 | 0 | 0 | 0 | 0 | 1 | 0 | 0 | 0 | 0 | 0 | 0 | 0 | 0 | 0 | 0 | 0 | 0 | 0 | 0 | 0 | 0 | 0 | 0 | 2998.4468
2025-05-23 | 3211.924 | 9.8 | 0 | 0 | 0 | 0 | 0 | 0 | 0 | 0 | 1 | 0 | 0 | 0 | 0 | 0 | 0 | 0 | 0 | 0 | 0 | 0 | 0 | 0 | 0 | 0 | 0 | 0 | 3346.2806
2025-05-23 | 3797.422 | 9.2 | 0 | 0 | 0 | 0 | 0 | 0 | 0 | 0 | 0 | 1 | 0 | 0 | 0 | 0 | 0 | 0 | 0 | 0 | 0 | 0 | 0 | 0 | 0 | 0 | 0 | 0 | 3808.4787
2025-05-23 | 4242.17 | 8.8 | 0 | 0 | 0 | 0 | 0 | 0 | 0 | 0 | 0 | 0 | 1 | 0 | 0 | 0 | 0 | 0 | 0 | 0 | 0 | 0 | 0 | 0 | 0 | 0 | 0 | 0 | 4401.811
2025-05-23 | 4481.132 | 7.3 | 0 | 0 | 0 | 0 | 0 | 0 | 0 | 0 | 0 | 0 | 0 | 1 | 0 | 0 | 0 | 0 | 0 | 0 | 0 | 0 | 0 | 0 | 0 | 0 | 0 | 0 | 4522.4056
2025-05-23 | 4556.314 | 6.9 | 0 | 0 | 0 | 0 | 0 | 0 | 0 | 0 | 0 | 0 | 0 | 0 | 1 | 0 | 0 | 0 | 0 | 0 | 0 | 0 | 0 | 0 | 0 | 0 | 0 | 0 | 4677.5184
2025-05-23 | 4456.1 | 6.6 | 0 | 0 | 0 | 0 | 0 | 0 | 0 | 0 | 0 | 0 | 0 | 0 | 0 | 1 | 0 | 0 | 0 | 0 | 0 | 0 | 0 | 0 | 0 | 0 | 0 | 0 | 4682.6507
2025-05-23 | 4556.058 | 6.3 | 0 | 0 | 0 | 0 | 0 | 0 | 0 | 0 | 0 | 0 | 0 | 0 | 0 | 0 | 1 | 0 | 0 | 0 | 0 | 0 | 0 | 0 | 0 | 0 | 0 | 0 | 4639.5937
2025-05-23 | 4455.998 | 5.9 | 0 | 0 | 0 | 0 | 0 | 0 | 0 | 0 | 0 | 0 | 0 | 0 | 0 | 0 | 0 | 1 | 0 | 0 | 0 | 0 | 0 | 0 | 0 | 0 | 0 | 0 | 4604.9599
2025-05-23 | 4351.446 | 6.2 | 0 | 0 | 0 | 0 | 0 | 0 | 0 | 0 | 0 | 0 | 0 | 0 | 0 | 0 | 0 | 0 | 1 | 0 | 0 | 0 | 0 | 0 | 0 | 0 | 0 | 0 | 4571.777
2025-05-23 | 4149.841 | 6.3 | 0 | 0 | 0 | 0 | 0 | 0 | 0 | 0 | 0 | 0 | 0 | 0 | 0 | 0 | 0 | 0 | 0 | 1 | 0 | 0 | 0 | 0 | 0 | 0 | 0 | 0 | 4447.875
2025-05-23 | 3772.714 | 6.4 | 0 | 0 | 0 | 0 | 0 | 0 | 0 | 0 | 0 | 0 | 0 | 0 | 0 | 0 | 0 | 0 | 0 | 0 | 1 | 0 | 0 | 0 | 0 | 0 | 0 | 0 | 4160.4672
2025-05-23 | 3498.796 | 6.8 | 0 | 0 | 0 | 0 | 0 | 0 | 0 | 0 | 0 | 0 | 0 | 0 | 0 | 0 | 0 | 0 | 0 | 0 | 0 | 1 | 0 | 0 | 0 | 0 | 0 | 0 | 3886.0321
2025-05-23 | 3288.676 | 6.8 | 0 | 0 | 0 | 0 | 0 | 0 | 0 | 0 | 0 | 0 | 0 | 0 | 0 | 0 | 0 | 0 | 0 | 0 | 0 | 0 | 1 | 0 | 0 | 0 | 0 | 0 | 3697.5772
2025-05-23 | 3228.416 | 6.8 | 0 | 0 | 0 | 0 | 0 | 0 | 0 | 0 | 0 | 0 | 0 | 0 | 0 | 0 | 0 | 0 | 0 | 0 | 0 | 0 | 0 | 1 | 0 | 0 | 0 | 0 | 3541.1963
2025-05-23 | 3053.469 | 8.1 | 0 | 0 | 0 | 0 | 0 | 0 | 0 | 0 | 0 | 0 | 0 | 0 | 0 | 0 | 0 | 0 | 0 | 0 | 0 | 0 | 0 | 0 | 1 | 0 | 0 | 0 | 3441.8107
2025-05-23 | 2796.222 | 8.3 | 0 | 0 | 0 | 0 | 0 | 0 | 0 | 0 | 0 | 0 | 0 | 0 | 0 | 0 | 0 | 0 | 0 | 0 | 0 | 0 | 0 | 0 | 0 | 1 | 0 | 0 | 3191.1018
2025-05-23 | 2594.876 | 8.3 | 0 | 0 | 0 | 0 | 0 | 0 | 0 | 0 | 0 | 0 | 0 | 0 | 0 | 0 | 0 | 0 | 0 | 0 | 0 | 0 | 0 | 0 | 0 | 0 | 1 | 0 | 2975.4422
2025-05-23 | 2494.853 | 8.1 | 0 | 0 | 0 | 0 | 0 | 0 | 0 | 0 | 0 | 0 | 0 | 0 | 0 | 0 | 0 | 0 | 0 | 0 | 0 | 0 | 0 | 0 | 0 | 0 | 0 | 1 | 2832.0272
2025-05-24 | 2404.65 | 8.1 | 0 | 1 | 1 | 0 | 0 | 0 | 0 | 0 | 0 | 0 | 0 | 0 | 0 | 0 | 0 | 0 | 0 | 0 | 0 | 0 | 0 | 0 | 0 | 0 | 0 | 0 | 2184.4253
2025-05-24 | 2374.012 | 8.9 | 0 | 1 | 0 | 1 | 0 | 0 | 0 | 0 | 0 | 0 | 0 | 0 | 0 | 0 | 0 | 0 | 0 | 0 | 0 | 0 | 0 | 0 | 0 | 0 | 0 | 0 | 2201.6612
2025-05-24 | 2381.835 | 9.3 | 0 | 1 | 0 | 0 | 1 | 0 | 0 | 0 | 0 | 0 | 0 | 0 | 0 | 0 | 0 | 0 | 0 | 0 | 0 | 0 | 0 | 0 | 0 | 0 | 0 | 0 | 2215.2318
2025-05-24 | 2468.343 | 9.2 | 0 | 1 | 0 | 0 | 0 | 1 | 0 | 0 | 0 | 0 | 0 | 0 | 0 | 0 | 0 | 0 | 0 | 0 | 0 | 0 | 0 | 0 | 0 | 0 | 0 | 0 | 2240.382
2025-05-24 | 2453.012 | 8.9 | 0 | 1 | 0 | 0 | 0 | 0 | 1 | 0 | 0 | 0 | 0 | 0 | 0 | 0 | 0 | 0 | 0 | 0 | 0 | 0 | 0 | 0 | 0 | 0 | 0 | 0 | 2267.3289
2025-05-24 | 2444.41 | 8.8 | 0 | 1 | 0 | 0 | 0 | 0 | 0 | 1 | 0 | 0 | 0 | 0 | 0 | 0 | 0 | 0 | 0 | 0 | 0 | 0 | 0 | 0 | 0 | 0 | 0 | 0 | 2366.6214
2025-05-24 | 2670.807 | 8.3 | 0 | 1 | 0 | 0 | 0 | 0 | 0 | 0 | 1 | 0 | 0 | 0 | 0 | 0 | 0 | 0 | 0 | 0 | 0 | 0 | 0 | 0 | 0 | 0 | 0 | 0 | 2674.9255
2025-05-24 | 2972.136 | 7.7 | 0 | 1 | 0 | 0 | 0 | 0 | 0 | 0 | 0 | 1 | 0 | 0 | 0 | 0 | 0 | 0 | 0 | 0 | 0 | 0 | 0 | 0 | 0 | 0 | 0 | 0 | 3137.1235
2025-05-24 | 3363.756 | 6.7 | 0 | 1 | 0 | 0 | 0 | 0 | 0 | 0 | 0 | 0 | 1 | 0 | 0 | 0 | 0 | 0 | 0 | 0 | 0 | 0 | 0 | 0 | 0 | 0 | 0 | 0 | 3690.9262
2025-05-24 | 3648 | 5.9 | 0 | 1 | 0 | 0 | 0 | 0 | 0 | 0 | 0 | 0 | 0 | 1 | 0 | 0 | 0 | 0 | 0 | 0 | 0 | 0 | 0 | 0 | 0 | 0 | 0 | 0 | 3857.6387
2025-05-24 | 3732.719 | 5.6 | 0 | 1 | 0 | 0 | 0 | 0 | 0 | 0 | 0 | 0 | 0 | 0 | 1 | 0 | 0 | 0 | 0 | 0 | 0 | 0 | 0 | 0 | 0 | 0 | 0 | 0 | 4019.3398
2025-05-24 | 3726.067 | 5.7 | 0 | 1 | 0 | 0 | 0 | 0 | 0 | 0 | 0 | 0 | 0 | 0 | 0 | 1 | 0 | 0 | 0 | 0 | 0 | 0 | 0 | 0 | 0 | 0 | 0 | 0 | 4050.8252
2025-05-24 | 3655.825 | 5 | 0 | 1 | 0 | 0 | 0 | 0 | 0 | 0 | 0 | 0 | 0 | 0 | 0 | 0 | 1 | 0 | 0 | 0 | 0 | 0 | 0 | 0 | 0 | 0 | 0 | 0 | 3981.4152
2025-05-24 | 3597.528 | 3.8 | 0 | 1 | 0 | 0 | 0 | 0 | 0 | 0 | 0 | 0 | 0 | 0 | 0 | 0 | 0 | 1 | 0 | 0 | 0 | 0 | 0 | 0 | 0 | 0 | 0 | 0 | 3894.075
2025-05-24 | 3481.699 | 2.4 | 0 | 1 | 0 | 0 | 0 | 0 | 0 | 0 | 0 | 0 | 0 | 0 | 0 | 0 | 0 | 0 | 1 | 0 | 0 | 0 | 0 | 0 | 0 | 0 | 0 | 0 | 3748.8913
2025-05-24 | 3352.474 | 2.3 | 0 | 1 | 0 | 0 | 0 | 0 | 0 | 0 | 0 | 0 | 0 | 0 | 0 | 0 | 0 | 0 | 0 | 1 | 0 | 0 | 0 | 0 | 0 | 0 | 0 | 0 | 3611.8128
2025-05-24 | 3221.916 | 2.3 | 0 | 1 | 0 | 0 | 0 | 0 | 0 | 0 | 0 | 0 | 0 | 0 | 0 | 0 | 0 | 0 | 0 | 0 | 1 | 0 | 0 | 0 | 0 | 0 | 0 | 0 | 3317.8167
2025-05-24 | 3157.967 | 5.3 | 0 | 1 | 0 | 0 | 0 | 0 | 0 | 0 | 0 | 0 | 0 | 0 | 0 | 0 | 0 | 0 | 0 | 0 | 0 | 1 | 0 | 0 | 0 | 0 | 0 | 0 | 3214.677
2025-05-24 | 3034.485 | 5.3 | 0 | 1 | 0 | 0 | 0 | 0 | 0 | 0 | 0 | 0 | 0 | 0 | 0 | 0 | 0 | 0 | 0 | 0 | 0 | 0 | 1 | 0 | 0 | 0 | 0 | 0 | 3026.2221
2025-05-24 | 2987.177 | 5.5 | 0 | 1 | 0 | 0 | 0 | 0 | 0 | 0 | 0 | 0 | 0 | 0 | 0 | 0 | 0 | 0 | 0 | 0 | 0 | 0 | 0 | 1 | 0 | 0 | 0 | 0 | 2883.0177
2025-05-24 | 2962.258 | 6.5 | 0 | 1 | 0 | 0 | 0 | 0 | 0 | 0 | 0 | 0 | 0 | 0 | 0 | 0 | 0 | 0 | 0 | 0 | 0 | 0 | 0 | 0 | 1 | 0 | 0 | 0 | 2763.8673
2025-05-24 | 2725.562 | 7.9 | 0 | 1 | 0 | 0 | 0 | 0 | 0 | 0 | 0 | 0 | 0 | 0 | 0 | 0 | 0 | 0 | 0 | 0 | 0 | 0 | 0 | 0 | 0 | 1 | 0 | 0 | 2592.2178
2025-05-24 | 2531.273 | 9.8 | 0 | 1 | 0 | 0 | 0 | 0 | 0 | 0 | 0 | 0 | 0 | 0 | 0 | 0 | 0 | 0 | 0 | 0 | 0 | 0 | 0 | 0 | 0 | 0 | 1 | 0 | 2501.7356
2025-05-24 | 2401.118 | 11.2 | 0 | 1 | 0 | 0 | 0 | 0 | 0 | 0 | 0 | 0 | 0 | 0 | 0 | 0 | 0 | 0 | 0 | 0 | 0 | 0 | 0 | 0 | 0 | 0 | 0 | 1 | 2463.7332
2025-05-25 | 2347.894 | 10.3 | 0 | 1 | 1 | 0 | 0 | 0 | 0 | 0 | 0 | 0 | 0 | 0 | 0 | 0 | 0 | 0 | 0 | 0 | 0 | 0 | 0 | 0 | 0 | 0 | 0 | 0 | 2329.3676
2025-05-25 | 2347.065 | 11.2 | 0 | 1 | 0 | 1 | 0 | 0 | 0 | 0 | 0 | 0 | 0 | 0 | 0 | 0 | 0 | 0 | 0 | 0 | 0 | 0 | 0 | 0 | 0 | 0 | 0 | 0 | 2353.1918
2025-05-25 | 2341.971 | 10 | 0 | 1 | 0 | 0 | 1 | 0 | 0 | 0 | 0 | 0 | 0 | 0 | 0 | 0 | 0 | 0 | 0 | 0 | 0 | 0 | 0 | 0 | 0 | 0 | 0 | 0 | 2261.3498
2025-05-25 | 2390.296 | 9.9 | 0 | 1 | 0 | 0 | 0 | 1 | 0 | 0 | 0 | 0 | 0 | 0 | 0 | 0 | 0 | 0 | 0 | 0 | 0 | 0 | 0 | 0 | 0 | 0 | 0 | 0 | 2286.5
2025-05-25 | 2309.961 | 10.8 | 0 | 1 | 0 | 0 | 0 | 0 | 1 | 0 | 0 | 0 | 0 | 0 | 0 | 0 | 0 | 0 | 0 | 0 | 0 | 0 | 0 | 0 | 0 | 0 | 0 | 0 | 2392.5063
2025-05-25 | 2274.238 | 10.3 | 0 | 1 | 0 | 0 | 0 | 0 | 0 | 1 | 0 | 0 | 0 | 0 | 0 | 0 | 0 | 0 | 0 | 0 | 0 | 0 | 0 | 0 | 0 | 0 | 0 | 0 | 2465.4457
2025-05-25 | 2423.373 | 8.7 | 0 | 1 | 0 | 0 | 0 | 0 | 0 | 0 | 1 | 0 | 0 | 0 | 0 | 0 | 0 | 0 | 0 | 0 | 0 | 0 | 0 | 0 | 0 | 0 | 0 | 0 | 2701.2786
2025-05-25 | 2647.498 | 6.9 | 0 | 1 | 0 | 0 | 0 | 0 | 0 | 0 | 0 | 1 | 0 | 0 | 0 | 0 | 0 | 0 | 0 | 0 | 0 | 0 | 0 | 0 | 0 | 0 | 0 | 0 | 3084.4173
2025-05-25 | 2873.093 | 5.2 | 0 | 1 | 0 | 0 | 0 | 0 | 0 | 0 | 0 | 0 | 1 | 0 | 0 | 0 | 0 | 0 | 0 | 0 | 0 | 0 | 0 | 0 | 0 | 0 | 0 | 0 | 3592.1019
2025-05-25 | 3217.978 | 3.1 | 0 | 1 | 0 | 0 | 0 | 0 | 0 | 0 | 0 | 0 | 0 | 1 | 0 | 0 | 0 | 0 | 0 | 0 | 0 | 0 | 0 | 0 | 0 | 0 | 0 | 0 | 3673.1667
2025-05-25 | 3330.09 | 1.6 | 0 | 1 | 0 | 0 | 0 | 0 | 0 | 0 | 0 | 0 | 0 | 0 | 1 | 0 | 0 | 0 | 0 | 0 | 0 | 0 | 0 | 0 | 0 | 0 | 0 | 0 | 3755.8084
2025-05-25 | 3310.077 | 0.2 | 0 | 1 | 0 | 0 | 0 | 0 | 0 | 0 | 0 | 0 | 0 | 0 | 0 | 1 | 0 | 0 | 0 | 0 | 0 | 0 | 0 | 0 | 0 | 0 | 0 | 0 | 3688.4696
2025-05-25 | 3320.132 | 1.1 | 0 | 1 | 0 | 0 | 0 | 0 | 0 | 0 | 0 | 0 | 0 | 0 | 0 | 0 | 1 | 0 | 0 | 0 | 0 | 0 | 0 | 0 | 0 | 0 | 0 | 0 | 3724.472
2025-05-25 | 3315.983 | 3.6 | 0 | 1 | 0 | 0 | 0 | 0 | 0 | 0 | 0 | 0 | 0 | 0 | 0 | 0 | 0 | 1 | 0 | 0 | 0 | 0 | 0 | 0 | 0 | 0 | 0 | 0 | 3880.8984
2025-05-25 | 3326.109 | 5.1 | 0 | 1 | 0 | 0 | 0 | 0 | 0 | 0 | 0 | 0 | 0 | 0 | 0 | 0 | 0 | 0 | 1 | 0 | 0 | 0 | 0 | 0 | 0 | 0 | 0 | 0 | 3926.775
2025-05-25 | 3210.656 | 5.9 | 0 | 1 | 0 | 0 | 0 | 0 | 0 | 0 | 0 | 0 | 0 | 0 | 0 | 0 | 0 | 0 | 0 | 1 | 0 | 0 | 0 | 0 | 0 | 0 | 0 | 0 | 3848.991
2025-05-25 | 3103.203 | 5.9 | 0 | 1 | 0 | 0 | 0 | 0 | 0 | 0 | 0 | 0 | 0 | 0 | 0 | 0 | 0 | 0 | 0 | 0 | 1 | 0 | 0 | 0 | 0 | 0 | 0 | 0 | 3554.995
2025-05-25 | 2936.155 | 3 | 0 | 1 | 0 | 0 | 0 | 0 | 0 | 0 | 0 | 0 | 0 | 0 | 0 | 0 | 0 | 0 | 0 | 0 | 0 | 1 | 0 | 0 | 0 | 0 | 0 | 0 | 3063.1464
2025-05-25 | 2767.409 | 3.5 | 0 | 1 | 0 | 0 | 0 | 0 | 0 | 0 | 0 | 0 | 0 | 0 | 0 | 0 | 0 | 0 | 0 | 0 | 0 | 0 | 1 | 0 | 0 | 0 | 0 | 0 | 2907.633
2025-05-25 | 2803.322 | 3.5 | 0 | 1 | 0 | 0 | 0 | 0 | 0 | 0 | 0 | 0 | 0 | 0 | 0 | 0 | 0 | 0 | 0 | 0 | 0 | 0 | 0 | 1 | 0 | 0 | 0 | 0 | 2751.252
2025-05-25 | 2779.988 | 4.8 | 0 | 1 | 0 | 0 | 0 | 0 | 0 | 0 | 0 | 0 | 0 | 0 | 0 | 0 | 0 | 0 | 0 | 0 | 0 | 0 | 0 | 0 | 1 | 0 | 0 | 0 | 2651.8665
2025-05-25 | 2606.047 | 5.2 | 0 | 1 | 0 | 0 | 0 | 0 | 0 | 0 | 0 | 0 | 0 | 0 | 0 | 0 | 0 | 0 | 0 | 0 | 0 | 0 | 0 | 0 | 0 | 1 | 0 | 0 | 2414.3341
2025-05-25 | 2429.183 | 6.2 | 0 | 1 | 0 | 0 | 0 | 0 | 0 | 0 | 0 | 0 | 0 | 0 | 0 | 0 | 0 | 0 | 0 | 0 | 0 | 0 | 0 | 0 | 0 | 0 | 1 | 0 | 2264.5574
2025-05-25 | 2314.157 | 6.7 | 0 | 1 | 0 | 0 | 0 | 0 | 0 | 0 | 0 | 0 | 0 | 0 | 0 | 0 | 0 | 0 | 0 | 0 | 0 | 0 | 0 | 0 | 0 | 0 | 0 | 1 | 2167.2603
2025-05-26 | 2299.016 | 8.6 | 0 | 0 | 1 | 0 | 0 | 0 | 0 | 0 | 0 | 0 | 0 | 0 | 0 | 0 | 0 | 0 | 0 | 0 | 0 | 0 | 0 | 0 | 0 | 0 | 0 | 0 | 2789.8976
2025-05-26 | 2302.713 | 8.6 | 0 | 0 | 0 | 1 | 0 | 0 | 0 | 0 | 0 | 0 | 0 | 0 | 0 | 0 | 0 | 0 | 0 | 0 | 0 | 0 | 0 | 0 | 0 | 0 | 0 | 0 | 2754.4272
2025-05-26 | 2292.193 | 9 | 0 | 0 | 0 | 0 | 1 | 0 | 0 | 0 | 0 | 0 | 0 | 0 | 0 | 0 | 0 | 0 | 0 | 0 | 0 | 0 | 0 | 0 | 0 | 0 | 0 | 0 | 2767.9978
2025-05-26 | 2356.393 | 10.4 | 0 | 0 | 0 | 0 | 0 | 1 | 0 | 0 | 0 | 0 | 0 | 0 | 0 | 0 | 0 | 0 | 0 | 0 | 0 | 0 | 0 | 0 | 0 | 0 | 0 | 0 | 2891.9723
2025-05-26 | 2367.386 | 10.2 | 0 | 0 | 0 | 0 | 0 | 0 | 1 | 0 | 0 | 0 | 0 | 0 | 0 | 0 | 0 | 0 | 0 | 0 | 0 | 0 | 0 | 0 | 0 | 0 | 0 | 0 | 2925.5075
2025-05-26 | 2520.367 | 10.6 | 0 | 0 | 0 | 0 | 0 | 0 | 0 | 1 | 0 | 0 | 0 | 0 | 0 | 0 | 0 | 0 | 0 | 0 | 0 | 0 | 0 | 0 | 0 | 0 | 0 | 0 | 3057.7414
2025-05-26 | 3090.284 | 8.5 | 0 | 0 | 0 | 0 | 0 | 0 | 0 | 0 | 1 | 0 | 0 | 0 | 0 | 0 | 0 | 0 | 0 | 0 | 0 | 0 | 0 | 0 | 0 | 0 | 0 | 0 | 3260.6329
2025-05-26 | 3675.287 | 6.3 | 0 | 0 | 0 | 0 | 0 | 0 | 0 | 0 | 0 | 1 | 0 | 0 | 0 | 0 | 0 | 0 | 0 | 0 | 0 | 0 | 0 | 0 | 0 | 0 | 0 | 0 | 3617.4184
2025-05-26 | 4110.4 | 4.1 | 0 | 0 | 0 | 0 | 0 | 0 | 0 | 0 | 0 | 0 | 1 | 0 | 0 | 0 | 0 | 0 | 0 | 0 | 0 | 0 | 0 | 0 | 0 | 0 | 0 | 0 | 4092.1616
2025-05-26 | 4349.063 | 2.2 | 0 | 0 | 0 | 0 | 0 | 0 | 0 | 0 | 0 | 0 | 0 | 1 | 0 | 0 | 0 | 0 | 0 | 0 | 0 | 0 | 0 | 0 | 0 | 0 | 0 | 0 | 4186.403
2025-05-26 | 4436.936 | 0 | 0 | 0 | 0 | 0 | 0 | 0 | 0 | 0 | 0 | 0 | 0 | 0 | 1 | 0 | 0 | 0 | 0 | 0 | 0 | 0 | 0 | 0 | 0 | 0 | 0 | 0 | 4222.9267
2025-05-26 | 4418.418 | 0 | 1 | 0 | 0 | 0 | 0 | 0 | 0 | 0 | 0 | 0 | 0 | 0 | 0 | 1 | 0 | 0 | 0 | 0 | 0 | 0 | 0 | 0 | 0 | 0 | 0 | 0 | 4393.5889
2025-05-26 | 4408.987 | 0 | 2.5 | 0 | 0 | 0 | 0 | 0 | 0 | 0 | 0 | 0 | 0 | 0 | 0 | 0 | 1 | 0 | 0 | 0 | 0 | 0 | 0 | 0 | 0 | 0 | 0 | 0 | 4588.9445
2025-05-26 | 4395.903 | 0 | 2.2 | 0 | 0 | 0 | 0 | 0 | 0 | 0 | 0 | 0 | 0 | 0 | 0 | 0 | 0 | 1 | 0 | 0 | 0 | 0 | 0 | 0 | 0 | 0 | 0 | 0 | 4536.9342
2025-05-26 | 4277.679 | 0 | 3.1 | 0 | 0 | 0 | 0 | 0 | 0 | 0 | 0 | 0 | 0 | 0 | 0 | 0 | 0 | 0 | 1 | 0 | 0 | 0 | 0 | 0 | 0 | 0 | 0 | 0 | 4615.1751
2025-05-26 | 4127.238 | 0 | 2 | 0 | 0 | 0 | 0 | 0 | 0 | 0 | 0 | 0 | 0 | 0 | 0 | 0 | 0 | 0 | 0 | 1 | 0 | 0 | 0 | 0 | 0 | 0 | 0 | 0 | 4324.3432
2025-05-26 | 3762.286 | 0 | 0.2 | 0 | 0 | 0 | 0 | 0 | 0 | 0 | 0 | 0 | 0 | 0 | 0 | 0 | 0 | 0 | 0 | 0 | 1 | 0 | 0 | 0 | 0 | 0 | 0 | 0 | 3767.97
2025-05-26 | 3350.202 | 0 | 2 | 0 | 0 | 0 | 0 | 0 | 0 | 0 | 0 | 0 | 0 | 0 | 0 | 0 | 0 | 0 | 0 | 0 | 0 | 1 | 0 | 0 | 0 | 0 | 0 | 0 | 3729.5589
2025-05-26 | 3110.676 | 0 | 1.6 | 0 | 0 | 0 | 0 | 0 | 0 | 0 | 0 | 0 | 0 | 0 | 0 | 0 | 0 | 0 | 0 | 0 | 0 | 0 | 1 | 0 | 0 | 0 | 0 | 0 | 3482.798
2025-05-26 | 2988.516 | 0 | 0.7 | 0 | 0 | 0 | 0 | 0 | 0 | 0 | 0 | 0 | 0 | 0 | 0 | 0 | 0 | 0 | 0 | 0 | 0 | 0 | 0 | 1 | 0 | 0 | 0 | 0 | 3195.2285
2025-05-26 | 2935.392 | 0 | 0.4 | 0 | 0 | 0 | 0 | 0 | 0 | 0 | 0 | 0 | 0 | 0 | 0 | 0 | 0 | 0 | 0 | 0 | 0 | 0 | 0 | 0 | 1 | 0 | 0 | 0 | 2966.4657
2025-05-26 | 2720.523 | 0.5 | 0 | 0 | 0 | 0 | 0 | 0 | 0 | 0 | 0 | 0 | 0 | 0 | 0 | 0 | 0 | 0 | 0 | 0 | 0 | 0 | 0 | 0 | 0 | 1 | 0 | 0 | 2677.2155
2025-05-26 | 2418.684 | 1.6 | 0 | 0 | 0 | 0 | 0 | 0 | 0 | 0 | 0 | 0 | 0 | 0 | 0 | 0 | 0 | 0 | 0 | 0 | 0 | 0 | 0 | 0 | 0 | 0 | 1 | 0 | 2534.0271
2025-05-26 | 2334.142 | 3.8 | 0 | 0 | 0 | 0 | 0 | 0 | 0 | 0 | 0 | 0 | 0 | 0 | 0 | 0 | 0 | 0 | 0 | 0 | 0 | 0 | 0 | 0 | 0 | 0 | 0 | 1 | 2548.7309
2025-05-27 | 2273.397 | 4.9 | 0 | 0 | 1 | 0 | 0 | 0 | 0 | 0 | 0 | 0 | 0 | 0 | 0 | 0 | 0 | 0 | 0 | 0 | 0 | 0 | 0 | 0 | 0 | 0 | 0 | 0 | 2546.131
2025-05-27 | 2264.36 | 4.9 | 0 | 0 | 0 | 1 | 0 | 0 | 0 | 0 | 0 | 0 | 0 | 0 | 0 | 0 | 0 | 0 | 0 | 0 | 0 | 0 | 0 | 0 | 0 | 0 | 0 | 0 | 2510.6606
2025-05-27 | 2285.522 | 5.7 | 0 | 0 | 0 | 0 | 1 | 0 | 0 | 0 | 0 | 0 | 0 | 0 | 0 | 0 | 0 | 0 | 0 | 0 | 0 | 0 | 0 | 0 | 0 | 0 | 0 | 0 | 2550.5843
2025-05-27 | 2335.898 | 6.6 | 0 | 0 | 0 | 0 | 0 | 1 | 0 | 0 | 0 | 0 | 0 | 0 | 0 | 0 | 0 | 0 | 0 | 0 | 0 | 0 | 0 | 0 | 0 | 0 | 0 | 0 | 2641.6174
2025-05-27 | 2349.54 | 6.7 | 0 | 0 | 0 | 0 | 0 | 0 | 1 | 0 | 0 | 0 | 0 | 0 | 0 | 0 | 0 | 0 | 0 | 0 | 0 | 0 | 0 | 0 | 0 | 0 | 0 | 0 | 2694.9175
2025-05-27 | 2520.415 | 6.9 | 0 | 0 | 0 | 0 | 0 | 0 | 0 | 1 | 0 | 0 | 0 | 0 | 0 | 0 | 0 | 0 | 0 | 0 | 0 | 0 | 0 | 0 | 0 | 0 | 0 | 0 | 2813.9748
2025-05-27 | 3038.112 | 5.3 | 0 | 0 | 0 | 0 | 0 | 0 | 0 | 0 | 1 | 0 | 0 | 0 | 0 | 0 | 0 | 0 | 0 | 0 | 0 | 0 | 0 | 0 | 0 | 0 | 0 | 0 | 3049.8078
2025-05-27 | 3653.592 | 2.4 | 0 | 0 | 0 | 0 | 0 | 0 | 0 | 0 | 0 | 1 | 0 | 0 | 0 | 0 | 0 | 0 | 0 | 0 | 0 | 0 | 0 | 0 | 0 | 0 | 0 | 0 | 3360.4753
2025-05-27 | 4182.561 | 0.8 | 0 | 0 | 0 | 0 | 0 | 0 | 0 | 0 | 0 | 0 | 1 | 0 | 0 | 0 | 0 | 0 | 0 | 0 | 0 | 0 | 0 | 0 | 0 | 0 | 0 | 0 | 3874.7482
2025-05-27 | 4482.254 | 0 | 0.8 | 0 | 0 | 0 | 0 | 0 | 0 | 0 | 0 | 0 | 0 | 1 | 0 | 0 | 0 | 0 | 0 | 0 | 0 | 0 | 0 | 0 | 0 | 0 | 0 | 0 | 4158.0728
2025-05-27 | 4674.154 | 0 | 1.9 | 0 | 0 | 0 | 0 | 0 | 0 | 0 | 0 | 0 | 0 | 0 | 1 | 0 | 0 | 0 | 0 | 0 | 0 | 0 | 0 | 0 | 0 | 0 | 0 | 0 | 4499.8804
2025-05-27 | 4721.784 | 0 | 2.2 | 0 | 0 | 0 | 0 | 0 | 0 | 0 | 0 | 0 | 0 | 0 | 0 | 1 | 0 | 0 | 0 | 0 | 0 | 0 | 0 | 0 | 0 | 0 | 0 | 0 | 4568.507
2025-05-27 | 4810.349 | 0 | 2.3 | 0 | 0 | 0 | 0 | 0 | 0 | 0 | 0 | 0 | 0 | 0 | 0 | 0 | 1 | 0 | 0 | 0 | 0 | 0 | 0 | 0 | 0 | 0 | 0 | 0 | 4559.7915
2025-05-27 | 4771.687 | 0 | 3 | 0 | 0 | 0 | 0 | 0 | 0 | 0 | 0 | 0 | 0 | 0 | 0 | 0 | 0 | 1 | 0 | 0 | 0 | 0 | 0 | 0 | 0 | 0 | 0 | 0 | 4653.5463
2025-05-27 | 4765.795 | 0 | 2.9 | 0 | 0 | 0 | 0 | 0 | 0 | 0 | 0 | 0 | 0 | 0 | 0 | 0 | 0 | 0 | 1 | 0 | 0 | 0 | 0 | 0 | 0 | 0 | 0 | 0 | 4586.0221
2025-05-27 | 4507.31 | 0 | 2.9 | 0 | 0 | 0 | 0 | 0 | 0 | 0 | 0 | 0 | 0 | 0 | 0 | 0 | 0 | 0 | 0 | 1 | 0 | 0 | 0 | 0 | 0 | 0 | 0 | 0 | 4455.5318
2025-05-27 | 4022.779 | 0 | 3.3 | 0 | 0 | 0 | 0 | 0 | 0 | 0 | 0 | 0 | 0 | 0 | 0 | 0 | 0 | 0 | 0 | 0 | 1 | 0 | 0 | 0 | 0 | 0 | 0 | 0 | 4219.8418
2025-05-27 | 3658.33 | 0 | 2.9 | 0 | 0 | 0 | 0 | 0 | 0 | 0 | 0 | 0 | 0 | 0 | 0 | 0 | 0 | 0 | 0 | 0 | 0 | 1 | 0 | 0 | 0 | 0 | 0 | 0 | 3860.7475
2025-05-27 | 3351.038 | 0 | 2.7 | 0 | 0 | 0 | 0 | 0 | 0 | 0 | 0 | 0 | 0 | 0 | 0 | 0 | 0 | 0 | 0 | 0 | 0 | 0 | 1 | 0 | 0 | 0 | 0 | 0 | 3643.1396
2025-05-27 | 3159.908 | 0 | 1.9 | 0 | 0 | 0 | 0 | 0 | 0 | 0 | 0 | 0 | 0 | 0 | 0 | 0 | 0 | 0 | 0 | 0 | 0 | 0 | 0 | 1 | 0 | 0 | 0 | 0 | 3370.1466
2025-05-27 | 2984.75 | 2.2 | 0 | 0 | 0 | 0 | 0 | 0 | 0 | 0 | 0 | 0 | 0 | 0 | 0 | 0 | 0 | 0 | 0 | 0 | 0 | 0 | 0 | 0 | 1 | 0 | 0 | 0 | 3053.1019
2025-05-27 | 2635.487 | 2.5 | 0 | 0 | 0 | 0 | 0 | 0 | 0 | 0 | 0 | 0 | 0 | 0 | 0 | 0 | 0 | 0 | 0 | 0 | 0 | 0 | 0 | 0 | 0 | 1 | 0 | 0 | 2808.9812
2025-05-27 | 2423.322 | 3.3 | 0 | 0 | 0 | 0 | 0 | 0 | 0 | 0 | 0 | 0 | 0 | 0 | 0 | 0 | 0 | 0 | 0 | 0 | 0 | 0 | 0 | 0 | 0 | 0 | 1 | 0 | 2646.0279
2025-05-27 | 2291.003 | 5.1 | 0 | 0 | 0 | 0 | 0 | 0 | 0 | 0 | 0 | 0 | 0 | 0 | 0 | 0 | 0 | 0 | 0 | 0 | 0 | 0 | 0 | 0 | 0 | 0 | 0 | 1 | 2634.3786
2025-05-28 | 2257.523 | 4.1 | 0 | 0 | 1 | 0 | 0 | 0 | 0 | 0 | 0 | 0 | 0 | 0 | 0 | 0 | 0 | 0 | 0 | 0 | 0 | 0 | 0 | 0 | 0 | 0 | 0 | 0 | 2493.4248
2025-05-28 | 2248.83 | 4.6 | 0 | 0 | 0 | 1 | 0 | 0 | 0 | 0 | 0 | 0 | 0 | 0 | 0 | 0 | 0 | 0 | 0 | 0 | 0 | 0 | 0 | 0 | 0 | 0 | 0 | 0 | 2490.8958
2025-05-28 | 2230.871 | 5.6 | 0 | 0 | 0 | 0 | 1 | 0 | 0 | 0 | 0 | 0 | 0 | 0 | 0 | 0 | 0 | 0 | 0 | 0 | 0 | 0 | 0 | 0 | 0 | 0 | 0 | 0 | 2543.9961
2025-05-28 | 2304.665 | 5.8 | 0 | 0 | 0 | 0 | 0 | 1 | 0 | 0 | 0 | 0 | 0 | 0 | 0 | 0 | 0 | 0 | 0 | 0 | 0 | 0 | 0 | 0 | 0 | 0 | 0 | 0 | 2588.9112
2025-05-28 | 2359.222 | 6.8 | 0 | 0 | 0 | 0 | 0 | 0 | 1 | 0 | 0 | 0 | 0 | 0 | 0 | 0 | 0 | 0 | 0 | 0 | 0 | 0 | 0 | 0 | 0 | 0 | 0 | 0 | 2701.5058
2025-05-28 | 2518.971 | 7.5 | 0 | 0 | 0 | 0 | 0 | 0 | 0 | 1 | 0 | 0 | 0 | 0 | 0 | 0 | 0 | 0 | 0 | 0 | 0 | 0 | 0 | 0 | 0 | 0 | 0 | 0 | 2853.5045
2025-05-28 | 3061.691 | 5.5 | 0 | 0 | 0 | 0 | 0 | 0 | 0 | 0 | 1 | 0 | 0 | 0 | 0 | 0 | 0 | 0 | 0 | 0 | 0 | 0 | 0 | 0 | 0 | 0 | 0 | 0 | 3062.9844
2025-05-28 | 3650.231 | 2.4 | 0 | 0 | 0 | 0 | 0 | 0 | 0 | 0 | 0 | 1 | 0 | 0 | 0 | 0 | 0 | 0 | 0 | 0 | 0 | 0 | 0 | 0 | 0 | 0 | 0 | 0 | 3360.4753
2025-05-28 | 4211.273 | 1.8 | 0 | 0 | 0 | 0 | 0 | 0 | 0 | 0 | 0 | 0 | 1 | 0 | 0 | 0 | 0 | 0 | 0 | 0 | 0 | 0 | 0 | 0 | 0 | 0 | 0 | 0 | 3940.6311
2025-05-28 | 4519.396 | 1.5 | 0 | 0 | 0 | 0 | 0 | 0 | 0 | 0 | 0 | 0 | 0 | 1 | 0 | 0 | 0 | 0 | 0 | 0 | 0 | 0 | 0 | 0 | 0 | 0 | 0 | 0 | 4140.285
2025-05-28 | 4674.312 | 0.9 | 0 | 0 | 0 | 0 | 0 | 0 | 0 | 0 | 0 | 0 | 0 | 0 | 1 | 0 | 0 | 0 | 0 | 0 | 0 | 0 | 0 | 0 | 0 | 0 | 0 | 0 | 4282.2213
2025-05-28 | 4621.584 | 2.4 | 0 | 0 | 0 | 0 | 0 | 0 | 0 | 0 | 0 | 0 | 0 | 0 | 0 | 1 | 0 | 0 | 0 | 0 | 0 | 0 | 0 | 0 | 0 | 0 | 0 | 0 | 4405.9427
2025-05-28 | 4599.022 | 4.2 | 0 | 0 | 0 | 0 | 0 | 0 | 0 | 0 | 0 | 0 | 0 | 0 | 0 | 0 | 1 | 0 | 0 | 0 | 0 | 0 | 0 | 0 | 0 | 0 | 0 | 0 | 4501.2397
2025-05-28 | 4751.138 | 2.4 | 0 | 0 | 0 | 0 | 0 | 0 | 0 | 0 | 0 | 0 | 0 | 0 | 0 | 0 | 0 | 1 | 0 | 0 | 0 | 0 | 0 | 0 | 0 | 0 | 0 | 0 | 4374.3699
2025-05-28 | 4602.606 | 2.5 | 0 | 0 | 0 | 0 | 0 | 0 | 0 | 0 | 0 | 0 | 0 | 0 | 0 | 0 | 0 | 0 | 1 | 0 | 0 | 0 | 0 | 0 | 0 | 0 | 0 | 0 | 4328.0104
2025-05-28 | 4461.99 | 4.8 | 0 | 0 | 0 | 0 | 0 | 0 | 0 | 0 | 0 | 0 | 0 | 0 | 0 | 0 | 0 | 0 | 0 | 1 | 0 | 0 | 0 | 0 | 0 | 0 | 0 | 0 | 4349.0507
2025-05-28 | 3952.724 | 5.1 | 0 | 0 | 0 | 0 | 0 | 0 | 0 | 0 | 0 | 0 | 0 | 0 | 0 | 0 | 0 | 0 | 0 | 0 | 1 | 0 | 0 | 0 | 0 | 0 | 0 | 0 | 4074.8195
2025-05-28 | 3541.533 | 5.1 | 0 | 0 | 0 | 0 | 0 | 0 | 0 | 0 | 0 | 0 | 0 | 0 | 0 | 0 | 0 | 0 | 0 | 0 | 0 | 1 | 0 | 0 | 0 | 0 | 0 | 0 | 3774.0312
2025-05-28 | 3282.504 | 5 | 0 | 0 | 0 | 0 | 0 | 0 | 0 | 0 | 0 | 0 | 0 | 0 | 0 | 0 | 0 | 0 | 0 | 0 | 0 | 0 | 1 | 0 | 0 | 0 | 0 | 0 | 3578.9881
2025-05-28 | 3182.655 | 5.3 | 0 | 0 | 0 | 0 | 0 | 0 | 0 | 0 | 0 | 0 | 0 | 0 | 0 | 0 | 0 | 0 | 0 | 0 | 0 | 0 | 0 | 1 | 0 | 0 | 0 | 0 | 3442.372
2025-05-28 | 2982.314 | 5.5 | 0 | 0 | 0 | 0 | 0 | 0 | 0 | 0 | 0 | 0 | 0 | 0 | 0 | 0 | 0 | 0 | 0 | 0 | 0 | 0 | 0 | 0 | 1 | 0 | 0 | 0 | 3270.5153
2025-05-28 | 2599.243 | 5.7 | 0 | 0 | 0 | 0 | 0 | 0 | 0 | 0 | 0 | 0 | 0 | 0 | 0 | 0 | 0 | 0 | 0 | 0 | 0 | 0 | 0 | 0 | 0 | 1 | 0 | 0 | 3019.8064
2025-05-28 | 2440.402 | 5.4 | 0 | 0 | 0 | 0 | 0 | 0 | 0 | 0 | 0 | 0 | 0 | 0 | 0 | 0 | 0 | 0 | 0 | 0 | 0 | 0 | 0 | 0 | 0 | 0 | 1 | 0 | 2784.3819
2025-05-28 | 2303.256 | 5.4 | 0 | 0 | 0 | 0 | 0 | 0 | 0 | 0 | 0 | 0 | 0 | 0 | 0 | 0 | 0 | 0 | 0 | 0 | 0 | 0 | 0 | 0 | 0 | 0 | 0 | 1 | 2654.1435
2025-05-29 | 2268.59 | 5.6 | 0 | 0 | 1 | 0 | 0 | 0 | 0 | 0 | 0 | 0 | 0 | 0 | 0 | 0 | 0 | 0 | 0 | 0 | 0 | 0 | 0 | 0 | 0 | 0 | 0 | 0 | 2592.249
2025-05-29 | 2245.069 | 5.6 | 0 | 0 | 0 | 1 | 0 | 0 | 0 | 0 | 0 | 0 | 0 | 0 | 0 | 0 | 0 | 0 | 0 | 0 | 0 | 0 | 0 | 0 | 0 | 0 | 0 | 0 | 2556.7786
2025-05-29 | 2245.783 | 5.5 | 0 | 0 | 0 | 0 | 1 | 0 | 0 | 0 | 0 | 0 | 0 | 0 | 0 | 0 | 0 | 0 | 0 | 0 | 0 | 0 | 0 | 0 | 0 | 0 | 0 | 0 | 2537.4078
2025-05-29 | 2297.284 | 5.8 | 0 | 0 | 0 | 0 | 0 | 1 | 0 | 0 | 0 | 0 | 0 | 0 | 0 | 0 | 0 | 0 | 0 | 0 | 0 | 0 | 0 | 0 | 0 | 0 | 0 | 0 | 2588.9112
2025-05-29 | 2381.841 | 6 | 0 | 0 | 0 | 0 | 0 | 0 | 1 | 0 | 0 | 0 | 0 | 0 | 0 | 0 | 0 | 0 | 0 | 0 | 0 | 0 | 0 | 0 | 0 | 0 | 0 | 0 | 2648.7995
2025-05-29 | 2476.243 | 6.2 | 0 | 0 | 0 | 0 | 0 | 0 | 0 | 1 | 0 | 0 | 0 | 0 | 0 | 0 | 0 | 0 | 0 | 0 | 0 | 0 | 0 | 0 | 0 | 0 | 0 | 0 | 2767.8568
2025-05-29 | 3032.664 | 5.6 | 0 | 0 | 0 | 0 | 0 | 0 | 0 | 0 | 1 | 0 | 0 | 0 | 0 | 0 | 0 | 0 | 0 | 0 | 0 | 0 | 0 | 0 | 0 | 0 | 0 | 0 | 3069.5727
2025-05-29 | 3667.453 | 4 | 0 | 0 | 0 | 0 | 0 | 0 | 0 | 0 | 0 | 1 | 0 | 0 | 0 | 0 | 0 | 0 | 0 | 0 | 0 | 0 | 0 | 0 | 0 | 0 | 0 | 0 | 3465.8878
2025-05-29 | 4093.802 | 2.6 | 0 | 0 | 0 | 0 | 0 | 0 | 0 | 0 | 0 | 0 | 1 | 0 | 0 | 0 | 0 | 0 | 0 | 0 | 0 | 0 | 0 | 0 | 0 | 0 | 0 | 0 | 3993.3373
2025-05-29 | 4393.257 | 1.6 | 0 | 0 | 0 | 0 | 0 | 0 | 0 | 0 | 0 | 0 | 0 | 1 | 0 | 0 | 0 | 0 | 0 | 0 | 0 | 0 | 0 | 0 | 0 | 0 | 0 | 0 | 4146.8733
2025-05-29 | 4512.13 | 1.3 | 0 | 0 | 0 | 0 | 0 | 0 | 0 | 0 | 0 | 0 | 0 | 0 | 1 | 0 | 0 | 0 | 0 | 0 | 0 | 0 | 0 | 0 | 0 | 0 | 0 | 0 | 4308.5744
2025-05-29 | 4498.455 | 1.2 | 0 | 0 | 0 | 0 | 0 | 0 | 0 | 0 | 0 | 0 | 0 | 0 | 0 | 1 | 0 | 0 | 0 | 0 | 0 | 0 | 0 | 0 | 0 | 0 | 0 | 0 | 4326.8833
2025-05-29 | 4603.261 | 0.1 | 0 | 0 | 0 | 0 | 0 | 0 | 0 | 0 | 0 | 0 | 0 | 0 | 0 | 0 | 1 | 0 | 0 | 0 | 0 | 0 | 0 | 0 | 0 | 0 | 0 | 0 | 4231.12
2025-05-29 | 4642.573 | 0.7 | 0 | 0 | 0 | 0 | 0 | 0 | 0 | 0 | 0 | 0 | 0 | 0 | 0 | 0 | 0 | 1 | 0 | 0 | 0 | 0 | 0 | 0 | 0 | 0 | 0 | 0 | 4262.369
2025-05-29 | 4579.761 | 0.3 | 0 | 0 | 0 | 0 | 0 | 0 | 0 | 0 | 0 | 0 | 0 | 0 | 0 | 0 | 0 | 0 | 1 | 0 | 0 | 0 | 0 | 0 | 0 | 0 | 0 | 0 | 4183.0682
2025-05-29 | 4340.974 | 0.1 | 0 | 0 | 0 | 0 | 0 | 0 | 0 | 0 | 0 | 0 | 0 | 0 | 0 | 0 | 0 | 0 | 0 | 1 | 0 | 0 | 0 | 0 | 0 | 0 | 0 | 0 | 4039.4013
2025-05-29 | 3891.413 | 0 | 0 | 0 | 0 | 0 | 0 | 0 | 0 | 0 | 0 | 0 | 0 | 0 | 0 | 0 | 0 | 0 | 0 | 0 | 1 | 0 | 0 | 0 | 0 | 0 | 0 | 0 | 3738.817
2025-05-29 | 3591.889 | 0.6 | 0 | 0 | 0 | 0 | 0 | 0 | 0 | 0 | 0 | 0 | 0 | 0 | 0 | 0 | 0 | 0 | 0 | 0 | 0 | 1 | 0 | 0 | 0 | 0 | 0 | 0 | 3477.5584
2025-05-29 | 3335.349 | 1.2 | 0 | 0 | 0 | 0 | 0 | 0 | 0 | 0 | 0 | 0 | 0 | 0 | 0 | 0 | 0 | 0 | 0 | 0 | 0 | 0 | 1 | 0 | 0 | 0 | 0 | 0 | 3328.6333
2025-05-29 | 3194.782 | 1.7 | 0 | 0 | 0 | 0 | 0 | 0 | 0 | 0 | 0 | 0 | 0 | 0 | 0 | 0 | 0 | 0 | 0 | 0 | 0 | 0 | 0 | 1 | 0 | 0 | 0 | 0 | 3205.1937
2025-05-29 | 3022.843 | 2.1 | 0 | 0 | 0 | 0 | 0 | 0 | 0 | 0 | 0 | 0 | 0 | 0 | 0 | 0 | 0 | 0 | 0 | 0 | 0 | 0 | 0 | 0 | 1 | 0 | 0 | 0 | 3046.5136
2025-05-29 | 2711.605 | 2.6 | 0 | 0 | 0 | 0 | 0 | 0 | 0 | 0 | 0 | 0 | 0 | 0 | 0 | 0 | 0 | 0 | 0 | 0 | 0 | 0 | 0 | 0 | 0 | 1 | 0 | 0 | 2815.5695
2025-05-29 | 2417.91 | 3.9 | 0 | 0 | 0 | 0 | 0 | 0 | 0 | 0 | 0 | 0 | 0 | 0 | 0 | 0 | 0 | 0 | 0 | 0 | 0 | 0 | 0 | 0 | 0 | 0 | 1 | 0 | 2685.5576
2025-05-29 | 2320.625 | 3.1 | 0 | 0 | 0 | 0 | 0 | 0 | 0 | 0 | 0 | 0 | 0 | 0 | 0 | 0 | 0 | 0 | 0 | 0 | 0 | 0 | 0 | 0 | 0 | 0 | 0 | 1 | 2502.6129
2025-05-30 | 2270.735 | 3.1 | 0 | 0 | 1 | 0 | 0 | 0 | 0 | 0 | 0 | 0 | 0 | 0 | 0 | 0 | 0 | 0 | 0 | 0 | 0 | 0 | 0 | 0 | 0 | 0 | 0 | 0 | 2427.5419
2025-05-30 | 2221.784 | 3.6 | 0 | 0 | 0 | 1 | 0 | 0 | 0 | 0 | 0 | 0 | 0 | 0 | 0 | 0 | 0 | 0 | 0 | 0 | 0 | 0 | 0 | 0 | 0 | 0 | 0 | 0 | 2425.0129
2025-05-30 | 2232.74 | 3.7 | 0 | 0 | 0 | 0 | 1 | 0 | 0 | 0 | 0 | 0 | 0 | 0 | 0 | 0 | 0 | 0 | 0 | 0 | 0 | 0 | 0 | 0 | 0 | 0 | 0 | 0 | 2418.8186
2025-05-30 | 2277.058 | 4.2 | 0 | 0 | 0 | 0 | 0 | 1 | 0 | 0 | 0 | 0 | 0 | 0 | 0 | 0 | 0 | 0 | 0 | 0 | 0 | 0 | 0 | 0 | 0 | 0 | 0 | 0 | 2483.4986
2025-05-30 | 2318.378 | 4.1 | 0 | 0 | 0 | 0 | 0 | 0 | 1 | 0 | 0 | 0 | 0 | 0 | 0 | 0 | 0 | 0 | 0 | 0 | 0 | 0 | 0 | 0 | 0 | 0 | 0 | 0 | 2523.6221
2025-05-30 | 2467.753 | 4.4 | 0 | 0 | 0 | 0 | 0 | 0 | 0 | 1 | 0 | 0 | 0 | 0 | 0 | 0 | 0 | 0 | 0 | 0 | 0 | 0 | 0 | 0 | 0 | 0 | 0 | 0 | 2649.2677
2025-05-30 | 2985.767 | 3.5 | 0 | 0 | 0 | 0 | 0 | 0 | 0 | 0 | 1 | 0 | 0 | 0 | 0 | 0 | 0 | 0 | 0 | 0 | 0 | 0 | 0 | 0 | 0 | 0 | 0 | 0 | 2931.2187
2025-05-30 | 3655.645 | 2 | 0 | 0 | 0 | 0 | 0 | 0 | 0 | 0 | 0 | 1 | 0 | 0 | 0 | 0 | 0 | 0 | 0 | 0 | 0 | 0 | 0 | 0 | 0 | 0 | 0 | 0 | 3334.1221
2025-05-30 | 4178.158 | 0 | 0.4 | 0 | 0 | 0 | 0 | 0 | 0 | 0 | 0 | 0 | 1 | 0 | 0 | 0 | 0 | 0 | 0 | 0 | 0 | 0 | 0 | 0 | 0 | 0 | 0 | 0 | 3880.348
2025-05-30 | 4412.761 | 0 | 1 | 0 | 0 | 0 | 0 | 0 | 0 | 0 | 0 | 0 | 0 | 1 | 0 | 0 | 0 | 0 | 0 | 0 | 0 | 0 | 0 | 0 | 0 | 0 | 0 | 0 | 4187.2258
2025-05-30 | 4568.518 | 0 | 2.4 | 0 | 0 | 0 | 0 | 0 | 0 | 0 | 0 | 0 | 0 | 0 | 1 | 0 | 0 | 0 | 0 | 0 | 0 | 0 | 0 | 0 | 0 | 0 | 0 | 0 | 4572.7629
2025-05-30 | 4646.575 | 0 | 3.4 | 0 | 0 | 0 | 0 | 0 | 0 | 0 | 0 | 0 | 0 | 0 | 0 | 1 | 0 | 0 | 0 | 0 | 0 | 0 | 0 | 0 | 0 | 0 | 0 | 0 | 4743.4251
2025-05-30 | 4647.459 | 0 | 5.1 | 0 | 0 | 0 | 0 | 0 | 0 | 0 | 0 | 0 | 0 | 0 | 0 | 0 | 1 | 0 | 0 | 0 | 0 | 0 | 0 | 0 | 0 | 0 | 0 | 0 | 4967.9337
2025-05-30 | 4618.264 | 0 | 4.6 | 0 | 0 | 0 | 0 | 0 | 0 | 0 | 0 | 0 | 0 | 0 | 0 | 0 | 0 | 1 | 0 | 0 | 0 | 0 | 0 | 0 | 0 | 0 | 0 | 0 | 4886.7705
2025-05-30 | 4552.303 | 0 | 5.4 | 0 | 0 | 0 | 0 | 0 | 0 | 0 | 0 | 0 | 0 | 0 | 0 | 0 | 0 | 0 | 1 | 0 | 0 | 0 | 0 | 0 | 0 | 0 | 0 | 0 | 4950.4348
2025-05-30 | 4296.279 | 0 | 6.4 | 0 | 0 | 0 | 0 | 0 | 0 | 0 | 0 | 0 | 0 | 0 | 0 | 0 | 0 | 0 | 0 | 1 | 0 | 0 | 0 | 0 | 0 | 0 | 0 | 0 | 4965.7097
2025-05-30 | 3854.241 | 0 | 5.3 | 0 | 0 | 0 | 0 | 0 | 0 | 0 | 0 | 0 | 0 | 0 | 0 | 0 | 0 | 0 | 0 | 0 | 1 | 0 | 0 | 0 | 0 | 0 | 0 | 0 | 4511.372
2025-05-30 | 3504.078 | 0 | 4.3 | 0 | 0 | 0 | 0 | 0 | 0 | 0 | 0 | 0 | 0 | 0 | 0 | 0 | 0 | 0 | 0 | 0 | 0 | 1 | 0 | 0 | 0 | 0 | 0 | 0 | 4064.8186
2025-05-30 | 3368.759 | 0 | 3.9 | 0 | 0 | 0 | 0 | 0 | 0 | 0 | 0 | 0 | 0 | 0 | 0 | 0 | 0 | 0 | 0 | 0 | 0 | 0 | 1 | 0 | 0 | 0 | 0 | 0 | 3818.0577
2025-05-30 | 3196.083 | 0 | 3.1 | 0 | 0 | 0 | 0 | 0 | 0 | 0 | 0 | 0 | 0 | 0 | 0 | 0 | 0 | 0 | 0 | 0 | 0 | 0 | 0 | 1 | 0 | 0 | 0 | 0 | 3545.0647
2025-05-30 | 3065.901 | 0 | 1.1 | 0 | 0 | 0 | 0 | 0 | 0 | 0 | 0 | 0 | 0 | 0 | 0 | 0 | 0 | 0 | 0 | 0 | 0 | 0 | 0 | 0 | 1 | 0 | 0 | 0 | 3068.5012
2025-05-30 | 2724.863 | 0.9 | 0 | 0 | 0 | 0 | 0 | 0 | 0 | 0 | 0 | 0 | 0 | 0 | 0 | 0 | 0 | 0 | 0 | 0 | 0 | 0 | 0 | 0 | 0 | 1 | 0 | 0 | 2703.5687
2025-05-30 | 2487.619 | 2.1 | 0 | 0 | 0 | 0 | 0 | 0 | 0 | 0 | 0 | 0 | 0 | 0 | 0 | 0 | 0 | 0 | 0 | 0 | 0 | 0 | 0 | 0 | 0 | 0 | 1 | 0 | 2566.9685
2025-05-30 | 2348.494 | 3.2 | 0 | 0 | 0 | 0 | 0 | 0 | 0 | 0 | 0 | 0 | 0 | 0 | 0 | 0 | 0 | 0 | 0 | 0 | 0 | 0 | 0 | 0 | 0 | 0 | 0 | 1 | 2509.2012
2025-05-31 | 2266.622 | 4.1 | 0 | 1 | 1 | 0 | 0 | 0 | 0 | 0 | 0 | 0 | 0 | 0 | 0 | 0 | 0 | 0 | 0 | 0 | 0 | 0 | 0 | 0 | 0 | 0 | 0 | 0 | 1920.8939
2025-05-31 | 2236.446 | 5.1 | 0 | 1 | 0 | 1 | 0 | 0 | 0 | 0 | 0 | 0 | 0 | 0 | 0 | 0 | 0 | 0 | 0 | 0 | 0 | 0 | 0 | 0 | 0 | 0 | 0 | 0 | 1951.3064
2025-05-31 | 2241.529 | 5.2 | 0 | 1 | 0 | 0 | 1 | 0 | 0 | 0 | 0 | 0 | 0 | 0 | 0 | 0 | 0 | 0 | 0 | 0 | 0 | 0 | 0 | 0 | 0 | 0 | 0 | 0 | 1945.1121
2025-05-31 | 2281.544 | 5.7 | 0 | 1 | 0 | 0 | 0 | 1 | 0 | 0 | 0 | 0 | 0 | 0 | 0 | 0 | 0 | 0 | 0 | 0 | 0 | 0 | 0 | 0 | 0 | 0 | 0 | 0 | 2009.792
2025-05-31 | 2301.472 | 7.7 | 0 | 1 | 0 | 0 | 0 | 0 | 1 | 0 | 0 | 0 | 0 | 0 | 0 | 0 | 0 | 0 | 0 | 0 | 0 | 0 | 0 | 0 | 0 | 0 | 0 | 0 | 2188.2695
2025-05-31 | 2292.61 | 8.2 | 0 | 1 | 0 | 0 | 0 | 0 | 0 | 1 | 0 | 0 | 0 | 0 | 0 | 0 | 0 | 0 | 0 | 0 | 0 | 0 | 0 | 0 | 0 | 0 | 0 | 0 | 2327.0917
2025-05-31 | 2498.674 | 8.7 | 0 | 1 | 0 | 0 | 0 | 0 | 0 | 0 | 1 | 0 | 0 | 0 | 0 | 0 | 0 | 0 | 0 | 0 | 0 | 0 | 0 | 0 | 0 | 0 | 0 | 0 | 2701.2786
2025-05-31 | 2799.035 | 8.8 | 0 | 1 | 0 | 0 | 0 | 0 | 0 | 0 | 0 | 1 | 0 | 0 | 0 | 0 | 0 | 0 | 0 | 0 | 0 | 0 | 0 | 0 | 0 | 0 | 0 | 0 | 3209.5947
2025-05-31 | 3214.137 | 8.8 | 0 | 1 | 0 | 0 | 0 | 0 | 0 | 0 | 0 | 0 | 1 | 0 | 0 | 0 | 0 | 0 | 0 | 0 | 0 | 0 | 0 | 0 | 0 | 0 | 0 | 0 | 3829.2802
2025-05-31 | 3500.068 | 8.9 | 0 | 1 | 0 | 0 | 0 | 0 | 0 | 0 | 0 | 0 | 0 | 1 | 0 | 0 | 0 | 0 | 0 | 0 | 0 | 0 | 0 | 0 | 0 | 0 | 0 | 0 | 4055.2873
2025-05-31 | 3589.248 | 8.4 | 0 | 1 | 0 | 0 | 0 | 0 | 0 | 0 | 0 | 0 | 0 | 0 | 1 | 0 | 0 | 0 | 0 | 0 | 0 | 0 | 0 | 0 | 0 | 0 | 0 | 0 | 4203.8118
2025-05-31 | 3577.455 | 7.9 | 0 | 1 | 0 | 0 | 0 | 0 | 0 | 0 | 0 | 0 | 0 | 0 | 0 | 1 | 0 | 0 | 0 | 0 | 0 | 0 | 0 | 0 | 0 | 0 | 0 | 0 | 4195.7675
2025-05-31 | 3548.018 | 7.3 | 0 | 1 | 0 | 0 | 0 | 0 | 0 | 0 | 0 | 0 | 0 | 0 | 0 | 0 | 1 | 0 | 0 | 0 | 0 | 0 | 0 | 0 | 0 | 0 | 0 | 0 | 4132.9457
2025-05-31 | 3519.54 | 6.9 | 0 | 1 | 0 | 0 | 0 | 0 | 0 | 0 | 0 | 0 | 0 | 0 | 0 | 0 | 0 | 1 | 0 | 0 | 0 | 0 | 0 | 0 | 0 | 0 | 0 | 0 | 4098.3119
2025-05-31 | 3508.419 | 5.3 | 0 | 1 | 0 | 0 | 0 | 0 | 0 | 0 | 0 | 0 | 0 | 0 | 0 | 0 | 0 | 0 | 1 | 0 | 0 | 0 | 0 | 0 | 0 | 0 | 0 | 0 | 3939.9516
2025-05-31 | 3432.762 | 5.3 | 0 | 1 | 0 | 0 | 0 | 0 | 0 | 0 | 0 | 0 | 0 | 0 | 0 | 0 | 0 | 0 | 0 | 1 | 0 | 0 | 0 | 0 | 0 | 0 | 0 | 0 | 3809.4613
2025-05-31 | 3222.577 | 4.7 | 0 | 1 | 0 | 0 | 0 | 0 | 0 | 0 | 0 | 0 | 0 | 0 | 0 | 0 | 0 | 0 | 0 | 0 | 1 | 0 | 0 | 0 | 0 | 0 | 0 | 0 | 3475.9355
2025-05-31 | 3095.529 | 4.6 | 0 | 1 | 0 | 0 | 0 | 0 | 0 | 0 | 0 | 0 | 0 | 0 | 0 | 0 | 0 | 0 | 0 | 0 | 0 | 1 | 0 | 0 | 0 | 0 | 0 | 0 | 3168.559
2025-05-31 | 2989.427 | 4.5 | 0 | 1 | 0 | 0 | 0 | 0 | 0 | 0 | 0 | 0 | 0 | 0 | 0 | 0 | 0 | 0 | 0 | 0 | 0 | 0 | 1 | 0 | 0 | 0 | 0 | 0 | 2973.5158
2025-05-31 | 2926.032 | 4.9 | 0 | 1 | 0 | 0 | 0 | 0 | 0 | 0 | 0 | 0 | 0 | 0 | 0 | 0 | 0 | 0 | 0 | 0 | 0 | 0 | 0 | 1 | 0 | 0 | 0 | 0 | 2843.488
2025-05-31 | 2873.652 | 5.9 | 0 | 1 | 0 | 0 | 0 | 0 | 0 | 0 | 0 | 0 | 0 | 0 | 0 | 0 | 0 | 0 | 0 | 0 | 0 | 0 | 0 | 0 | 1 | 0 | 0 | 0 | 2724.3376
2025-05-31 | 2678.218 | 7.5 | 0 | 1 | 0 | 0 | 0 | 0 | 0 | 0 | 0 | 0 | 0 | 0 | 0 | 0 | 0 | 0 | 0 | 0 | 0 | 0 | 0 | 0 | 0 | 1 | 0 | 0 | 2565.8647
2025-05-31 | 2489.767 | 9.1 | 0 | 1 | 0 | 0 | 0 | 0 | 0 | 0 | 0 | 0 | 0 | 0 | 0 | 0 | 0 | 0 | 0 | 0 | 0 | 0 | 0 | 0 | 0 | 0 | 1 | 0 | 2455.6176
2025-05-31 | 2349.391 | 8.7 | 0 | 1 | 0 | 0 | 0 | 0 | 0 | 0 | 0 | 0 | 0 | 0 | 0 | 0 | 0 | 0 | 0 | 0 | 0 | 0 | 0 | 0 | 0 | 0 | 0 | 1 | 2299.026
2025-06-01 | 2265.476 | 9.9 | 0 | 1 | 1 | 0 | 0 | 0 | 0 | 0 | 0 | 0 | 0 | 0 | 0 | 0 | 0 | 0 | 0 | 0 | 0 | 0 | 0 | 0 | 0 | 0 | 0 | 0 | 2303.0144
2025-06-01 | 2235.259 | 10.7 | 0 | 1 | 0 | 1 | 0 | 0 | 0 | 0 | 0 | 0 | 0 | 0 | 0 | 0 | 0 | 0 | 0 | 0 | 0 | 0 | 0 | 0 | 0 | 0 | 0 | 0 | 2320.2503
2025-06-01 | 2230.235 | 9.4 | 0 | 1 | 0 | 0 | 1 | 0 | 0 | 0 | 0 | 0 | 0 | 0 | 0 | 0 | 0 | 0 | 0 | 0 | 0 | 0 | 0 | 0 | 0 | 0 | 0 | 0 | 2221.82
2025-06-01 | 2267.206 | 11.8 | 0 | 1 | 0 | 0 | 0 | 1 | 0 | 0 | 0 | 0 | 0 | 0 | 0 | 0 | 0 | 0 | 0 | 0 | 0 | 0 | 0 | 0 | 0 | 0 | 0 | 0 | 2411.6774
2025-06-01 | 2240.982 | 13 | 0 | 1 | 0 | 0 | 0 | 0 | 1 | 0 | 0 | 0 | 0 | 0 | 0 | 0 | 0 | 0 | 0 | 0 | 0 | 0 | 0 | 0 | 0 | 0 | 0 | 0 | 2537.4486
2025-06-01 | 2218.512 | 11.8 | 0 | 1 | 0 | 0 | 0 | 0 | 0 | 1 | 0 | 0 | 0 | 0 | 0 | 0 | 0 | 0 | 0 | 0 | 0 | 0 | 0 | 0 | 0 | 0 | 0 | 0 | 2564.27
2025-06-01 | 2365.531 | 9.5 | 0 | 1 | 0 | 0 | 0 | 0 | 0 | 0 | 1 | 0 | 0 | 0 | 0 | 0 | 0 | 0 | 0 | 0 | 0 | 0 | 0 | 0 | 0 | 0 | 0 | 0 | 2753.9849
2025-06-01 | 2564.103 | 7.2 | 0 | 1 | 0 | 0 | 0 | 0 | 0 | 0 | 0 | 1 | 0 | 0 | 0 | 0 | 0 | 0 | 0 | 0 | 0 | 0 | 0 | 0 | 0 | 0 | 0 | 0 | 3104.1821
2025-06-01 | 2856.805 | 5.3 | 0 | 1 | 0 | 0 | 0 | 0 | 0 | 0 | 0 | 0 | 1 | 0 | 0 | 0 | 0 | 0 | 0 | 0 | 0 | 0 | 0 | 0 | 0 | 0 | 0 | 0 | 3598.6902
2025-06-01 | 3159.878 | 4.1 | 0 | 1 | 0 | 0 | 0 | 0 | 0 | 0 | 0 | 0 | 0 | 1 | 0 | 0 | 0 | 0 | 0 | 0 | 0 | 0 | 0 | 0 | 0 | 0 | 0 | 0 | 3739.0496
2025-06-01 | 3247.317 | 3.5 | 0 | 1 | 0 | 0 | 0 | 0 | 0 | 0 | 0 | 0 | 0 | 0 | 1 | 0 | 0 | 0 | 0 | 0 | 0 | 0 | 0 | 0 | 0 | 0 | 0 | 0 | 3880.9859
2025-06-01 | 3267.006 | 3.2 | 0 | 1 | 0 | 0 | 0 | 0 | 0 | 0 | 0 | 0 | 0 | 0 | 0 | 1 | 0 | 0 | 0 | 0 | 0 | 0 | 0 | 0 | 0 | 0 | 0 | 0 | 3886.1181
2025-06-01 | 3270.684 | 3.8 | 0 | 1 | 0 | 0 | 0 | 0 | 0 | 0 | 0 | 0 | 0 | 0 | 0 | 0 | 1 | 0 | 0 | 0 | 0 | 0 | 0 | 0 | 0 | 0 | 0 | 0 | 3902.3557
2025-06-01 | 3210.526 | 2.6 | 0 | 1 | 0 | 0 | 0 | 0 | 0 | 0 | 0 | 0 | 0 | 0 | 0 | 0 | 0 | 1 | 0 | 0 | 0 | 0 | 0 | 0 | 0 | 0 | 0 | 0 | 3815.0156
2025-06-01 | 3123.657 | 2.4 | 0 | 1 | 0 | 0 | 0 | 0 | 0 | 0 | 0 | 0 | 0 | 0 | 0 | 0 | 0 | 0 | 1 | 0 | 0 | 0 | 0 | 0 | 0 | 0 | 0 | 0 | 3748.8913
2025-06-01 | 3104.882 | 1.8 | 0 | 1 | 0 | 0 | 0 | 0 | 0 | 0 | 0 | 0 | 0 | 0 | 0 | 0 | 0 | 0 | 0 | 1 | 0 | 0 | 0 | 0 | 0 | 0 | 0 | 0 | 3578.8713
2025-06-01 | 2959.647 | 2.8 | 0 | 1 | 0 | 0 | 0 | 0 | 0 | 0 | 0 | 0 | 0 | 0 | 0 | 0 | 0 | 0 | 0 | 0 | 1 | 0 | 0 | 0 | 0 | 0 | 0 | 0 | 3350.7581
2025-06-01 | 2856.934 | 3.2 | 0 | 1 | 0 | 0 | 0 | 0 | 0 | 0 | 0 | 0 | 0 | 0 | 0 | 0 | 0 | 0 | 0 | 0 | 0 | 1 | 0 | 0 | 0 | 0 | 0 | 0 | 3076.323
2025-06-01 | 2706.095 | 3.1 | 0 | 1 | 0 | 0 | 0 | 0 | 0 | 0 | 0 | 0 | 0 | 0 | 0 | 0 | 0 | 0 | 0 | 0 | 0 | 0 | 1 | 0 | 0 | 0 | 0 | 0 | 2881.2798
2025-06-01 | 2688.655 | 3.6 | 0 | 1 | 0 | 0 | 0 | 0 | 0 | 0 | 0 | 0 | 0 | 0 | 0 | 0 | 0 | 0 | 0 | 0 | 0 | 0 | 0 | 1 | 0 | 0 | 0 | 0 | 2757.8403
2025-06-01 | 2672.055 | 5 | 0 | 1 | 0 | 0 | 0 | 0 | 0 | 0 | 0 | 0 | 0 | 0 | 0 | 0 | 0 | 0 | 0 | 0 | 0 | 0 | 0 | 0 | 1 | 0 | 0 | 0 | 2665.043
2025-06-01 | 2502.824 | 5.9 | 0 | 1 | 0 | 0 | 0 | 0 | 0 | 0 | 0 | 0 | 0 | 0 | 0 | 0 | 0 | 0 | 0 | 0 | 0 | 0 | 0 | 0 | 0 | 1 | 0 | 0 | 2460.4521
2025-06-01 | 2342.468 | 7.7 | 0 | 1 | 0 | 0 | 0 | 0 | 0 | 0 | 0 | 0 | 0 | 0 | 0 | 0 | 0 | 0 | 0 | 0 | 0 | 0 | 0 | 0 | 0 | 0 | 1 | 0 | 2363.3816
2025-06-01 | 2266.149 | 9.2 | 0 | 1 | 0 | 0 | 0 | 0 | 0 | 0 | 0 | 0 | 0 | 0 | 0 | 0 | 0 | 0 | 0 | 0 | 0 | 0 | 0 | 0 | 0 | 0 | 0 | 1 | 2331.9675
2025-06-02 | 2219.581 | 10.5 | 0 | 0 | 1 | 0 | 0 | 0 | 0 | 0 | 0 | 0 | 0 | 0 | 0 | 0 | 0 | 0 | 0 | 0 | 0 | 0 | 0 | 0 | 0 | 0 | 0 | 0 | 2915.075
2025-06-02 | 2220.866 | 10.7 | 0 | 0 | 0 | 1 | 0 | 0 | 0 | 0 | 0 | 0 | 0 | 0 | 0 | 0 | 0 | 0 | 0 | 0 | 0 | 0 | 0 | 0 | 0 | 0 | 0 | 0 | 2892.7812
2025-06-02 | 2214.585 | 10.3 | 0 | 0 | 0 | 0 | 1 | 0 | 0 | 0 | 0 | 0 | 0 | 0 | 0 | 0 | 0 | 0 | 0 | 0 | 0 | 0 | 0 | 0 | 0 | 0 | 0 | 0 | 2853.6455
2025-06-02 | 2312.818 | 9.9 | 0 | 0 | 0 | 0 | 0 | 1 | 0 | 0 | 0 | 0 | 0 | 0 | 0 | 0 | 0 | 0 | 0 | 0 | 0 | 0 | 0 | 0 | 0 | 0 | 0 | 0 | 2859.0309
2025-06-02 | 2343.059 | 10.5 | 0 | 0 | 0 | 0 | 0 | 0 | 1 | 0 | 0 | 0 | 0 | 0 | 0 | 0 | 0 | 0 | 0 | 0 | 0 | 0 | 0 | 0 | 0 | 0 | 0 | 0 | 2945.2723
2025-06-02 | 2492.072 | 11 | 0 | 0 | 0 | 0 | 0 | 0 | 0 | 1 | 0 | 0 | 0 | 0 | 0 | 0 | 0 | 0 | 0 | 0 | 0 | 0 | 0 | 0 | 0 | 0 | 0 | 0 | 3084.0945
2025-06-02 | 3015.649 | 9.1 | 0 | 0 | 0 | 0 | 0 | 0 | 0 | 0 | 1 | 0 | 0 | 0 | 0 | 0 | 0 | 0 | 0 | 0 | 0 | 0 | 0 | 0 | 0 | 0 | 0 | 0 | 3300.1626
2025-06-02 | 3662.921 | 6.7 | 0 | 0 | 0 | 0 | 0 | 0 | 0 | 0 | 0 | 1 | 0 | 0 | 0 | 0 | 0 | 0 | 0 | 0 | 0 | 0 | 0 | 0 | 0 | 0 | 0 | 0 | 3643.7715
2025-06-02 | 4118.861 | 3.2 | 0 | 0 | 0 | 0 | 0 | 0 | 0 | 0 | 0 | 0 | 1 | 0 | 0 | 0 | 0 | 0 | 0 | 0 | 0 | 0 | 0 | 0 | 0 | 0 | 0 | 0 | 4032.8671
2025-06-02 | 4357.658 | 1.2 | 0 | 0 | 0 | 0 | 0 | 0 | 0 | 0 | 0 | 0 | 0 | 1 | 0 | 0 | 0 | 0 | 0 | 0 | 0 | 0 | 0 | 0 | 0 | 0 | 0 | 0 | 4120.5202
2025-06-02 | 4429.565 | 0 | 0.9 | 0 | 0 | 0 | 0 | 0 | 0 | 0 | 0 | 0 | 0 | 0 | 1 | 0 | 0 | 0 | 0 | 0 | 0 | 0 | 0 | 0 | 0 | 0 | 0 | 0 | 4354.1153
2025-06-02 | 4421.052 | 0 | 2.5 | 0 | 0 | 0 | 0 | 0 | 0 | 0 | 0 | 0 | 0 | 0 | 0 | 1 | 0 | 0 | 0 | 0 | 0 | 0 | 0 | 0 | 0 | 0 | 0 | 0 | 4612.2366
2025-06-02 | 4417.004 | 0 | 3.8 | 0 | 0 | 0 | 0 | 0 | 0 | 0 | 0 | 0 | 0 | 0 | 0 | 0 | 1 | 0 | 0 | 0 | 0 | 0 | 0 | 0 | 0 | 0 | 0 | 0 | 4778.4391
2025-06-02 | 4411.083 | 0 | 4 | 0 | 0 | 0 | 0 | 0 | 0 | 0 | 0 | 0 | 0 | 0 | 0 | 0 | 0 | 1 | 0 | 0 | 0 | 0 | 0 | 0 | 0 | 0 | 0 | 0 | 4799.3114
2025-06-02 | 4307.567 | 0 | 4.6 | 0 | 0 | 0 | 0 | 0 | 0 | 0 | 0 | 0 | 0 | 0 | 0 | 0 | 0 | 0 | 1 | 0 | 0 | 0 | 0 | 0 | 0 | 0 | 0 | 0 | 4833.8227
2025-06-02 | 4215.002 | 0 | 4.8 | 0 | 0 | 0 | 0 | 0 | 0 | 0 | 0 | 0 | 0 | 0 | 0 | 0 | 0 | 0 | 0 | 1 | 0 | 0 | 0 | 0 | 0 | 0 | 0 | 0 | 4732.4855
2025-06-02 | 3738.004 | 0 | 5.1 | 0 | 0 | 0 | 0 | 0 | 0 | 0 | 0 | 0 | 0 | 0 | 0 | 0 | 0 | 0 | 0 | 0 | 1 | 0 | 0 | 0 | 0 | 0 | 0 | 0 | 4482.219
2025-06-02 | 3404.764 | 0 | 5 | 0 | 0 | 0 | 0 | 0 | 0 | 0 | 0 | 0 | 0 | 0 | 0 | 0 | 0 | 0 | 0 | 0 | 0 | 1 | 0 | 0 | 0 | 0 | 0 | 0 | 4166.8542
2025-06-02 | 3170.744 | 0 | 3.9 | 0 | 0 | 0 | 0 | 0 | 0 | 0 | 0 | 0 | 0 | 0 | 0 | 0 | 0 | 0 | 0 | 0 | 0 | 0 | 1 | 0 | 0 | 0 | 0 | 0 | 3818.0577
2025-06-02 | 3058.448 | 0 | 3.2 | 0 | 0 | 0 | 0 | 0 | 0 | 0 | 0 | 0 | 0 | 0 | 0 | 0 | 0 | 0 | 0 | 0 | 0 | 0 | 0 | 1 | 0 | 0 | 0 | 0 | 3559.6412
2025-06-02 | 2950.573 | 0 | 1.7 | 0 | 0 | 0 | 0 | 0 | 0 | 0 | 0 | 0 | 0 | 0 | 0 | 0 | 0 | 0 | 0 | 0 | 0 | 0 | 0 | 0 | 1 | 0 | 0 | 0 | 3155.9603
2025-06-02 | 2643.803 | 0 | 1.9 | 0 | 0 | 0 | 0 | 0 | 0 | 0 | 0 | 0 | 0 | 0 | 0 | 0 | 0 | 0 | 0 | 0 | 0 | 0 | 0 | 0 | 0 | 1 | 0 | 0 | 2921.2278
2025-06-02 | 2370.646 | 1 | 0 | 0 | 0 | 0 | 0 | 0 | 0 | 0 | 0 | 0 | 0 | 0 | 0 | 0 | 0 | 0 | 0 | 0 | 0 | 0 | 0 | 0 | 0 | 0 | 1 | 0 | 2494.4974
2025-06-02 | 2266.283 | 1.8 | 0 | 0 | 0 | 0 | 0 | 0 | 0 | 0 | 0 | 0 | 0 | 0 | 0 | 0 | 0 | 0 | 0 | 0 | 0 | 0 | 0 | 0 | 0 | 0 | 0 | 1 | 2416.9652
2025-06-03 | 2237.319 | 2.3 | 0 | 0 | 1 | 0 | 0 | 0 | 0 | 0 | 0 | 0 | 0 | 0 | 0 | 0 | 0 | 0 | 0 | 0 | 0 | 0 | 0 | 0 | 0 | 0 | 0 | 0 | 2374.8356
2025-06-03 | 2221.945 | 3.2 | 0 | 0 | 0 | 1 | 0 | 0 | 0 | 0 | 0 | 0 | 0 | 0 | 0 | 0 | 0 | 0 | 0 | 0 | 0 | 0 | 0 | 0 | 0 | 0 | 0 | 0 | 2398.6598
2025-06-03 | 2227.427 | 2.8 | 0 | 0 | 0 | 0 | 1 | 0 | 0 | 0 | 0 | 0 | 0 | 0 | 0 | 0 | 0 | 0 | 0 | 0 | 0 | 0 | 0 | 0 | 0 | 0 | 0 | 0 | 2359.5241
2025-06-03 | 2285.786 | 1.5 | 0 | 0 | 0 | 0 | 0 | 1 | 0 | 0 | 0 | 0 | 0 | 0 | 0 | 0 | 0 | 0 | 0 | 0 | 0 | 0 | 0 | 0 | 0 | 0 | 0 | 0 | 2305.6149
2025-06-03 | 2277.846 | 2.3 | 0 | 0 | 0 | 0 | 0 | 0 | 1 | 0 | 0 | 0 | 0 | 0 | 0 | 0 | 0 | 0 | 0 | 0 | 0 | 0 | 0 | 0 | 0 | 0 | 0 | 0 | 2405.033
2025-06-03 | 2444.532 | 3.5 | 0 | 0 | 0 | 0 | 0 | 0 | 0 | 1 | 0 | 0 | 0 | 0 | 0 | 0 | 0 | 0 | 0 | 0 | 0 | 0 | 0 | 0 | 0 | 0 | 0 | 0 | 2589.9731
2025-06-03 | 2966.715 | 3.5 | 0 | 0 | 0 | 0 | 0 | 0 | 0 | 0 | 1 | 0 | 0 | 0 | 0 | 0 | 0 | 0 | 0 | 0 | 0 | 0 | 0 | 0 | 0 | 0 | 0 | 0 | 2931.2187
2025-06-03 | 3624.932 | 2.3 | 0 | 0 | 0 | 0 | 0 | 0 | 0 | 0 | 0 | 1 | 0 | 0 | 0 | 0 | 0 | 0 | 0 | 0 | 0 | 0 | 0 | 0 | 0 | 0 | 0 | 0 | 3353.887
2025-06-03 | 4164.183 | 0.8 | 0 | 0 | 0 | 0 | 0 | 0 | 0 | 0 | 0 | 0 | 1 | 0 | 0 | 0 | 0 | 0 | 0 | 0 | 0 | 0 | 0 | 0 | 0 | 0 | 0 | 0 | 3874.7482
2025-06-03 | 4447.18 | 0 | 1.1 | 0 | 0 | 0 | 0 | 0 | 0 | 0 | 0 | 0 | 0 | 1 | 0 | 0 | 0 | 0 | 0 | 0 | 0 | 0 | 0 | 0 | 0 | 0 | 0 | 0 | 4201.8023
2025-06-03 | 4603.377 | 0 | 4 | 0 | 0 | 0 | 0 | 0 | 0 | 0 | 0 | 0 | 0 | 0 | 1 | 0 | 0 | 0 | 0 | 0 | 0 | 0 | 0 | 0 | 0 | 0 | 0 | 0 | 4805.9871
2025-06-03 | 4656.959 | 0 | 5.4 | 0 | 0 | 0 | 0 | 0 | 0 | 0 | 0 | 0 | 0 | 0 | 0 | 1 | 0 | 0 | 0 | 0 | 0 | 0 | 0 | 0 | 0 | 0 | 0 | 0 | 5034.9553
2025-06-03 | 4780.479 | 0 | 5.6 | 0 | 0 | 0 | 0 | 0 | 0 | 0 | 0 | 0 | 0 | 0 | 0 | 0 | 1 | 0 | 0 | 0 | 0 | 0 | 0 | 0 | 0 | 0 | 0 | 0 | 5040.8163
2025-06-03 | 4761.924 | 0 | 6.8 | 0 | 0 | 0 | 0 | 0 | 0 | 0 | 0 | 0 | 0 | 0 | 0 | 0 | 0 | 1 | 0 | 0 | 0 | 0 | 0 | 0 | 0 | 0 | 0 | 0 | 5207.4537
2025-06-03 | 4747.265 | 0 | 7.2 | 0 | 0 | 0 | 0 | 0 | 0 | 0 | 0 | 0 | 0 | 0 | 0 | 0 | 0 | 0 | 1 | 0 | 0 | 0 | 0 | 0 | 0 | 0 | 0 | 0 | 5212.812
2025-06-03 | 4617.78 | 0 | 8.1 | 0 | 0 | 0 | 0 | 0 | 0 | 0 | 0 | 0 | 0 | 0 | 0 | 0 | 0 | 0 | 0 | 1 | 0 | 0 | 0 | 0 | 0 | 0 | 0 | 0 | 5213.5103
2025-06-03 | 4127.977 | 0 | 9.9 | 0 | 0 | 0 | 0 | 0 | 0 | 0 | 0 | 0 | 0 | 0 | 0 | 0 | 0 | 0 | 0 | 0 | 1 | 0 | 0 | 0 | 0 | 0 | 0 | 0 | 5181.8914
2025-06-03 | 3724.952 | 0 | 9.1 | 0 | 0 | 0 | 0 | 0 | 0 | 0 | 0 | 0 | 0 | 0 | 0 | 0 | 0 | 0 | 0 | 0 | 0 | 1 | 0 | 0 | 0 | 0 | 0 | 0 | 4764.491
2025-06-03 | 3467.839 | 0 | 8.7 | 0 | 0 | 0 | 0 | 0 | 0 | 0 | 0 | 0 | 0 | 0 | 0 | 0 | 0 | 0 | 0 | 0 | 0 | 0 | 1 | 0 | 0 | 0 | 0 | 0 | 4517.7302
2025-06-03 | 3249.413 | 0 | 8 | 0 | 0 | 0 | 0 | 0 | 0 | 0 | 0 | 0 | 0 | 0 | 0 | 0 | 0 | 0 | 0 | 0 | 0 | 0 | 0 | 1 | 0 | 0 | 0 | 0 | 4259.3136
2025-06-03 | 3042.448 | 0 | 5.4 | 0 | 0 | 0 | 0 | 0 | 0 | 0 | 0 | 0 | 0 | 0 | 0 | 0 | 0 | 0 | 0 | 0 | 0 | 0 | 0 | 0 | 1 | 0 | 0 | 0 | 3695.2911
2025-06-03 | 2665.632 | 0 | 2.8 | 0 | 0 | 0 | 0 | 0 | 0 | 0 | 0 | 0 | 0 | 0 | 0 | 0 | 0 | 0 | 0 | 0 | 0 | 0 | 0 | 0 | 0 | 1 | 0 | 0 | 3052.4164
2025-06-03 | 2444.896 | 0 | 0.6 | 0 | 0 | 0 | 0 | 0 | 0 | 0 | 0 | 0 | 0 | 0 | 0 | 0 | 0 | 0 | 0 | 0 | 0 | 0 | 0 | 0 | 0 | 0 | 1 | 0 | 2516.0736
2025-06-03 | 2323.799 | 0.2 | 0 | 0 | 0 | 0 | 0 | 0 | 0 | 0 | 0 | 0 | 0 | 0 | 0 | 0 | 0 | 0 | 0 | 0 | 0 | 0 | 0 | 0 | 0 | 0 | 0 | 1 | 2311.5527
2025-06-04 | 2256.375 | 1.2 | 0 | 0 | 1 | 0 | 0 | 0 | 0 | 0 | 0 | 0 | 0 | 0 | 0 | 0 | 0 | 0 | 0 | 0 | 0 | 0 | 0 | 0 | 0 | 0 | 0 | 0 | 2302.3645
2025-06-04 | 2216.883 | 2 | 0 | 0 | 0 | 1 | 0 | 0 | 0 | 0 | 0 | 0 | 0 | 0 | 0 | 0 | 0 | 0 | 0 | 0 | 0 | 0 | 0 | 0 | 0 | 0 | 0 | 0 | 2319.6004
2025-06-04 | 2221.168 | 2 | 0 | 0 | 0 | 0 | 1 | 0 | 0 | 0 | 0 | 0 | 0 | 0 | 0 | 0 | 0 | 0 | 0 | 0 | 0 | 0 | 0 | 0 | 0 | 0 | 0 | 0 | 2306.8178
2025-06-04 | 2276.019 | 2.3 | 0 | 0 | 0 | 0 | 0 | 1 | 0 | 0 | 0 | 0 | 0 | 0 | 0 | 0 | 0 | 0 | 0 | 0 | 0 | 0 | 0 | 0 | 0 | 0 | 0 | 0 | 2358.3212
2025-06-04 | 2298.503 | 2 | 0 | 0 | 0 | 0 | 0 | 0 | 1 | 0 | 0 | 0 | 0 | 0 | 0 | 0 | 0 | 0 | 0 | 0 | 0 | 0 | 0 | 0 | 0 | 0 | 0 | 0 | 2385.2681
2025-06-04 | 2462.927 | 1 | 0 | 0 | 0 | 0 | 0 | 0 | 0 | 1 | 0 | 0 | 0 | 0 | 0 | 0 | 0 | 0 | 0 | 0 | 0 | 0 | 0 | 0 | 0 | 0 | 0 | 0 | 2425.266
2025-06-04 | 3003.701 | 0 | 0.1 | 0 | 0 | 0 | 0 | 0 | 0 | 0 | 1 | 0 | 0 | 0 | 0 | 0 | 0 | 0 | 0 | 0 | 0 | 0 | 0 | 0 | 0 | 0 | 0 | 0 | 2715.2052
2025-06-04 | 3670.023 | 0 | 3.7 | 0 | 0 | 0 | 0 | 0 | 0 | 0 | 0 | 1 | 0 | 0 | 0 | 0 | 0 | 0 | 0 | 0 | 0 | 0 | 0 | 0 | 0 | 0 | 0 | 0 | 3741.6873
2025-06-04 | 4370.333 | 0 | 6.2 | 0 | 0 | 0 | 0 | 0 | 0 | 0 | 0 | 0 | 1 | 0 | 0 | 0 | 0 | 0 | 0 | 0 | 0 | 0 | 0 | 0 | 0 | 0 | 0 | 0 | 4725.7855
2025-06-04 | 4782.368 | 0 | 8 | 0 | 0 | 0 | 0 | 0 | 0 | 0 | 0 | 0 | 0 | 1 | 0 | 0 | 0 | 0 | 0 | 0 | 0 | 0 | 0 | 0 | 0 | 0 | 0 | 0 | 5207.5815
2025-06-04 | 4985.113 | 0 | 9.7 | 0 | 0 | 0 | 0 | 0 | 0 | 0 | 0 | 0 | 0 | 0 | 1 | 0 | 0 | 0 | 0 | 0 | 0 | 0 | 0 | 0 | 0 | 0 | 0 | 0 | 5636.8481
2025-06-04 | 5031.249 | 0 | 11.6 | 0 | 0 | 0 | 0 | 0 | 0 | 0 | 0 | 0 | 0 | 0 | 0 | 1 | 0 | 0 | 0 | 0 | 0 | 0 | 0 | 0 | 0 | 0 | 0 | 0 | 5938.6989
2025-06-04 | 5071.47 | 0 | 11.8 | 0 | 0 | 0 | 0 | 0 | 0 | 0 | 0 | 0 | 0 | 0 | 0 | 0 | 1 | 0 | 0 | 0 | 0 | 0 | 0 | 0 | 0 | 0 | 0 | 0 | 5944.5598
2025-06-04 | 5164.583 | 0 | 12.9 | 0 | 0 | 0 | 0 | 0 | 0 | 0 | 0 | 0 | 0 | 0 | 0 | 0 | 0 | 1 | 0 | 0 | 0 | 0 | 0 | 0 | 0 | 0 | 0 | 0 | 6096.6207
2025-06-04 | 5141.815 | 0 | 12.6 | 0 | 0 | 0 | 0 | 0 | 0 | 0 | 0 | 0 | 0 | 0 | 0 | 0 | 0 | 0 | 1 | 0 | 0 | 0 | 0 | 0 | 0 | 0 | 0 | 0 | 5999.9435
2025-06-04 | 4986.258 | 0 | 12.1 | 0 | 0 | 0 | 0 | 0 | 0 | 0 | 0 | 0 | 0 | 0 | 0 | 0 | 0 | 0 | 0 | 1 | 0 | 0 | 0 | 0 | 0 | 0 | 0 | 0 | 5796.5707
2025-06-04 | 4576.064 | 0 | 12.1 | 0 | 0 | 0 | 0 | 0 | 0 | 0 | 0 | 0 | 0 | 0 | 0 | 0 | 0 | 0 | 0 | 0 | 1 | 0 | 0 | 0 | 0 | 0 | 0 | 0 | 5502.5746
2025-06-04 | 4170.602 | 0 | 11.1 | 0 | 0 | 0 | 0 | 0 | 0 | 0 | 0 | 0 | 0 | 0 | 0 | 0 | 0 | 0 | 0 | 0 | 0 | 1 | 0 | 0 | 0 | 0 | 0 | 0 | 5056.0212
2025-06-04 | 3864.64 | 0 | 5.1 | 0 | 0 | 0 | 0 | 0 | 0 | 0 | 0 | 0 | 0 | 0 | 0 | 0 | 0 | 0 | 0 | 0 | 0 | 0 | 1 | 0 | 0 | 0 | 0 | 0 | 3992.9758
2025-06-04 | 3709.559 | 0 | 4.5 | 0 | 0 | 0 | 0 | 0 | 0 | 0 | 0 | 0 | 0 | 0 | 0 | 0 | 0 | 0 | 0 | 0 | 0 | 0 | 0 | 1 | 0 | 0 | 0 | 0 | 3749.1358
2025-06-04 | 3424.977 | 0 | 4.7 | 0 | 0 | 0 | 0 | 0 | 0 | 0 | 0 | 0 | 0 | 0 | 0 | 0 | 0 | 0 | 0 | 0 | 0 | 0 | 0 | 0 | 1 | 0 | 0 | 0 | 3593.2556
2025-06-04 | 2976.85 | 0 | 3.9 | 0 | 0 | 0 | 0 | 0 | 0 | 0 | 0 | 0 | 0 | 0 | 0 | 0 | 0 | 0 | 0 | 0 | 0 | 0 | 0 | 0 | 0 | 1 | 0 | 0 | 3212.758
2025-06-04 | 2678.391 | 0 | 3.5 | 0 | 0 | 0 | 0 | 0 | 0 | 0 | 0 | 0 | 0 | 0 | 0 | 0 | 0 | 0 | 0 | 0 | 0 | 0 | 0 | 0 | 0 | 0 | 1 | 0 | 2938.7923
2025-06-04 | 2501.949 | 0 | 1.8 | 0 | 0 | 0 | 0 | 0 | 0 | 0 | 0 | 0 | 0 | 0 | 0 | 0 | 0 | 0 | 0 | 0 | 0 | 0 | 0 | 0 | 0 | 0 | 0 | 1 | 2560.7533
2025-06-05 | 2436.51 | 0 | 1.4 | 0 | 1 | 0 | 0 | 0 | 0 | 0 | 0 | 0 | 0 | 0 | 0 | 0 | 0 | 0 | 0 | 0 | 0 | 0 | 0 | 0 | 0 | 0 | 0 | 0 | 2427.3762
2025-06-05 | 2389.991 | 0.6 | 0 | 0 | 0 | 1 | 0 | 0 | 0 | 0 | 0 | 0 | 0 | 0 | 0 | 0 | 0 | 0 | 0 | 0 | 0 | 0 | 0 | 0 | 0 | 0 | 0 | 0 | 2227.3644
2025-06-05 | 2371.284 | 0.9 | 0 | 0 | 0 | 0 | 1 | 0 | 0 | 0 | 0 | 0 | 0 | 0 | 0 | 0 | 0 | 0 | 0 | 0 | 0 | 0 | 0 | 0 | 0 | 0 | 0 | 0 | 2234.3467
2025-06-05 | 2411.006 | 1.4 | 0 | 0 | 0 | 0 | 0 | 1 | 0 | 0 | 0 | 0 | 0 | 0 | 0 | 0 | 0 | 0 | 0 | 0 | 0 | 0 | 0 | 0 | 0 | 0 | 0 | 0 | 2299.0266
2025-06-05 | 2435.046 | 1.8 | 0 | 0 | 0 | 0 | 0 | 0 | 1 | 0 | 0 | 0 | 0 | 0 | 0 | 0 | 0 | 0 | 0 | 0 | 0 | 0 | 0 | 0 | 0 | 0 | 0 | 0 | 2372.0915
2025-06-05 | 2582.497 | 1.9 | 0 | 0 | 0 | 0 | 0 | 0 | 0 | 1 | 0 | 0 | 0 | 0 | 0 | 0 | 0 | 0 | 0 | 0 | 0 | 0 | 0 | 0 | 0 | 0 | 0 | 0 | 2484.5606
2025-06-05 | 3192.473 | 1.9 | 0 | 0 | 0 | 0 | 0 | 0 | 0 | 0 | 1 | 0 | 0 | 0 | 0 | 0 | 0 | 0 | 0 | 0 | 0 | 0 | 0 | 0 | 0 | 0 | 0 | 0 | 2825.8061
2025-06-05 | 3879.422 | 1.7 | 0 | 0 | 0 | 0 | 0 | 0 | 0 | 0 | 0 | 1 | 0 | 0 | 0 | 0 | 0 | 0 | 0 | 0 | 0 | 0 | 0 | 0 | 0 | 0 | 0 | 0 | 3314.3573
2025-06-05 | 4471.47 | 1.5 | 0 | 0 | 0 | 0 | 0 | 0 | 0 | 0 | 0 | 0 | 1 | 0 | 0 | 0 | 0 | 0 | 0 | 0 | 0 | 0 | 0 | 0 | 0 | 0 | 0 | 0 | 3920.8662
2025-06-05 | 4892.703 | 0.6 | 0 | 0 | 0 | 0 | 0 | 0 | 0 | 0 | 0 | 0 | 0 | 1 | 0 | 0 | 0 | 0 | 0 | 0 | 0 | 0 | 0 | 0 | 0 | 0 | 0 | 0 | 4080.9905
2025-06-05 | 5125.51 | 0 | 0.7 | 0 | 0 | 0 | 0 | 0 | 0 | 0 | 0 | 0 | 0 | 0 | 1 | 0 | 0 | 0 | 0 | 0 | 0 | 0 | 0 | 0 | 0 | 0 | 0 | 0 | 4324.9623
2025-06-05 | 5199.209 | 0 | 1.3 | 0 | 0 | 0 | 0 | 0 | 0 | 0 | 0 | 0 | 0 | 0 | 0 | 1 | 0 | 0 | 0 | 0 | 0 | 0 | 0 | 0 | 0 | 0 | 0 | 0 | 4437.3185
2025-06-05 | 5265.876 | 0 | 2.8 | 0 | 0 | 0 | 0 | 0 | 0 | 0 | 0 | 0 | 0 | 0 | 0 | 0 | 1 | 0 | 0 | 0 | 0 | 0 | 0 | 0 | 0 | 0 | 0 | 0 | 4632.674
2025-06-05 | 5338.815 | 0 | 2.2 | 0 | 0 | 0 | 0 | 0 | 0 | 0 | 0 | 0 | 0 | 0 | 0 | 0 | 0 | 1 | 0 | 0 | 0 | 0 | 0 | 0 | 0 | 0 | 0 | 0 | 4536.9342
2025-06-05 | 5125.472 | 0 | 2.2 | 0 | 0 | 0 | 0 | 0 | 0 | 0 | 0 | 0 | 0 | 0 | 0 | 0 | 0 | 0 | 1 | 0 | 0 | 0 | 0 | 0 | 0 | 0 | 0 | 0 | 4483.9865
2025-06-05 | 4844.043 | 0 | 2 | 0 | 0 | 0 | 0 | 0 | 0 | 0 | 0 | 0 | 0 | 0 | 0 | 0 | 0 | 0 | 0 | 1 | 0 | 0 | 0 | 0 | 0 | 0 | 0 | 0 | 4324.3432
2025-06-05 | 4377.162 | 0 | 2.4 | 0 | 0 | 0 | 0 | 0 | 0 | 0 | 0 | 0 | 0 | 0 | 0 | 0 | 0 | 0 | 0 | 0 | 1 | 0 | 0 | 0 | 0 | 0 | 0 | 0 | 4088.6532
2025-06-05 | 3982.146 | 0 | 3.1 | 0 | 0 | 0 | 0 | 0 | 0 | 0 | 0 | 0 | 0 | 0 | 0 | 0 | 0 | 0 | 0 | 0 | 0 | 1 | 0 | 0 | 0 | 0 | 0 | 0 | 3889.9005
2025-06-05 | 3663.147 | 0 | 3.1 | 0 | 0 | 0 | 0 | 0 | 0 | 0 | 0 | 0 | 0 | 0 | 0 | 0 | 0 | 0 | 0 | 0 | 0 | 0 | 1 | 0 | 0 | 0 | 0 | 0 | 3701.4456
2025-06-05 | 3561.902 | 0 | 2.3 | 0 | 0 | 0 | 0 | 0 | 0 | 0 | 0 | 0 | 0 | 0 | 0 | 0 | 0 | 0 | 0 | 0 | 0 | 0 | 0 | 1 | 0 | 0 | 0 | 0 | 3428.4526
2025-06-05 | 3311.637 | 0 | 1.9 | 0 | 0 | 0 | 0 | 0 | 0 | 0 | 0 | 0 | 0 | 0 | 0 | 0 | 0 | 0 | 0 | 0 | 0 | 0 | 0 | 0 | 1 | 0 | 0 | 0 | 3185.1133
2025-06-05 | 2939.784 | 0 | 1 | 0 | 0 | 0 | 0 | 0 | 0 | 0 | 0 | 0 | 0 | 0 | 0 | 0 | 0 | 0 | 0 | 0 | 0 | 0 | 0 | 0 | 0 | 1 | 0 | 0 | 2790.0392
2025-06-05 | 2650.204 | 0 | 0.7 | 0 | 0 | 0 | 0 | 0 | 0 | 0 | 0 | 0 | 0 | 0 | 0 | 0 | 0 | 0 | 0 | 0 | 0 | 0 | 0 | 0 | 0 | 0 | 1 | 0 | 2530.6501
2025-06-05 | 2458.432 | 0 | 0.1 | 0 | 0 | 0 | 0 | 0 | 0 | 0 | 0 | 0 | 0 | 0 | 0 | 0 | 0 | 0 | 0 | 0 | 0 | 0 | 0 | 0 | 0 | 0 | 0 | 1 | 2312.9526
2025-06-06 | 2399.017 | 0.4 | 0 | 0 | 1 | 0 | 0 | 0 | 0 | 0 | 0 | 0 | 0 | 0 | 0 | 0 | 0 | 0 | 0 | 0 | 0 | 0 | 0 | 0 | 0 | 0 | 0 | 0 | 2249.6582
2025-06-06 | 2336.456 | 1.5 | 0 | 0 | 0 | 1 | 0 | 0 | 0 | 0 | 0 | 0 | 0 | 0 | 0 | 0 | 0 | 0 | 0 | 0 | 0 | 0 | 0 | 0 | 0 | 0 | 0 | 0 | 2286.6589
2025-06-06 | 2336.125 | 2 | 0 | 0 | 0 | 0 | 1 | 0 | 0 | 0 | 0 | 0 | 0 | 0 | 0 | 0 | 0 | 0 | 0 | 0 | 0 | 0 | 0 | 0 | 0 | 0 | 0 | 0 | 2306.8178
2025-06-06 | 2377.076 | 2.7 | 0 | 0 | 0 | 0 | 0 | 1 | 0 | 0 | 0 | 0 | 0 | 0 | 0 | 0 | 0 | 0 | 0 | 0 | 0 | 0 | 0 | 0 | 0 | 0 | 0 | 0 | 2384.6743
2025-06-06 | 2425.476 | 3.5 | 0 | 0 | 0 | 0 | 0 | 0 | 1 | 0 | 0 | 0 | 0 | 0 | 0 | 0 | 0 | 0 | 0 | 0 | 0 | 0 | 0 | 0 | 0 | 0 | 0 | 0 | 2484.0924
2025-06-06 | 2539.009 | 3.9 | 0 | 0 | 0 | 0 | 0 | 0 | 0 | 1 | 0 | 0 | 0 | 0 | 0 | 0 | 0 | 0 | 0 | 0 | 0 | 0 | 0 | 0 | 0 | 0 | 0 | 0 | 2616.3263
2025-06-06 | 3149.65 | 3.4 | 0 | 0 | 0 | 0 | 0 | 0 | 0 | 0 | 1 | 0 | 0 | 0 | 0 | 0 | 0 | 0 | 0 | 0 | 0 | 0 | 0 | 0 | 0 | 0 | 0 | 0 | 2924.6304
2025-06-06 | 3811.153 | 1.5 | 0 | 0 | 0 | 0 | 0 | 0 | 0 | 0 | 0 | 1 | 0 | 0 | 0 | 0 | 0 | 0 | 0 | 0 | 0 | 0 | 0 | 0 | 0 | 0 | 0 | 0 | 3301.1807
2025-06-06 | 4416.32 | 0 | 0.4 | 0 | 0 | 0 | 0 | 0 | 0 | 0 | 0 | 0 | 1 | 0 | 0 | 0 | 0 | 0 | 0 | 0 | 0 | 0 | 0 | 0 | 0 | 0 | 0 | 0 | 3880.348
2025-06-06 | 4808.606 | 0 | 3.4 | 0 | 0 | 0 | 0 | 0 | 0 | 0 | 0 | 0 | 0 | 1 | 0 | 0 | 0 | 0 | 0 | 0 | 0 | 0 | 0 | 0 | 0 | 0 | 0 | 0 | 4537.0621
2025-06-06 | 5030.202 | 0 | 4.4 | 0 | 0 | 0 | 0 | 0 | 0 | 0 | 0 | 0 | 0 | 0 | 1 | 0 | 0 | 0 | 0 | 0 | 0 | 0 | 0 | 0 | 0 | 0 | 0 | 0 | 4864.2931
2025-06-06 | 5103.101 | 0 | 4.3 | 0 | 0 | 0 | 0 | 0 | 0 | 0 | 0 | 0 | 0 | 0 | 0 | 1 | 0 | 0 | 0 | 0 | 0 | 0 | 0 | 0 | 0 | 0 | 0 | 0 | 4874.6137
2025-06-06 | 5138.345 | 0 | 4.9 | 0 | 0 | 0 | 0 | 0 | 0 | 0 | 0 | 0 | 0 | 0 | 0 | 0 | 1 | 0 | 0 | 0 | 0 | 0 | 0 | 0 | 0 | 0 | 0 | 0 | 4938.7807
2025-06-06 | 5179.629 | 0 | 6 | 0 | 0 | 0 | 0 | 0 | 0 | 0 | 0 | 0 | 0 | 0 | 0 | 0 | 0 | 1 | 0 | 0 | 0 | 0 | 0 | 0 | 0 | 0 | 0 | 0 | 5090.8416
2025-06-06 | 5140.884 | 0 | 5.5 | 0 | 0 | 0 | 0 | 0 | 0 | 0 | 0 | 0 | 0 | 0 | 0 | 0 | 0 | 0 | 1 | 0 | 0 | 0 | 0 | 0 | 0 | 0 | 0 | 0 | 4965.0113
2025-06-06 | 4875.642 | 0 | 5.4 | 0 | 0 | 0 | 0 | 0 | 0 | 0 | 0 | 0 | 0 | 0 | 0 | 0 | 0 | 0 | 0 | 1 | 0 | 0 | 0 | 0 | 0 | 0 | 0 | 0 | 4819.9446
2025-06-06 | 4446.879 | 0 | 5 | 0 | 0 | 0 | 0 | 0 | 0 | 0 | 0 | 0 | 0 | 0 | 0 | 0 | 0 | 0 | 0 | 0 | 1 | 0 | 0 | 0 | 0 | 0 | 0 | 0 | 4467.6425
2025-06-06 | 4049.797 | 0 | 3.9 | 0 | 0 | 0 | 0 | 0 | 0 | 0 | 0 | 0 | 0 | 0 | 0 | 0 | 0 | 0 | 0 | 0 | 0 | 1 | 0 | 0 | 0 | 0 | 0 | 0 | 4006.5126
2025-06-06 | 3700.065 | 0 | 3.1 | 0 | 0 | 0 | 0 | 0 | 0 | 0 | 0 | 0 | 0 | 0 | 0 | 0 | 0 | 0 | 0 | 0 | 0 | 0 | 1 | 0 | 0 | 0 | 0 | 0 | 3701.4456
2025-06-06 | 3535.175 | 0 | 2.9 | 0 | 0 | 0 | 0 | 0 | 0 | 0 | 0 | 0 | 0 | 0 | 0 | 0 | 0 | 0 | 0 | 0 | 0 | 0 | 0 | 1 | 0 | 0 | 0 | 0 | 3515.9117
2025-06-06 | 3390.016 | 0 | 2.9 | 0 | 0 | 0 | 0 | 0 | 0 | 0 | 0 | 0 | 0 | 0 | 0 | 0 | 0 | 0 | 0 | 0 | 0 | 0 | 0 | 0 | 1 | 0 | 0 | 0 | 3330.8784
2025-06-06 | 3019.964 | 0 | 1.9 | 0 | 0 | 0 | 0 | 0 | 0 | 0 | 0 | 0 | 0 | 0 | 0 | 0 | 0 | 0 | 0 | 0 | 0 | 0 | 0 | 0 | 0 | 1 | 0 | 0 | 2921.2278
2025-06-06 | 2699.026 | 0 | 0.8 | 0 | 0 | 0 | 0 | 0 | 0 | 0 | 0 | 0 | 0 | 0 | 0 | 0 | 0 | 0 | 0 | 0 | 0 | 0 | 0 | 0 | 0 | 0 | 1 | 0 | 2545.2266
2025-06-06 | 2543.949 | 0 | 0.1 | 0 | 0 | 0 | 0 | 0 | 0 | 0 | 0 | 0 | 0 | 0 | 0 | 0 | 0 | 0 | 0 | 0 | 0 | 0 | 0 | 0 | 0 | 0 | 0 | 1 | 2312.9526
2025-06-07 | 2427.122 | 0.8 | 0 | 1 | 1 | 0 | 0 | 0 | 0 | 0 | 0 | 0 | 0 | 0 | 0 | 0 | 0 | 0 | 0 | 0 | 0 | 0 | 0 | 0 | 0 | 0 | 0 | 0 | 1703.4805
2025-06-07 | 2389.119 | 1.1 | 0 | 1 | 0 | 1 | 0 | 0 | 0 | 0 | 0 | 0 | 0 | 0 | 0 | 0 | 0 | 0 | 0 | 0 | 0 | 0 | 0 | 0 | 0 | 0 | 0 | 0 | 1687.775
2025-06-07 | 2333.321 | 1.3 | 0 | 1 | 0 | 0 | 1 | 0 | 0 | 0 | 0 | 0 | 0 | 0 | 0 | 0 | 0 | 0 | 0 | 0 | 0 | 0 | 0 | 0 | 0 | 0 | 0 | 0 | 1688.1689
2025-06-07 | 2416.487 | 1.7 | 0 | 1 | 0 | 0 | 0 | 1 | 0 | 0 | 0 | 0 | 0 | 0 | 0 | 0 | 0 | 0 | 0 | 0 | 0 | 0 | 0 | 0 | 0 | 0 | 0 | 0 | 1746.2606
2025-06-07 | 2332.118 | 2.1 | 0 | 1 | 0 | 0 | 0 | 0 | 1 | 0 | 0 | 0 | 0 | 0 | 0 | 0 | 0 | 0 | 0 | 0 | 0 | 0 | 0 | 0 | 0 | 0 | 0 | 0 | 1819.3255
2025-06-07 | 2341.87 | 2.9 | 0 | 1 | 0 | 0 | 0 | 0 | 0 | 1 | 0 | 0 | 0 | 0 | 0 | 0 | 0 | 0 | 0 | 0 | 0 | 0 | 0 | 0 | 0 | 0 | 0 | 0 | 1977.9126
2025-06-07 | 2613.969 | 2.4 | 0 | 1 | 0 | 0 | 0 | 0 | 0 | 0 | 1 | 0 | 0 | 0 | 0 | 0 | 0 | 0 | 0 | 0 | 0 | 0 | 0 | 0 | 0 | 0 | 0 | 0 | 2286.2167
2025-06-07 | 2942.248 | 0.6 | 0 | 1 | 0 | 0 | 0 | 0 | 0 | 0 | 0 | 1 | 0 | 0 | 0 | 0 | 0 | 0 | 0 | 0 | 0 | 0 | 0 | 0 | 0 | 0 | 0 | 0 | 2669.3553
2025-06-07 | 3551.065 | 0 | 1.6 | 1 | 0 | 0 | 0 | 0 | 0 | 0 | 0 | 0 | 1 | 0 | 0 | 0 | 0 | 0 | 0 | 0 | 0 | 0 | 0 | 0 | 0 | 0 | 0 | 0 | 3482.7352
2025-06-07 | 4115.659 | 0 | 4.1 | 1 | 0 | 0 | 0 | 0 | 0 | 0 | 0 | 0 | 0 | 1 | 0 | 0 | 0 | 0 | 0 | 0 | 0 | 0 | 0 | 0 | 0 | 0 | 0 | 0 | 4066.5668
2025-06-07 | 4373.873 | 0 | 4.6 | 1 | 0 | 0 | 0 | 0 | 0 | 0 | 0 | 0 | 0 | 0 | 1 | 0 | 0 | 0 | 0 | 0 | 0 | 0 | 0 | 0 | 0 | 0 | 0 | 0 | 4320.9153
2025-06-07 | 4473.498 | 0 | 5.4 | 1 | 0 | 0 | 0 | 0 | 0 | 0 | 0 | 0 | 0 | 0 | 0 | 1 | 0 | 0 | 0 | 0 | 0 | 0 | 0 | 0 | 0 | 0 | 0 | 0 | 4462.4245
2025-06-07 | 4415.823 | 0 | 6.1 | 1 | 0 | 0 | 0 | 0 | 0 | 0 | 0 | 0 | 0 | 0 | 0 | 0 | 1 | 0 | 0 | 0 | 0 | 0 | 0 | 0 | 0 | 0 | 0 | 0 | 4541.168
2025-06-07 | 4326.802 | 0 | 6.9 | 1 | 0 | 0 | 0 | 0 | 0 | 0 | 0 | 0 | 0 | 0 | 0 | 0 | 0 | 1 | 0 | 0 | 0 | 0 | 0 | 0 | 0 | 0 | 0 | 0 | 4649.4993
2025-06-07 | 4273.353 | 0 | 7.3 | 1 | 0 | 0 | 0 | 0 | 0 | 0 | 0 | 0 | 0 | 0 | 0 | 0 | 0 | 0 | 1 | 0 | 0 | 0 | 0 | 0 | 0 | 0 | 0 | 0 | 4654.8576
2025-06-07 | 4137.051 | 0 | 7 | 1 | 0 | 0 | 0 | 0 | 0 | 0 | 0 | 0 | 0 | 0 | 0 | 0 | 0 | 0 | 0 | 1 | 0 | 0 | 0 | 0 | 0 | 0 | 0 | 0 | 4480.6379
2025-06-07 | 3957.764 | 0 | 7.1 | 1 | 0 | 0 | 0 | 0 | 0 | 0 | 0 | 0 | 0 | 0 | 0 | 0 | 0 | 0 | 0 | 0 | 1 | 0 | 0 | 0 | 0 | 0 | 0 | 0 | 4201.2183
2025-06-07 | 3735.82 | 0 | 6.8 | 1 | 0 | 0 | 0 | 0 | 0 | 0 | 0 | 0 | 0 | 0 | 0 | 0 | 0 | 0 | 0 | 0 | 0 | 1 | 0 | 0 | 0 | 0 | 0 | 0 | 3856.7005
2025-06-07 | 3450.544 | 0 | 5.6 | 1 | 0 | 0 | 0 | 0 | 0 | 0 | 0 | 0 | 0 | 0 | 0 | 0 | 0 | 0 | 0 | 0 | 0 | 0 | 1 | 0 | 0 | 0 | 0 | 0 | 3493.3275
2025-06-07 | 3276.662 | 0 | 3.4 | 1 | 0 | 0 | 0 | 0 | 0 | 0 | 0 | 0 | 0 | 0 | 0 | 0 | 0 | 0 | 0 | 0 | 0 | 0 | 0 | 1 | 0 | 0 | 0 | 0 | 3016.2634
2025-06-07 | 3204.695 | 0 | 1.9 | 1 | 0 | 0 | 0 | 0 | 0 | 0 | 0 | 0 | 0 | 0 | 0 | 0 | 0 | 0 | 0 | 0 | 0 | 0 | 0 | 0 | 1 | 0 | 0 | 0 | 2612.5824
2025-06-07 | 2971.717 | 0 | 0.5 | 1 | 0 | 0 | 0 | 0 | 0 | 0 | 0 | 0 | 0 | 0 | 0 | 0 | 0 | 0 | 0 | 0 | 0 | 0 | 0 | 0 | 0 | 1 | 0 | 0 | 2144.6258
2025-06-07 | 2621.858 | 0.7 | 0 | 1 | 0 | 0 | 0 | 0 | 0 | 0 | 0 | 0 | 0 | 0 | 0 | 0 | 0 | 0 | 0 | 0 | 0 | 0 | 0 | 0 | 0 | 0 | 1 | 0 | 1902.2017
2025-06-07 | 2447.465 | 1.9 | 0 | 1 | 0 | 0 | 0 | 0 | 0 | 0 | 0 | 0 | 0 | 0 | 0 | 0 | 0 | 0 | 0 | 0 | 0 | 0 | 0 | 0 | 0 | 0 | 0 | 1 | 1851.0227
2025-06-08 | 2352.932 | 2.8 | 0 | 1 | 1 | 0 | 0 | 0 | 0 | 0 | 0 | 0 | 0 | 0 | 0 | 0 | 0 | 0 | 0 | 0 | 0 | 0 | 0 | 0 | 0 | 0 | 0 | 0 | 1835.2462
2025-06-08 | 2323.062 | 3.7 | 0 | 1 | 0 | 1 | 0 | 0 | 0 | 0 | 0 | 0 | 0 | 0 | 0 | 0 | 0 | 0 | 0 | 0 | 0 | 0 | 0 | 0 | 0 | 0 | 0 | 0 | 1859.0704
2025-06-08 | 2265.302 | 3.8 | 0 | 1 | 0 | 0 | 1 | 0 | 0 | 0 | 0 | 0 | 0 | 0 | 0 | 0 | 0 | 0 | 0 | 0 | 0 | 0 | 0 | 0 | 0 | 0 | 0 | 0 | 1852.8761
2025-06-08 | 2294.824 | 4.5 | 0 | 1 | 0 | 0 | 0 | 1 | 0 | 0 | 0 | 0 | 0 | 0 | 0 | 0 | 0 | 0 | 0 | 0 | 0 | 0 | 0 | 0 | 0 | 0 | 0 | 0 | 1930.7326
2025-06-08 | 2226.958 | 4.9 | 0 | 1 | 0 | 0 | 0 | 0 | 1 | 0 | 0 | 0 | 0 | 0 | 0 | 0 | 0 | 0 | 0 | 0 | 0 | 0 | 0 | 0 | 0 | 0 | 0 | 0 | 2003.7975
2025-06-08 | 2214.075 | 5.4 | 0 | 1 | 0 | 0 | 0 | 0 | 0 | 1 | 0 | 0 | 0 | 0 | 0 | 0 | 0 | 0 | 0 | 0 | 0 | 0 | 0 | 0 | 0 | 0 | 0 | 0 | 2142.6197
2025-06-08 | 2377.078 | 3.8 | 0 | 1 | 0 | 0 | 0 | 0 | 0 | 0 | 1 | 0 | 0 | 0 | 0 | 0 | 0 | 0 | 0 | 0 | 0 | 0 | 0 | 0 | 0 | 0 | 0 | 0 | 2378.4527
2025-06-08 | 2646.511 | 2.4 | 0 | 1 | 0 | 0 | 0 | 0 | 0 | 0 | 0 | 1 | 0 | 0 | 0 | 0 | 0 | 0 | 0 | 0 | 0 | 0 | 0 | 0 | 0 | 0 | 0 | 0 | 2787.9444
2025-06-08 | 3013.016 | 0 | 0.1 | 1 | 0 | 0 | 0 | 0 | 0 | 0 | 0 | 0 | 1 | 0 | 0 | 0 | 0 | 0 | 0 | 0 | 0 | 0 | 0 | 0 | 0 | 0 | 0 | 0 | 3264.0876
2025-06-08 | 3485.427 | 0 | 1.6 | 1 | 0 | 0 | 0 | 0 | 0 | 0 | 0 | 0 | 0 | 1 | 0 | 0 | 0 | 0 | 0 | 0 | 0 | 0 | 0 | 0 | 0 | 0 | 0 | 0 | 3702.154
2025-06-08 | 3695.706 | 0 | 2 | 1 | 0 | 0 | 0 | 0 | 0 | 0 | 0 | 0 | 0 | 0 | 1 | 0 | 0 | 0 | 0 | 0 | 0 | 0 | 0 | 0 | 0 | 0 | 0 | 0 | 3941.9261
2025-06-08 | 3629.76 | 0 | 2.1 | 1 | 0 | 0 | 0 | 0 | 0 | 0 | 0 | 0 | 0 | 0 | 0 | 1 | 0 | 0 | 0 | 0 | 0 | 0 | 0 | 0 | 0 | 0 | 0 | 0 | 3981.3997
2025-06-08 | 3607.634 | 0 | 1.1 | 1 | 0 | 0 | 0 | 0 | 0 | 0 | 0 | 0 | 0 | 0 | 0 | 0 | 1 | 0 | 0 | 0 | 0 | 0 | 0 | 0 | 0 | 0 | 0 | 0 | 3812.3425
2025-06-08 | 3635.225 | 0 | 2.1 | 1 | 0 | 0 | 0 | 0 | 0 | 0 | 0 | 0 | 0 | 0 | 0 | 0 | 0 | 1 | 0 | 0 | 0 | 0 | 0 | 0 | 0 | 0 | 0 | 0 | 3949.8269
2025-06-08 | 3630.242 | 0 | 3.8 | 1 | 0 | 0 | 0 | 0 | 0 | 0 | 0 | 0 | 0 | 0 | 0 | 0 | 0 | 0 | 1 | 0 | 0 | 0 | 0 | 0 | 0 | 0 | 0 | 0 | 4144.6798
2025-06-08 | 3601.613 | 0 | 4.8 | 1 | 0 | 0 | 0 | 0 | 0 | 0 | 0 | 0 | 0 | 0 | 0 | 0 | 0 | 0 | 0 | 1 | 0 | 0 | 0 | 0 | 0 | 0 | 0 | 0 | 4159.9547
2025-06-08 | 3456.643 | 0 | 5.2 | 1 | 0 | 0 | 0 | 0 | 0 | 0 | 0 | 0 | 0 | 0 | 0 | 0 | 0 | 0 | 0 | 0 | 1 | 0 | 0 | 0 | 0 | 0 | 0 | 0 | 3924.2646
2025-06-08 | 3400.207 | 0 | 3.9 | 1 | 0 | 0 | 0 | 0 | 0 | 0 | 0 | 0 | 0 | 0 | 0 | 0 | 0 | 0 | 0 | 0 | 0 | 1 | 0 | 0 | 0 | 0 | 0 | 0 | 3433.9817
2025-06-08 | 3198.242 | 0 | 3.1 | 1 | 0 | 0 | 0 | 0 | 0 | 0 | 0 | 0 | 0 | 0 | 0 | 0 | 0 | 0 | 0 | 0 | 0 | 0 | 1 | 0 | 0 | 0 | 0 | 0 | 3128.9148
2025-06-08 | 3037.58 | 0 | 0.3 | 1 | 0 | 0 | 0 | 0 | 0 | 0 | 0 | 0 | 0 | 0 | 0 | 0 | 0 | 0 | 0 | 0 | 0 | 0 | 0 | 1 | 0 | 0 | 0 | 0 | 2564.3916
2025-06-08 | 2903.201 | 0.5 | 0 | 1 | 0 | 0 | 0 | 0 | 0 | 0 | 0 | 0 | 0 | 0 | 0 | 0 | 0 | 0 | 0 | 0 | 0 | 0 | 0 | 0 | 1 | 0 | 0 | 0 | 2368.5702
2025-06-08 | 2648.256 | 0.5 | 0 | 1 | 0 | 0 | 0 | 0 | 0 | 0 | 0 | 0 | 0 | 0 | 0 | 0 | 0 | 0 | 0 | 0 | 0 | 0 | 0 | 0 | 0 | 1 | 0 | 0 | 2104.6847
2025-06-08 | 2411.812 | 0 | 0 | 1 | 0 | 0 | 0 | 0 | 0 | 0 | 0 | 0 | 0 | 0 | 0 | 0 | 0 | 0 | 0 | 0 | 0 | 0 | 0 | 0 | 0 | 0 | 1 | 0 | 1856.0837
2025-06-08 | 2336.431 | 0 | 0 | 1 | 0 | 0 | 0 | 0 | 0 | 0 | 0 | 0 | 0 | 0 | 0 | 0 | 0 | 0 | 0 | 0 | 0 | 0 | 0 | 0 | 0 | 0 | 0 | 1 | 1725.8452
2025-06-09 | 2252.06 | 0.9 | 0 | 0 | 1 | 0 | 0 | 0 | 0 | 0 | 0 | 0 | 0 | 0 | 0 | 0 | 0 | 0 | 0 | 0 | 0 | 0 | 0 | 0 | 0 | 0 | 0 | 0 | 2282.5996
2025-06-09 | 2251.705 | 1.7 | 0 | 0 | 0 | 1 | 0 | 0 | 0 | 0 | 0 | 0 | 0 | 0 | 0 | 0 | 0 | 0 | 0 | 0 | 0 | 0 | 0 | 0 | 0 | 0 | 0 | 0 | 2299.8355
2025-06-09 | 2264.803 | 1.3 | 0 | 0 | 0 | 0 | 1 | 0 | 0 | 0 | 0 | 0 | 0 | 0 | 0 | 0 | 0 | 0 | 0 | 0 | 0 | 0 | 0 | 0 | 0 | 0 | 0 | 0 | 2260.6998
2025-06-09 | 2296.736 | 1.9 | 0 | 0 | 0 | 0 | 0 | 1 | 0 | 0 | 0 | 0 | 0 | 0 | 0 | 0 | 0 | 0 | 0 | 0 | 0 | 0 | 0 | 0 | 0 | 0 | 0 | 0 | 2331.968
2025-06-09 | 2364.932 | 1.7 | 0 | 0 | 0 | 0 | 0 | 0 | 1 | 0 | 0 | 0 | 0 | 0 | 0 | 0 | 0 | 0 | 0 | 0 | 0 | 0 | 0 | 0 | 0 | 0 | 0 | 0 | 2365.5032
2025-06-09 | 2474.653 | 1.3 | 0 | 0 | 0 | 0 | 0 | 0 | 0 | 1 | 0 | 0 | 0 | 0 | 0 | 0 | 0 | 0 | 0 | 0 | 0 | 0 | 0 | 0 | 0 | 0 | 0 | 0 | 2445.0309
2025-06-09 | 2973.161 | 0.4 | 0 | 0 | 0 | 0 | 0 | 0 | 0 | 0 | 1 | 0 | 0 | 0 | 0 | 0 | 0 | 0 | 0 | 0 | 0 | 0 | 0 | 0 | 0 | 0 | 0 | 0 | 2726.9818
2025-06-09 | 3620.057 | 0.9 | 0 | 0 | 0 | 0 | 0 | 0 | 0 | 0 | 0 | 1 | 0 | 0 | 0 | 0 | 0 | 0 | 0 | 0 | 0 | 0 | 0 | 0 | 0 | 0 | 0 | 0 | 3261.651
2025-06-09 | 4247.365 | 0.6 | 0 | 0 | 0 | 0 | 0 | 0 | 0 | 0 | 0 | 0 | 1 | 0 | 0 | 0 | 0 | 0 | 0 | 0 | 0 | 0 | 0 | 0 | 0 | 0 | 0 | 0 | 3861.5716
2025-06-09 | 4619.272 | 0.1 | 0 | 0 | 0 | 0 | 0 | 0 | 0 | 0 | 0 | 0 | 0 | 1 | 0 | 0 | 0 | 0 | 0 | 0 | 0 | 0 | 0 | 0 | 0 | 0 | 0 | 0 | 4048.049
2025-06-09 | 4774.916 | 0 | 0.7 | 0 | 0 | 0 | 0 | 0 | 0 | 0 | 0 | 0 | 0 | 0 | 1 | 0 | 0 | 0 | 0 | 0 | 0 | 0 | 0 | 0 | 0 | 0 | 0 | 0 | 4324.9623
2025-06-09 | 4757.397 | 0 | 1.3 | 0 | 0 | 0 | 0 | 0 | 0 | 0 | 0 | 0 | 0 | 0 | 0 | 1 | 0 | 0 | 0 | 0 | 0 | 0 | 0 | 0 | 0 | 0 | 0 | 0 | 4437.3185
2025-06-09 | 4795.045 | 0 | 0.8 | 0 | 0 | 0 | 0 | 0 | 0 | 0 | 0 | 0 | 0 | 0 | 0 | 0 | 1 | 0 | 0 | 0 | 0 | 0 | 0 | 0 | 0 | 0 | 0 | 0 | 4341.1438
2025-06-09 | 4636.577 | 0 | 1.1 | 0 | 0 | 0 | 0 | 0 | 0 | 0 | 0 | 0 | 0 | 0 | 0 | 0 | 0 | 1 | 0 | 0 | 0 | 0 | 0 | 0 | 0 | 0 | 0 | 0 | 4376.5926
2025-06-09 | 4572.744 | 0 | 2.2 | 0 | 0 | 0 | 0 | 0 | 0 | 0 | 0 | 0 | 0 | 0 | 0 | 0 | 0 | 0 | 1 | 0 | 0 | 0 | 0 | 0 | 0 | 0 | 0 | 0 | 4483.9865
2025-06-09 | 4366.751 | 0 | 4.1 | 0 | 0 | 0 | 0 | 0 | 0 | 0 | 0 | 0 | 0 | 0 | 0 | 0 | 0 | 0 | 0 | 1 | 0 | 0 | 0 | 0 | 0 | 0 | 0 | 0 | 4630.4499
2025-06-09 | 3896.347 | 0 | 4.7 | 0 | 0 | 0 | 0 | 0 | 0 | 0 | 0 | 0 | 0 | 0 | 0 | 0 | 0 | 0 | 0 | 0 | 1 | 0 | 0 | 0 | 0 | 0 | 0 | 0 | 4423.9129
2025-06-09 | 3528.566 | 0 | 2.9 | 0 | 0 | 0 | 0 | 0 | 0 | 0 | 0 | 0 | 0 | 0 | 0 | 0 | 0 | 0 | 0 | 0 | 0 | 1 | 0 | 0 | 0 | 0 | 0 | 0 | 3860.7475
2025-06-09 | 3325.823 | 0 | 3.5 | 0 | 0 | 0 | 0 | 0 | 0 | 0 | 0 | 0 | 0 | 0 | 0 | 0 | 0 | 0 | 0 | 0 | 0 | 0 | 1 | 0 | 0 | 0 | 0 | 0 | 3759.7517
2025-06-09 | 3151.596 | 0 | 2.2 | 0 | 0 | 0 | 0 | 0 | 0 | 0 | 0 | 0 | 0 | 0 | 0 | 0 | 0 | 0 | 0 | 0 | 0 | 0 | 0 | 1 | 0 | 0 | 0 | 0 | 3413.8761
2025-06-09 | 3018.521 | 0 | 0.9 | 0 | 0 | 0 | 0 | 0 | 0 | 0 | 0 | 0 | 0 | 0 | 0 | 0 | 0 | 0 | 0 | 0 | 0 | 0 | 0 | 0 | 1 | 0 | 0 | 0 | 3039.3482
2025-06-09 | 2728.381 | 0 | 0.2 | 0 | 0 | 0 | 0 | 0 | 0 | 0 | 0 | 0 | 0 | 0 | 0 | 0 | 0 | 0 | 0 | 0 | 0 | 0 | 0 | 0 | 0 | 1 | 0 | 0 | 2673.4271
2025-06-09 | 2467.338 | 1.5 | 0 | 0 | 0 | 0 | 0 | 0 | 0 | 0 | 0 | 0 | 0 | 0 | 0 | 0 | 0 | 0 | 0 | 0 | 0 | 0 | 0 | 0 | 0 | 0 | 1 | 0 | 2527.4388
2025-06-09 | 2337.386 | 0.5 | 0 | 0 | 0 | 0 | 0 | 0 | 0 | 0 | 0 | 0 | 0 | 0 | 0 | 0 | 0 | 0 | 0 | 0 | 0 | 0 | 0 | 0 | 0 | 0 | 0 | 1 | 2331.3175
2025-06-10 | 2280.934 | 0.7 | 0 | 0 | 1 | 0 | 0 | 0 | 0 | 0 | 0 | 0 | 0 | 0 | 0 | 0 | 0 | 0 | 0 | 0 | 0 | 0 | 0 | 0 | 0 | 0 | 0 | 0 | 2269.4231
2025-06-10 | 2271.57 | 1.3 | 0 | 0 | 0 | 1 | 0 | 0 | 0 | 0 | 0 | 0 | 0 | 0 | 0 | 0 | 0 | 0 | 0 | 0 | 0 | 0 | 0 | 0 | 0 | 0 | 0 | 0 | 2273.4824
2025-06-10 | 2238.551 | 2.7 | 0 | 0 | 0 | 0 | 1 | 0 | 0 | 0 | 0 | 0 | 0 | 0 | 0 | 0 | 0 | 0 | 0 | 0 | 0 | 0 | 0 | 0 | 0 | 0 | 0 | 0 | 2352.9358
2025-06-10 | 2297.957 | 3.1 | 0 | 0 | 0 | 0 | 0 | 1 | 0 | 0 | 0 | 0 | 0 | 0 | 0 | 0 | 0 | 0 | 0 | 0 | 0 | 0 | 0 | 0 | 0 | 0 | 0 | 0 | 2411.0275
2025-06-10 | 2310.976 | 4.4 | 0 | 0 | 0 | 0 | 0 | 0 | 1 | 0 | 0 | 0 | 0 | 0 | 0 | 0 | 0 | 0 | 0 | 0 | 0 | 0 | 0 | 0 | 0 | 0 | 0 | 0 | 2543.3869
2025-06-10 | 2458.509 | 4.9 | 0 | 0 | 0 | 0 | 0 | 0 | 0 | 1 | 0 | 0 | 0 | 0 | 0 | 0 | 0 | 0 | 0 | 0 | 0 | 0 | 0 | 0 | 0 | 0 | 0 | 0 | 2682.2091
2025-06-10 | 3048.73 | 3.9 | 0 | 0 | 0 | 0 | 0 | 0 | 0 | 0 | 1 | 0 | 0 | 0 | 0 | 0 | 0 | 0 | 0 | 0 | 0 | 0 | 0 | 0 | 0 | 0 | 0 | 0 | 2957.5718
2025-06-10 | 3689.416 | 1.7 | 0 | 0 | 0 | 0 | 0 | 0 | 0 | 0 | 0 | 1 | 0 | 0 | 0 | 0 | 0 | 0 | 0 | 0 | 0 | 0 | 0 | 0 | 0 | 0 | 0 | 0 | 3314.3573
2025-06-10 | 4265.154 | 0.1 | 0 | 0 | 0 | 0 | 0 | 0 | 0 | 0 | 0 | 0 | 1 | 0 | 0 | 0 | 0 | 0 | 0 | 0 | 0 | 0 | 0 | 0 | 0 | 0 | 0 | 0 | 3828.6302
2025-06-10 | 4632.757 | 0 | 1.8 | 0 | 0 | 0 | 0 | 0 | 0 | 0 | 0 | 0 | 0 | 1 | 0 | 0 | 0 | 0 | 0 | 0 | 0 | 0 | 0 | 0 | 0 | 0 | 0 | 0 | 4303.8379
2025-06-10 | 4816.296 | 0 | 2.8 | 0 | 0 | 0 | 0 | 0 | 0 | 0 | 0 | 0 | 0 | 0 | 1 | 0 | 0 | 0 | 0 | 0 | 0 | 0 | 0 | 0 | 0 | 0 | 0 | 0 | 4631.069
2025-06-10 | 4915.513 | 0 | 1.4 | 0 | 0 | 0 | 0 | 0 | 0 | 0 | 0 | 0 | 0 | 0 | 0 | 1 | 0 | 0 | 0 | 0 | 0 | 0 | 0 | 0 | 0 | 0 | 0 | 0 | 4451.895
2025-06-10 | 4893.28 | 0 | 3.7 | 0 | 0 | 0 | 0 | 0 | 0 | 0 | 0 | 0 | 0 | 0 | 0 | 0 | 1 | 0 | 0 | 0 | 0 | 0 | 0 | 0 | 0 | 0 | 0 | 0 | 4763.8626
2025-06-10 | 4924.65 | 0 | 4.7 | 0 | 0 | 0 | 0 | 0 | 0 | 0 | 0 | 0 | 0 | 0 | 0 | 0 | 0 | 1 | 0 | 0 | 0 | 0 | 0 | 0 | 0 | 0 | 0 | 0 | 4901.347
2025-06-10 | 4855.63 | 0 | 4.8 | 0 | 0 | 0 | 0 | 0 | 0 | 0 | 0 | 0 | 0 | 0 | 0 | 0 | 0 | 0 | 1 | 0 | 0 | 0 | 0 | 0 | 0 | 0 | 0 | 0 | 4862.9758
2025-06-10 | 4612.652 | 0 | 4.4 | 0 | 0 | 0 | 0 | 0 | 0 | 0 | 0 | 0 | 0 | 0 | 0 | 0 | 0 | 0 | 0 | 1 | 0 | 0 | 0 | 0 | 0 | 0 | 0 | 0 | 4674.1795
2025-06-10 | 4071.397 | 0 | 3.5 | 0 | 0 | 0 | 0 | 0 | 0 | 0 | 0 | 0 | 0 | 0 | 0 | 0 | 0 | 0 | 0 | 0 | 1 | 0 | 0 | 0 | 0 | 0 | 0 | 0 | 4248.9948
2025-06-10 | 3662.483 | 0 | 3.4 | 0 | 0 | 0 | 0 | 0 | 0 | 0 | 0 | 0 | 0 | 0 | 0 | 0 | 0 | 0 | 0 | 0 | 0 | 1 | 0 | 0 | 0 | 0 | 0 | 0 | 3933.63
2025-06-10 | 3347.622 | 0 | 1.5 | 0 | 0 | 0 | 0 | 0 | 0 | 0 | 0 | 0 | 0 | 0 | 0 | 0 | 0 | 0 | 0 | 0 | 0 | 0 | 1 | 0 | 0 | 0 | 0 | 0 | 3468.2215
2025-06-10 | 3253.692 | 0 | 1.3 | 0 | 0 | 0 | 0 | 0 | 0 | 0 | 0 | 0 | 0 | 0 | 0 | 0 | 0 | 0 | 0 | 0 | 0 | 0 | 0 | 1 | 0 | 0 | 0 | 0 | 3282.6875
2025-06-10 | 3090.595 | 0.2 | 0 | 0 | 0 | 0 | 0 | 0 | 0 | 0 | 0 | 0 | 0 | 0 | 0 | 0 | 0 | 0 | 0 | 0 | 0 | 0 | 0 | 0 | 1 | 0 | 0 | 0 | 2921.3362
2025-06-10 | 2735.768 | 0.7 | 0 | 0 | 0 | 0 | 0 | 0 | 0 | 0 | 0 | 0 | 0 | 0 | 0 | 0 | 0 | 0 | 0 | 0 | 0 | 0 | 0 | 0 | 0 | 1 | 0 | 0 | 2690.3921
2025-06-10 | 2449.795 | 1.8 | 0 | 0 | 0 | 0 | 0 | 0 | 0 | 0 | 0 | 0 | 0 | 0 | 0 | 0 | 0 | 0 | 0 | 0 | 0 | 0 | 0 | 0 | 0 | 0 | 1 | 0 | 2547.2037
2025-06-10 | 2298.157 | 2.2 | 0 | 0 | 0 | 0 | 0 | 0 | 0 | 0 | 0 | 0 | 0 | 0 | 0 | 0 | 0 | 0 | 0 | 0 | 0 | 0 | 0 | 0 | 0 | 0 | 0 | 1 | 2443.3184
2025-06-11 | 2266.62 | 3.1 | 0 | 0 | 1 | 0 | 0 | 0 | 0 | 0 | 0 | 0 | 0 | 0 | 0 | 0 | 0 | 0 | 0 | 0 | 0 | 0 | 0 | 0 | 0 | 0 | 0 | 0 | 2427.5419
2025-06-11 | 2219.948 | 1.8 | 0 | 0 | 0 | 1 | 0 | 0 | 0 | 0 | 0 | 0 | 0 | 0 | 0 | 0 | 0 | 0 | 0 | 0 | 0 | 0 | 0 | 0 | 0 | 0 | 0 | 0 | 2306.4238
2025-06-11 | 2222.38 | 1.3 | 0 | 0 | 0 | 0 | 1 | 0 | 0 | 0 | 0 | 0 | 0 | 0 | 0 | 0 | 0 | 0 | 0 | 0 | 0 | 0 | 0 | 0 | 0 | 0 | 0 | 0 | 2260.6998
2025-06-11 | 2261.955 | 4.1 | 0 | 0 | 0 | 0 | 0 | 1 | 0 | 0 | 0 | 0 | 0 | 0 | 0 | 0 | 0 | 0 | 0 | 0 | 0 | 0 | 0 | 0 | 0 | 0 | 0 | 0 | 2476.9103
2025-06-11 | 2342.23 | 4 | 0 | 0 | 0 | 0 | 0 | 0 | 1 | 0 | 0 | 0 | 0 | 0 | 0 | 0 | 0 | 0 | 0 | 0 | 0 | 0 | 0 | 0 | 0 | 0 | 0 | 0 | 2517.0338
2025-06-11 | 2488.562 | 3.3 | 0 | 0 | 0 | 0 | 0 | 0 | 0 | 1 | 0 | 0 | 0 | 0 | 0 | 0 | 0 | 0 | 0 | 0 | 0 | 0 | 0 | 0 | 0 | 0 | 0 | 0 | 2576.7966
2025-06-11 | 3031.41 | 2.1 | 0 | 0 | 0 | 0 | 0 | 0 | 0 | 0 | 1 | 0 | 0 | 0 | 0 | 0 | 0 | 0 | 0 | 0 | 0 | 0 | 0 | 0 | 0 | 0 | 0 | 0 | 2838.9827
2025-06-11 | 3670.902 | 1.5 | 0 | 0 | 0 | 0 | 0 | 0 | 0 | 0 | 0 | 1 | 0 | 0 | 0 | 0 | 0 | 0 | 0 | 0 | 0 | 0 | 0 | 0 | 0 | 0 | 0 | 0 | 3301.1807
2025-06-11 | 4241.653 | 0.5 | 0 | 0 | 0 | 0 | 0 | 0 | 0 | 0 | 0 | 0 | 1 | 0 | 0 | 0 | 0 | 0 | 0 | 0 | 0 | 0 | 0 | 0 | 0 | 0 | 0 | 0 | 3854.9834
2025-06-11 | 4733.707 | 0 | 1.3 | 0 | 0 | 0 | 0 | 0 | 0 | 0 | 0 | 0 | 0 | 1 | 0 | 0 | 0 | 0 | 0 | 0 | 0 | 0 | 0 | 0 | 0 | 0 | 0 | 0 | 4230.9554
2025-06-11 | 4847.321 | 0 | 3.1 | 0 | 0 | 0 | 0 | 0 | 0 | 0 | 0 | 0 | 0 | 0 | 1 | 0 | 0 | 0 | 0 | 0 | 0 | 0 | 0 | 0 | 0 | 0 | 0 | 0 | 4674.7985
2025-06-11 | 4849.004 | 0 | 5.1 | 0 | 0 | 0 | 0 | 0 | 0 | 0 | 0 | 0 | 0 | 0 | 0 | 1 | 0 | 0 | 0 | 0 | 0 | 0 | 0 | 0 | 0 | 0 | 0 | 0 | 4991.2258
2025-06-11 | 5004.109 | 0 | 6.6 | 0 | 0 | 0 | 0 | 0 | 0 | 0 | 0 | 0 | 0 | 0 | 0 | 0 | 1 | 0 | 0 | 0 | 0 | 0 | 0 | 0 | 0 | 0 | 0 | 0 | 5186.5814
2025-06-11 | 5105.251 | 0 | 7.8 | 0 | 0 | 0 | 0 | 0 | 0 | 0 | 0 | 0 | 0 | 0 | 0 | 0 | 0 | 1 | 0 | 0 | 0 | 0 | 0 | 0 | 0 | 0 | 0 | 0 | 5353.2188
2025-06-11 | 5109.414 | 0 | 9.1 | 0 | 0 | 0 | 0 | 0 | 0 | 0 | 0 | 0 | 0 | 0 | 0 | 0 | 0 | 0 | 1 | 0 | 0 | 0 | 0 | 0 | 0 | 0 | 0 | 0 | 5489.7657
2025-06-11 | 4947.397 | 0 | 9.7 | 0 | 0 | 0 | 0 | 0 | 0 | 0 | 0 | 0 | 0 | 0 | 0 | 0 | 0 | 0 | 0 | 1 | 0 | 0 | 0 | 0 | 0 | 0 | 0 | 0 | 5446.7345
2025-06-11 | 4424.369 | 0 | 10 | 0 | 0 | 0 | 0 | 0 | 0 | 0 | 0 | 0 | 0 | 0 | 0 | 0 | 0 | 0 | 0 | 0 | 1 | 0 | 0 | 0 | 0 | 0 | 0 | 0 | 5196.4679
2025-06-11 | 3989.794 | 0 | 9.3 | 0 | 0 | 0 | 0 | 0 | 0 | 0 | 0 | 0 | 0 | 0 | 0 | 0 | 0 | 0 | 0 | 0 | 0 | 1 | 0 | 0 | 0 | 0 | 0 | 0 | 4793.6441
2025-06-11 | 3622.683 | 0 | 8.4 | 0 | 0 | 0 | 0 | 0 | 0 | 0 | 0 | 0 | 0 | 0 | 0 | 0 | 0 | 0 | 0 | 0 | 0 | 0 | 1 | 0 | 0 | 0 | 0 | 0 | 4474.0006
2025-06-11 | 3442.909 | 0 | 8 | 0 | 0 | 0 | 0 | 0 | 0 | 0 | 0 | 0 | 0 | 0 | 0 | 0 | 0 | 0 | 0 | 0 | 0 | 0 | 0 | 1 | 0 | 0 | 0 | 0 | 4259.3136
2025-06-11 | 3277.423 | 0 | 7.2 | 0 | 0 | 0 | 0 | 0 | 0 | 0 | 0 | 0 | 0 | 0 | 0 | 0 | 0 | 0 | 0 | 0 | 0 | 0 | 0 | 0 | 1 | 0 | 0 | 0 | 3957.6683
2025-06-11 | 2785.592 | 0 | 6 | 0 | 0 | 0 | 0 | 0 | 0 | 0 | 0 | 0 | 0 | 0 | 0 | 0 | 0 | 0 | 0 | 0 | 0 | 0 | 0 | 0 | 0 | 1 | 0 | 0 | 3518.8647
2025-06-11 | 2571.735 | 0 | 4.9 | 0 | 0 | 0 | 0 | 0 | 0 | 0 | 0 | 0 | 0 | 0 | 0 | 0 | 0 | 0 | 0 | 0 | 0 | 0 | 0 | 0 | 0 | 0 | 1 | 0 | 3142.8635
2025-06-11 | 2427.446 | 0 | 4 | 0 | 0 | 0 | 0 | 0 | 0 | 0 | 0 | 0 | 0 | 0 | 0 | 0 | 0 | 0 | 0 | 0 | 0 | 0 | 0 | 0 | 0 | 0 | 0 | 1 | 2881.4365
2025-06-12 | 2384.616 | 0 | 2.8 | 0 | 1 | 0 | 0 | 0 | 0 | 0 | 0 | 0 | 0 | 0 | 0 | 0 | 0 | 0 | 0 | 0 | 0 | 0 | 0 | 0 | 0 | 0 | 0 | 0 | 2631.4473
2025-06-12 | 2339.738 | 0 | 1.5 | 0 | 0 | 1 | 0 | 0 | 0 | 0 | 0 | 0 | 0 | 0 | 0 | 0 | 0 | 0 | 0 | 0 | 0 | 0 | 0 | 0 | 0 | 0 | 0 | 0 | 2406.4823
2025-06-12 | 2308.869 | 0 | 0 | 0 | 0 | 0 | 1 | 0 | 0 | 0 | 0 | 0 | 0 | 0 | 0 | 0 | 0 | 0 | 0 | 0 | 0 | 0 | 0 | 0 | 0 | 0 | 0 | 0 | 2175.0521
2025-06-12 | 2338.371 | 1.1 | 0 | 0 | 0 | 0 | 0 | 1 | 0 | 0 | 0 | 0 | 0 | 0 | 0 | 0 | 0 | 0 | 0 | 0 | 0 | 0 | 0 | 0 | 0 | 0 | 0 | 0 | 2279.2618
2025-06-12 | 2322.728 | 1.8 | 0 | 0 | 0 | 0 | 0 | 0 | 1 | 0 | 0 | 0 | 0 | 0 | 0 | 0 | 0 | 0 | 0 | 0 | 0 | 0 | 0 | 0 | 0 | 0 | 0 | 0 | 2372.0915
2025-06-12 | 2463.745 | 2.1 | 0 | 0 | 0 | 0 | 0 | 0 | 0 | 1 | 0 | 0 | 0 | 0 | 0 | 0 | 0 | 0 | 0 | 0 | 0 | 0 | 0 | 0 | 0 | 0 | 0 | 0 | 2497.7371
2025-06-12 | 3009.116 | 1.8 | 0 | 0 | 0 | 0 | 0 | 0 | 0 | 0 | 1 | 0 | 0 | 0 | 0 | 0 | 0 | 0 | 0 | 0 | 0 | 0 | 0 | 0 | 0 | 0 | 0 | 0 | 2819.2178
2025-06-12 | 3655.207 | 2.3 | 0 | 0 | 0 | 0 | 0 | 0 | 0 | 0 | 0 | 1 | 0 | 0 | 0 | 0 | 0 | 0 | 0 | 0 | 0 | 0 | 0 | 0 | 0 | 0 | 0 | 0 | 3353.887
2025-06-12 | 4254.756 | 2.8 | 0 | 0 | 0 | 0 | 0 | 0 | 0 | 0 | 0 | 0 | 1 | 0 | 0 | 0 | 0 | 0 | 0 | 0 | 0 | 0 | 0 | 0 | 0 | 0 | 0 | 0 | 4006.5139
2025-06-12 | 4742.769 | 0.6 | 0 | 0 | 0 | 0 | 0 | 0 | 0 | 0 | 0 | 0 | 0 | 1 | 0 | 0 | 0 | 0 | 0 | 0 | 0 | 0 | 0 | 0 | 0 | 0 | 0 | 0 | 4080.9905
2025-06-12 | 4899.792 | 0 | 1.2 | 0 | 0 | 0 | 0 | 0 | 0 | 0 | 0 | 0 | 0 | 0 | 1 | 0 | 0 | 0 | 0 | 0 | 0 | 0 | 0 | 0 | 0 | 0 | 0 | 0 | 4397.8448
2025-06-12 | 4894.015 | 0 | 2 | 0 | 0 | 0 | 0 | 0 | 0 | 0 | 0 | 0 | 0 | 0 | 0 | 1 | 0 | 0 | 0 | 0 | 0 | 0 | 0 | 0 | 0 | 0 | 0 | 0 | 4539.354
2025-06-12 | 4883.891 | 0 | 5.7 | 0 | 0 | 0 | 0 | 0 | 0 | 0 | 0 | 0 | 0 | 0 | 0 | 0 | 1 | 0 | 0 | 0 | 0 | 0 | 0 | 0 | 0 | 0 | 0 | 0 | 5055.3928
2025-06-12 | 4975.683 | 0 | 6 | 0 | 0 | 0 | 0 | 0 | 0 | 0 | 0 | 0 | 0 | 0 | 0 | 0 | 0 | 1 | 0 | 0 | 0 | 0 | 0 | 0 | 0 | 0 | 0 | 0 | 5090.8416
2025-06-12 | 5050.895 | 0 | 6.9 | 0 | 0 | 0 | 0 | 0 | 0 | 0 | 0 | 0 | 0 | 0 | 0 | 0 | 0 | 0 | 1 | 0 | 0 | 0 | 0 | 0 | 0 | 0 | 0 | 0 | 5169.0824
2025-06-12 | 4986.83 | 0 | 6.5 | 0 | 0 | 0 | 0 | 0 | 0 | 0 | 0 | 0 | 0 | 0 | 0 | 0 | 0 | 0 | 0 | 1 | 0 | 0 | 0 | 0 | 0 | 0 | 0 | 0 | 4980.2862
2025-06-12 | 4392.337 | 0 | 6.3 | 0 | 0 | 0 | 0 | 0 | 0 | 0 | 0 | 0 | 0 | 0 | 0 | 0 | 0 | 0 | 0 | 0 | 1 | 0 | 0 | 0 | 0 | 0 | 0 | 0 | 4657.1371
2025-06-12 | 4027.408 | 0 | 5.6 | 0 | 0 | 0 | 0 | 0 | 0 | 0 | 0 | 0 | 0 | 0 | 0 | 0 | 0 | 0 | 0 | 0 | 0 | 1 | 0 | 0 | 0 | 0 | 0 | 0 | 4254.3132
2025-06-12 | 3657.324 | 0 | 4.9 | 0 | 0 | 0 | 0 | 0 | 0 | 0 | 0 | 0 | 0 | 0 | 0 | 0 | 0 | 0 | 0 | 0 | 0 | 0 | 1 | 0 | 0 | 0 | 0 | 0 | 3963.8228
2025-06-12 | 3405.65 | 0 | 3.4 | 0 | 0 | 0 | 0 | 0 | 0 | 0 | 0 | 0 | 0 | 0 | 0 | 0 | 0 | 0 | 0 | 0 | 0 | 0 | 0 | 1 | 0 | 0 | 0 | 0 | 3588.7942
2025-06-12 | 3098.218 | 0 | 0.8 | 0 | 0 | 0 | 0 | 0 | 0 | 0 | 0 | 0 | 0 | 0 | 0 | 0 | 0 | 0 | 0 | 0 | 0 | 0 | 0 | 0 | 1 | 0 | 0 | 0 | 3024.7717
2025-06-12 | 2718.746 | 0.7 | 0 | 0 | 0 | 0 | 0 | 0 | 0 | 0 | 0 | 0 | 0 | 0 | 0 | 0 | 0 | 0 | 0 | 0 | 0 | 0 | 0 | 0 | 0 | 1 | 0 | 0 | 2690.3921
2025-06-12 | 2474.668 | 2 | 0 | 0 | 0 | 0 | 0 | 0 | 0 | 0 | 0 | 0 | 0 | 0 | 0 | 0 | 0 | 0 | 0 | 0 | 0 | 0 | 0 | 0 | 0 | 0 | 1 | 0 | 2560.3802
2025-06-12 | 2335.659 | 2.4 | 0 | 0 | 0 | 0 | 0 | 0 | 0 | 0 | 0 | 0 | 0 | 0 | 0 | 0 | 0 | 0 | 0 | 0 | 0 | 0 | 0 | 0 | 0 | 0 | 0 | 1 | 2456.4949
2025-06-13 | 2283.05 | 2.9 | 0 | 0 | 1 | 0 | 0 | 0 | 0 | 0 | 0 | 0 | 0 | 0 | 0 | 0 | 0 | 0 | 0 | 0 | 0 | 0 | 0 | 0 | 0 | 0 | 0 | 0 | 2414.3653
2025-06-13 | 2241.744 | 3.2 | 0 | 0 | 0 | 1 | 0 | 0 | 0 | 0 | 0 | 0 | 0 | 0 | 0 | 0 | 0 | 0 | 0 | 0 | 0 | 0 | 0 | 0 | 0 | 0 | 0 | 0 | 2398.6598
2025-06-13 | 2235.233 | 3.8 | 0 | 0 | 0 | 0 | 1 | 0 | 0 | 0 | 0 | 0 | 0 | 0 | 0 | 0 | 0 | 0 | 0 | 0 | 0 | 0 | 0 | 0 | 0 | 0 | 0 | 0 | 2425.4069
2025-06-13 | 2245.726 | 4.2 | 0 | 0 | 0 | 0 | 0 | 1 | 0 | 0 | 0 | 0 | 0 | 0 | 0 | 0 | 0 | 0 | 0 | 0 | 0 | 0 | 0 | 0 | 0 | 0 | 0 | 0 | 2483.4986
2025-06-13 | 2283.588 | 3.5 | 0 | 0 | 0 | 0 | 0 | 0 | 1 | 0 | 0 | 0 | 0 | 0 | 0 | 0 | 0 | 0 | 0 | 0 | 0 | 0 | 0 | 0 | 0 | 0 | 0 | 0 | 2484.0924
2025-06-13 | 2433.056 | 4.1 | 0 | 0 | 0 | 0 | 0 | 0 | 0 | 1 | 0 | 0 | 0 | 0 | 0 | 0 | 0 | 0 | 0 | 0 | 0 | 0 | 0 | 0 | 0 | 0 | 0 | 0 | 2629.5028
2025-06-13 | 2966.27 | 4.5 | 0 | 0 | 0 | 0 | 0 | 0 | 0 | 0 | 1 | 0 | 0 | 0 | 0 | 0 | 0 | 0 | 0 | 0 | 0 | 0 | 0 | 0 | 0 | 0 | 0 | 0 | 2997.1015
2025-06-13 | 3603.584 | 4.4 | 0 | 0 | 0 | 0 | 0 | 0 | 0 | 0 | 0 | 1 | 0 | 0 | 0 | 0 | 0 | 0 | 0 | 0 | 0 | 0 | 0 | 0 | 0 | 0 | 0 | 0 | 3492.241
2025-06-13 | 4028.393 | 3.9 | 0 | 0 | 0 | 0 | 0 | 0 | 0 | 0 | 0 | 0 | 1 | 0 | 0 | 0 | 0 | 0 | 0 | 0 | 0 | 0 | 0 | 0 | 0 | 0 | 0 | 0 | 4078.985
2025-06-13 | 4298.732 | 2.7 | 0 | 0 | 0 | 0 | 0 | 0 | 0 | 0 | 0 | 0 | 0 | 1 | 0 | 0 | 0 | 0 | 0 | 0 | 0 | 0 | 0 | 0 | 0 | 0 | 0 | 0 | 4219.3444
2025-06-13 | 4511.537 | 1.9 | 0 | 0 | 0 | 0 | 0 | 0 | 0 | 0 | 0 | 0 | 0 | 0 | 1 | 0 | 0 | 0 | 0 | 0 | 0 | 0 | 0 | 0 | 0 | 0 | 0 | 0 | 4348.1041
2025-06-13 | 4549.06 | 1 | 0 | 0 | 0 | 0 | 0 | 0 | 0 | 0 | 0 | 0 | 0 | 0 | 0 | 1 | 0 | 0 | 0 | 0 | 0 | 0 | 0 | 0 | 0 | 0 | 0 | 0 | 4313.7067
2025-06-13 | 4656.39 | 0 | 0 | 0 | 0 | 0 | 0 | 0 | 0 | 0 | 0 | 0 | 0 | 0 | 0 | 0 | 1 | 0 | 0 | 0 | 0 | 0 | 0 | 0 | 0 | 0 | 0 | 0 | 4224.5317
2025-06-13 | 4593.415 | 0.4 | 0 | 0 | 0 | 0 | 0 | 0 | 0 | 0 | 0 | 0 | 0 | 0 | 0 | 0 | 0 | 1 | 0 | 0 | 0 | 0 | 0 | 0 | 0 | 0 | 0 | 0 | 4242.6042
2025-06-13 | 4498.204 | 0 | 0.6 | 0 | 0 | 0 | 0 | 0 | 0 | 0 | 0 | 0 | 0 | 0 | 0 | 0 | 0 | 0 | 1 | 0 | 0 | 0 | 0 | 0 | 0 | 0 | 0 | 0 | 4250.7624
2025-06-13 | 4285.843 | 0 | 0.9 | 0 | 0 | 0 | 0 | 0 | 0 | 0 | 0 | 0 | 0 | 0 | 0 | 0 | 0 | 0 | 0 | 1 | 0 | 0 | 0 | 0 | 0 | 0 | 0 | 0 | 4164.0016
2025-06-13 | 3949.093 | 0 | 0.5 | 0 | 0 | 0 | 0 | 0 | 0 | 0 | 0 | 0 | 0 | 0 | 0 | 0 | 0 | 0 | 0 | 0 | 1 | 0 | 0 | 0 | 0 | 0 | 0 | 0 | 3811.6995
2025-06-13 | 3597.808 | 0.3 | 0 | 0 | 0 | 0 | 0 | 0 | 0 | 0 | 0 | 0 | 0 | 0 | 0 | 0 | 0 | 0 | 0 | 0 | 0 | 1 | 0 | 0 | 0 | 0 | 0 | 0 | 3457.7935
2025-06-13 | 3309.263 | 1 | 0 | 0 | 0 | 0 | 0 | 0 | 0 | 0 | 0 | 0 | 0 | 0 | 0 | 0 | 0 | 0 | 0 | 0 | 0 | 0 | 1 | 0 | 0 | 0 | 0 | 0 | 3315.4567
2025-06-13 | 3076.898 | 1.1 | 0 | 0 | 0 | 0 | 0 | 0 | 0 | 0 | 0 | 0 | 0 | 0 | 0 | 0 | 0 | 0 | 0 | 0 | 0 | 0 | 0 | 1 | 0 | 0 | 0 | 0 | 3165.664
2025-06-13 | 2978.532 | 1.6 | 0 | 0 | 0 | 0 | 0 | 0 | 0 | 0 | 0 | 0 | 0 | 0 | 0 | 0 | 0 | 0 | 0 | 0 | 0 | 0 | 0 | 0 | 1 | 0 | 0 | 0 | 3013.5722
2025-06-13 | 2713.914 | 2.3 | 0 | 0 | 0 | 0 | 0 | 0 | 0 | 0 | 0 | 0 | 0 | 0 | 0 | 0 | 0 | 0 | 0 | 0 | 0 | 0 | 0 | 0 | 0 | 1 | 0 | 0 | 2795.8047
2025-06-13 | 2467.825 | 2.8 | 0 | 0 | 0 | 0 | 0 | 0 | 0 | 0 | 0 | 0 | 0 | 0 | 0 | 0 | 0 | 0 | 0 | 0 | 0 | 0 | 0 | 0 | 0 | 0 | 1 | 0 | 2613.0865
2025-06-13 | 2344.419 | 2.9 | 0 | 0 | 0 | 0 | 0 | 0 | 0 | 0 | 0 | 0 | 0 | 0 | 0 | 0 | 0 | 0 | 0 | 0 | 0 | 0 | 0 | 0 | 0 | 0 | 0 | 1 | 2489.4364
2025-06-14 | 2255.668 | 3.1 | 0 | 1 | 1 | 0 | 0 | 0 | 0 | 0 | 0 | 0 | 0 | 0 | 0 | 0 | 0 | 0 | 0 | 0 | 0 | 0 | 0 | 0 | 0 | 0 | 0 | 0 | 1855.0111
2025-06-14 | 2234.715 | 3 | 0 | 1 | 0 | 1 | 0 | 0 | 0 | 0 | 0 | 0 | 0 | 0 | 0 | 0 | 0 | 0 | 0 | 0 | 0 | 0 | 0 | 0 | 0 | 0 | 0 | 0 | 1812.9524
2025-06-14 | 2230.378 | 3 | 0 | 1 | 0 | 0 | 1 | 0 | 0 | 0 | 0 | 0 | 0 | 0 | 0 | 0 | 0 | 0 | 0 | 0 | 0 | 0 | 0 | 0 | 0 | 0 | 0 | 0 | 1800.1698
2025-06-14 | 2265.489 | 2.9 | 0 | 1 | 0 | 0 | 0 | 1 | 0 | 0 | 0 | 0 | 0 | 0 | 0 | 0 | 0 | 0 | 0 | 0 | 0 | 0 | 0 | 0 | 0 | 0 | 0 | 0 | 1825.32
2025-06-14 | 2216.258 | 3.4 | 0 | 1 | 0 | 0 | 0 | 0 | 1 | 0 | 0 | 0 | 0 | 0 | 0 | 0 | 0 | 0 | 0 | 0 | 0 | 0 | 0 | 0 | 0 | 0 | 0 | 0 | 1904.9732
2025-06-14 | 2252.759 | 3.3 | 0 | 1 | 0 | 0 | 0 | 0 | 0 | 1 | 0 | 0 | 0 | 0 | 0 | 0 | 0 | 0 | 0 | 0 | 0 | 0 | 0 | 0 | 0 | 0 | 0 | 0 | 2004.2657
2025-06-14 | 2500.736 | 2.8 | 0 | 1 | 0 | 0 | 0 | 0 | 0 | 0 | 1 | 0 | 0 | 0 | 0 | 0 | 0 | 0 | 0 | 0 | 0 | 0 | 0 | 0 | 0 | 0 | 0 | 0 | 2312.5698
2025-06-14 | 2861.004 | 1.7 | 0 | 1 | 0 | 0 | 0 | 0 | 0 | 0 | 0 | 1 | 0 | 0 | 0 | 0 | 0 | 0 | 0 | 0 | 0 | 0 | 0 | 0 | 0 | 0 | 0 | 0 | 2741.8264
2025-06-14 | 3389.587 | 0.6 | 0 | 1 | 0 | 0 | 0 | 0 | 0 | 0 | 0 | 0 | 1 | 0 | 0 | 0 | 0 | 0 | 0 | 0 | 0 | 0 | 0 | 0 | 0 | 0 | 0 | 0 | 3289.0408
2025-06-14 | 3804.155 | 0 | 0 | 1 | 0 | 0 | 0 | 0 | 0 | 0 | 0 | 0 | 0 | 1 | 0 | 0 | 0 | 0 | 0 | 0 | 0 | 0 | 0 | 0 | 0 | 0 | 0 | 0 | 3468.9299
2025-06-14 | 3998.688 | 0 | 1.4 | 1 | 0 | 0 | 0 | 0 | 0 | 0 | 0 | 0 | 0 | 0 | 1 | 0 | 0 | 0 | 0 | 0 | 0 | 0 | 0 | 0 | 0 | 0 | 0 | 0 | 3854.467
2025-06-14 | 4023.561 | 0 | 1.8 | 1 | 0 | 0 | 0 | 0 | 0 | 0 | 0 | 0 | 0 | 0 | 0 | 1 | 0 | 0 | 0 | 0 | 0 | 0 | 0 | 0 | 0 | 0 | 0 | 0 | 3937.6702
2025-06-14 | 4062.803 | 0 | 2.1 | 1 | 0 | 0 | 0 | 0 | 0 | 0 | 0 | 0 | 0 | 0 | 0 | 0 | 1 | 0 | 0 | 0 | 0 | 0 | 0 | 0 | 0 | 0 | 0 | 0 | 3958.1076
2025-06-14 | 3980.181 | 0 | 1.7 | 1 | 0 | 0 | 0 | 0 | 0 | 0 | 0 | 0 | 0 | 0 | 0 | 0 | 0 | 1 | 0 | 0 | 0 | 0 | 0 | 0 | 0 | 0 | 0 | 0 | 3891.5208
2025-06-14 | 3902.286 | 0 | 2.2 | 1 | 0 | 0 | 0 | 0 | 0 | 0 | 0 | 0 | 0 | 0 | 0 | 0 | 0 | 0 | 1 | 0 | 0 | 0 | 0 | 0 | 0 | 0 | 0 | 0 | 3911.4557
2025-06-14 | 3793.843 | 0 | 2.7 | 1 | 0 | 0 | 0 | 0 | 0 | 0 | 0 | 0 | 0 | 0 | 0 | 0 | 0 | 0 | 0 | 1 | 0 | 0 | 0 | 0 | 0 | 0 | 0 | 0 | 3853.848
2025-06-14 | 3711.31 | 0 | 2.5 | 1 | 0 | 0 | 0 | 0 | 0 | 0 | 0 | 0 | 0 | 0 | 0 | 0 | 0 | 0 | 0 | 0 | 1 | 0 | 0 | 0 | 0 | 0 | 0 | 0 | 3530.6989
2025-06-14 | 3565.953 | 0 | 2.4 | 1 | 0 | 0 | 0 | 0 | 0 | 0 | 0 | 0 | 0 | 0 | 0 | 0 | 0 | 0 | 0 | 0 | 0 | 1 | 0 | 0 | 0 | 0 | 0 | 0 | 3215.3341
2025-06-14 | 3402.039 | 0 | 2.1 | 1 | 0 | 0 | 0 | 0 | 0 | 0 | 0 | 0 | 0 | 0 | 0 | 0 | 0 | 0 | 0 | 0 | 0 | 0 | 1 | 0 | 0 | 0 | 0 | 0 | 2983.1497
2025-06-14 | 3172.951 | 0 | 1.4 | 1 | 0 | 0 | 0 | 0 | 0 | 0 | 0 | 0 | 0 | 0 | 0 | 0 | 0 | 0 | 0 | 0 | 0 | 0 | 0 | 1 | 0 | 0 | 0 | 0 | 2724.7332
2025-06-14 | 3009.874 | 0 | 0.7 | 1 | 0 | 0 | 0 | 0 | 0 | 0 | 0 | 0 | 0 | 0 | 0 | 0 | 0 | 0 | 0 | 0 | 0 | 0 | 0 | 0 | 1 | 0 | 0 | 0 | 2437.6643
2025-06-14 | 2770.527 | 0 | 0 | 1 | 0 | 0 | 0 | 0 | 0 | 0 | 0 | 0 | 0 | 0 | 0 | 0 | 0 | 0 | 0 | 0 | 0 | 0 | 0 | 0 | 0 | 1 | 0 | 0 | 2071.7433
2025-06-14 | 2484.283 | 0.5 | 0 | 1 | 0 | 0 | 0 | 0 | 0 | 0 | 0 | 0 | 0 | 0 | 0 | 0 | 0 | 0 | 0 | 0 | 0 | 0 | 0 | 0 | 0 | 0 | 1 | 0 | 1889.0251
2025-06-14 | 2342.13 | 1 | 0 | 1 | 0 | 0 | 0 | 0 | 0 | 0 | 0 | 0 | 0 | 0 | 0 | 0 | 0 | 0 | 0 | 0 | 0 | 0 | 0 | 0 | 0 | 0 | 0 | 1 | 1791.7281
2025-06-15 | 2272.194 | 1 | 0 | 1 | 1 | 0 | 0 | 0 | 0 | 0 | 0 | 0 | 0 | 0 | 0 | 0 | 0 | 0 | 0 | 0 | 0 | 0 | 0 | 0 | 0 | 0 | 0 | 0 | 1716.6571
2025-06-15 | 2227.304 | 1.8 | 0 | 1 | 0 | 1 | 0 | 0 | 0 | 0 | 0 | 0 | 0 | 0 | 0 | 0 | 0 | 0 | 0 | 0 | 0 | 0 | 0 | 0 | 0 | 0 | 0 | 0 | 1733.893
2025-06-15 | 2209.768 | 3.1 | 0 | 1 | 0 | 0 | 1 | 0 | 0 | 0 | 0 | 0 | 0 | 0 | 0 | 0 | 0 | 0 | 0 | 0 | 0 | 0 | 0 | 0 | 0 | 0 | 0 | 0 | 1806.7581
2025-06-15 | 2243.789 | 3.1 | 0 | 1 | 0 | 0 | 0 | 1 | 0 | 0 | 0 | 0 | 0 | 0 | 0 | 0 | 0 | 0 | 0 | 0 | 0 | 0 | 0 | 0 | 0 | 0 | 0 | 0 | 1838.4966
2025-06-15 | 2192.966 | 3.3 | 0 | 1 | 0 | 0 | 0 | 0 | 1 | 0 | 0 | 0 | 0 | 0 | 0 | 0 | 0 | 0 | 0 | 0 | 0 | 0 | 0 | 0 | 0 | 0 | 0 | 0 | 1898.385
2025-06-15 | 2189.178 | 3 | 0 | 1 | 0 | 0 | 0 | 0 | 0 | 1 | 0 | 0 | 0 | 0 | 0 | 0 | 0 | 0 | 0 | 0 | 0 | 0 | 0 | 0 | 0 | 0 | 0 | 0 | 1984.5009
2025-06-15 | 2368.938 | 2 | 0 | 1 | 0 | 0 | 0 | 0 | 0 | 0 | 1 | 0 | 0 | 0 | 0 | 0 | 0 | 0 | 0 | 0 | 0 | 0 | 0 | 0 | 0 | 0 | 0 | 0 | 2259.8635
2025-06-15 | 2649.575 | 0.8 | 0 | 1 | 0 | 0 | 0 | 0 | 0 | 0 | 0 | 1 | 0 | 0 | 0 | 0 | 0 | 0 | 0 | 0 | 0 | 0 | 0 | 0 | 0 | 0 | 0 | 0 | 2682.5319
2025-06-15 | 3038.986 | 0 | 0.9 | 1 | 0 | 0 | 0 | 0 | 0 | 0 | 0 | 0 | 1 | 0 | 0 | 0 | 0 | 0 | 0 | 0 | 0 | 0 | 0 | 0 | 0 | 0 | 0 | 0 | 3380.6997
2025-06-15 | 3464.456 | 0 | 2.7 | 1 | 0 | 0 | 0 | 0 | 0 | 0 | 0 | 0 | 0 | 1 | 0 | 0 | 0 | 0 | 0 | 0 | 0 | 0 | 0 | 0 | 0 | 0 | 0 | 0 | 3862.4956
2025-06-15 | 3713.082 | 0 | 3.7 | 1 | 0 | 0 | 0 | 0 | 0 | 0 | 0 | 0 | 0 | 0 | 1 | 0 | 0 | 0 | 0 | 0 | 0 | 0 | 0 | 0 | 0 | 0 | 0 | 0 | 4189.7267
2025-06-15 | 3778.721 | 0 | 4.7 | 1 | 0 | 0 | 0 | 0 | 0 | 0 | 0 | 0 | 0 | 0 | 0 | 1 | 0 | 0 | 0 | 0 | 0 | 0 | 0 | 0 | 0 | 0 | 0 | 0 | 4360.3889
2025-06-15 | 3746.965 | 0 | 5.2 | 1 | 0 | 0 | 0 | 0 | 0 | 0 | 0 | 0 | 0 | 0 | 0 | 0 | 1 | 0 | 0 | 0 | 0 | 0 | 0 | 0 | 0 | 0 | 0 | 0 | 4409.9794
2025-06-15 | 3713.239 | 0 | 4.9 | 1 | 0 | 0 | 0 | 0 | 0 | 0 | 0 | 0 | 0 | 0 | 0 | 0 | 0 | 1 | 0 | 0 | 0 | 0 | 0 | 0 | 0 | 0 | 0 | 0 | 4357.9691
2025-06-15 | 3732.914 | 0 | 5.2 | 1 | 0 | 0 | 0 | 0 | 0 | 0 | 0 | 0 | 0 | 0 | 0 | 0 | 0 | 0 | 1 | 0 | 0 | 0 | 0 | 0 | 0 | 0 | 0 | 0 | 4348.7509
2025-06-15 | 3711.055 | 0 | 4.6 | 1 | 0 | 0 | 0 | 0 | 0 | 0 | 0 | 0 | 0 | 0 | 0 | 0 | 0 | 0 | 0 | 1 | 0 | 0 | 0 | 0 | 0 | 0 | 0 | 0 | 4130.8016
2025-06-15 | 3600.82 | 0 | 4.9 | 1 | 0 | 0 | 0 | 0 | 0 | 0 | 0 | 0 | 0 | 0 | 0 | 0 | 0 | 0 | 0 | 0 | 1 | 0 | 0 | 0 | 0 | 0 | 0 | 0 | 3880.5351
2025-06-15 | 3499.253 | 0 | 4.4 | 1 | 0 | 0 | 0 | 0 | 0 | 0 | 0 | 0 | 0 | 0 | 0 | 0 | 0 | 0 | 0 | 0 | 0 | 1 | 0 | 0 | 0 | 0 | 0 | 0 | 3506.8643
2025-06-15 | 3272.152 | 0 | 3.9 | 1 | 0 | 0 | 0 | 0 | 0 | 0 | 0 | 0 | 0 | 0 | 0 | 0 | 0 | 0 | 0 | 0 | 0 | 0 | 1 | 0 | 0 | 0 | 0 | 0 | 3245.5269
2025-06-15 | 3065.444 | 0 | 3.3 | 1 | 0 | 0 | 0 | 0 | 0 | 0 | 0 | 0 | 0 | 0 | 0 | 0 | 0 | 0 | 0 | 0 | 0 | 0 | 0 | 1 | 0 | 0 | 0 | 0 | 3001.6869
2025-06-15 | 2954.852 | 0 | 2.3 | 1 | 0 | 0 | 0 | 0 | 0 | 0 | 0 | 0 | 0 | 0 | 0 | 0 | 0 | 0 | 0 | 0 | 0 | 0 | 0 | 0 | 1 | 0 | 0 | 0 | 2670.8885
2025-06-15 | 2699.396 | 0 | 2 | 1 | 0 | 0 | 0 | 0 | 0 | 0 | 0 | 0 | 0 | 0 | 0 | 0 | 0 | 0 | 0 | 0 | 0 | 0 | 0 | 0 | 0 | 1 | 0 | 0 | 2363.2735
2025-06-15 | 2467.179 | 0 | 1.2 | 1 | 0 | 0 | 0 | 0 | 0 | 0 | 0 | 0 | 0 | 0 | 0 | 0 | 0 | 0 | 0 | 0 | 0 | 0 | 0 | 0 | 0 | 0 | 1 | 0 | 2031.0018
2025-06-15 | 2337.01 | 0 | 0.2 | 1 | 0 | 0 | 0 | 0 | 0 | 0 | 0 | 0 | 0 | 0 | 0 | 0 | 0 | 0 | 0 | 0 | 0 | 0 | 0 | 0 | 0 | 0 | 0 | 1 | 1754.9983
2025-06-16 | 2266.36 | 1.3 | 0 | 0 | 1 | 0 | 0 | 0 | 0 | 0 | 0 | 0 | 0 | 0 | 0 | 0 | 0 | 0 | 0 | 0 | 0 | 0 | 0 | 0 | 0 | 0 | 0 | 0 | 2308.9528
2025-06-16 | 2240.572 | 1.1 | 0 | 0 | 0 | 1 | 0 | 0 | 0 | 0 | 0 | 0 | 0 | 0 | 0 | 0 | 0 | 0 | 0 | 0 | 0 | 0 | 0 | 0 | 0 | 0 | 0 | 0 | 2260.3058
2025-06-16 | 2235.767 | 1.7 | 0 | 0 | 0 | 0 | 1 | 0 | 0 | 0 | 0 | 0 | 0 | 0 | 0 | 0 | 0 | 0 | 0 | 0 | 0 | 0 | 0 | 0 | 0 | 0 | 0 | 0 | 2287.0529
2025-06-16 | 2286.605 | 2.4 | 0 | 0 | 0 | 0 | 0 | 1 | 0 | 0 | 0 | 0 | 0 | 0 | 0 | 0 | 0 | 0 | 0 | 0 | 0 | 0 | 0 | 0 | 0 | 0 | 0 | 0 | 2364.9095
2025-06-16 | 2267.874 | 3.1 | 0 | 0 | 0 | 0 | 0 | 0 | 1 | 0 | 0 | 0 | 0 | 0 | 0 | 0 | 0 | 0 | 0 | 0 | 0 | 0 | 0 | 0 | 0 | 0 | 0 | 0 | 2457.7392
2025-06-16 | 2409.847 | 3.3 | 0 | 0 | 0 | 0 | 0 | 0 | 0 | 1 | 0 | 0 | 0 | 0 | 0 | 0 | 0 | 0 | 0 | 0 | 0 | 0 | 0 | 0 | 0 | 0 | 0 | 0 | 2576.7966
2025-06-16 | 3012.231 | 1.1 | 0 | 0 | 0 | 0 | 0 | 0 | 0 | 0 | 1 | 0 | 0 | 0 | 0 | 0 | 0 | 0 | 0 | 0 | 0 | 0 | 0 | 0 | 0 | 0 | 0 | 0 | 2773.0998
2025-06-16 | 3675.057 | 0 | 0.6 | 0 | 0 | 0 | 0 | 0 | 0 | 0 | 0 | 1 | 0 | 0 | 0 | 0 | 0 | 0 | 0 | 0 | 0 | 0 | 0 | 0 | 0 | 0 | 0 | 0 | 3289.8155
2025-06-16 | 4283.242 | 0 | 2.5 | 0 | 0 | 0 | 0 | 0 | 0 | 0 | 0 | 0 | 1 | 0 | 0 | 0 | 0 | 0 | 0 | 0 | 0 | 0 | 0 | 0 | 0 | 0 | 0 | 0 | 4186.4547
2025-06-16 | 4744.673 | 0 | 3.4 | 0 | 0 | 0 | 0 | 0 | 0 | 0 | 0 | 0 | 0 | 1 | 0 | 0 | 0 | 0 | 0 | 0 | 0 | 0 | 0 | 0 | 0 | 0 | 0 | 0 | 4537.0621
2025-06-16 | 4977.32 | 0 | 5.2 | 0 | 0 | 0 | 0 | 0 | 0 | 0 | 0 | 0 | 0 | 0 | 1 | 0 | 0 | 0 | 0 | 0 | 0 | 0 | 0 | 0 | 0 | 0 | 0 | 0 | 4980.9052
2025-06-16 | 5060.659 | 0 | 4.6 | 0 | 0 | 0 | 0 | 0 | 0 | 0 | 0 | 0 | 0 | 0 | 0 | 1 | 0 | 0 | 0 | 0 | 0 | 0 | 0 | 0 | 0 | 0 | 0 | 0 | 4918.3433
2025-06-16 | 5156.918 | 0 | 5.2 | 0 | 0 | 0 | 0 | 0 | 0 | 0 | 0 | 0 | 0 | 0 | 0 | 0 | 1 | 0 | 0 | 0 | 0 | 0 | 0 | 0 | 0 | 0 | 0 | 0 | 4982.5102
2025-06-16 | 5165.31 | 0 | 4.7 | 0 | 0 | 0 | 0 | 0 | 0 | 0 | 0 | 0 | 0 | 0 | 0 | 0 | 0 | 1 | 0 | 0 | 0 | 0 | 0 | 0 | 0 | 0 | 0 | 0 | 4901.347
2025-06-16 | 5192.588 | 0 | 4.6 | 0 | 0 | 0 | 0 | 0 | 0 | 0 | 0 | 0 | 0 | 0 | 0 | 0 | 0 | 0 | 1 | 0 | 0 | 0 | 0 | 0 | 0 | 0 | 0 | 0 | 4833.8227
2025-06-16 | 5077.768 | 0 | 5.4 | 0 | 0 | 0 | 0 | 0 | 0 | 0 | 0 | 0 | 0 | 0 | 0 | 0 | 0 | 0 | 0 | 1 | 0 | 0 | 0 | 0 | 0 | 0 | 0 | 0 | 4819.9446
2025-06-16 | 4579.355 | 0 | 5.6 | 0 | 0 | 0 | 0 | 0 | 0 | 0 | 0 | 0 | 0 | 0 | 0 | 0 | 0 | 0 | 0 | 0 | 1 | 0 | 0 | 0 | 0 | 0 | 0 | 0 | 4555.1015
2025-06-16 | 4146.71 | 0 | 4.8 | 0 | 0 | 0 | 0 | 0 | 0 | 0 | 0 | 0 | 0 | 0 | 0 | 0 | 0 | 0 | 0 | 0 | 0 | 1 | 0 | 0 | 0 | 0 | 0 | 0 | 4137.7011
2025-06-16 | 3807.547 | 0 | 3.2 | 0 | 0 | 0 | 0 | 0 | 0 | 0 | 0 | 0 | 0 | 0 | 0 | 0 | 0 | 0 | 0 | 0 | 0 | 0 | 1 | 0 | 0 | 0 | 0 | 0 | 3716.0221
2025-06-16 | 3502.503 | 0 | 1.7 | 0 | 0 | 0 | 0 | 0 | 0 | 0 | 0 | 0 | 0 | 0 | 0 | 0 | 0 | 0 | 0 | 0 | 0 | 0 | 0 | 1 | 0 | 0 | 0 | 0 | 3340.9936
2025-06-16 | 3324.6 | 0 | 1.1 | 0 | 0 | 0 | 0 | 0 | 0 | 0 | 0 | 0 | 0 | 0 | 0 | 0 | 0 | 0 | 0 | 0 | 0 | 0 | 0 | 0 | 1 | 0 | 0 | 0 | 3068.5012
2025-06-16 | 2936.574 | 0 | 0.2 | 0 | 0 | 0 | 0 | 0 | 0 | 0 | 0 | 0 | 0 | 0 | 0 | 0 | 0 | 0 | 0 | 0 | 0 | 0 | 0 | 0 | 0 | 1 | 0 | 0 | 2673.4271
2025-06-16 | 2621.634 | 0.1 | 0 | 0 | 0 | 0 | 0 | 0 | 0 | 0 | 0 | 0 | 0 | 0 | 0 | 0 | 0 | 0 | 0 | 0 | 0 | 0 | 0 | 0 | 0 | 0 | 1 | 0 | 2435.2028
2025-06-16 | 2463.597 | 0 | 0 | 0 | 0 | 0 | 0 | 0 | 0 | 0 | 0 | 0 | 0 | 0 | 0 | 0 | 0 | 0 | 0 | 0 | 0 | 0 | 0 | 0 | 0 | 0 | 0 | 1 | 2298.3761
2025-06-17 | 2394.544 | 0 | 0.1 | 0 | 1 | 0 | 0 | 0 | 0 | 0 | 0 | 0 | 0 | 0 | 0 | 0 | 0 | 0 | 0 | 0 | 0 | 0 | 0 | 0 | 0 | 0 | 0 | 0 | 2237.8816
2025-06-17 | 2369.843 | 0 | 0.4 | 0 | 0 | 1 | 0 | 0 | 0 | 0 | 0 | 0 | 0 | 0 | 0 | 0 | 0 | 0 | 0 | 0 | 0 | 0 | 0 | 0 | 0 | 0 | 0 | 0 | 2246.1407
2025-06-17 | 2324.724 | 1.2 | 0 | 0 | 0 | 0 | 1 | 0 | 0 | 0 | 0 | 0 | 0 | 0 | 0 | 0 | 0 | 0 | 0 | 0 | 0 | 0 | 0 | 0 | 0 | 0 | 0 | 0 | 2254.1115
2025-06-17 | 2387.245 | 0.4 | 0 | 0 | 0 | 0 | 0 | 1 | 0 | 0 | 0 | 0 | 0 | 0 | 0 | 0 | 0 | 0 | 0 | 0 | 0 | 0 | 0 | 0 | 0 | 0 | 0 | 0 | 2233.1438
2025-06-17 | 2388.057 | 0.8 | 0 | 0 | 0 | 0 | 0 | 0 | 1 | 0 | 0 | 0 | 0 | 0 | 0 | 0 | 0 | 0 | 0 | 0 | 0 | 0 | 0 | 0 | 0 | 0 | 0 | 0 | 2306.2087
2025-06-17 | 2588.752 | 1.7 | 0 | 0 | 0 | 0 | 0 | 0 | 0 | 1 | 0 | 0 | 0 | 0 | 0 | 0 | 0 | 0 | 0 | 0 | 0 | 0 | 0 | 0 | 0 | 0 | 0 | 0 | 2471.384
2025-06-17 | 3180.431 | 0.8 | 0 | 0 | 0 | 0 | 0 | 0 | 0 | 0 | 1 | 0 | 0 | 0 | 0 | 0 | 0 | 0 | 0 | 0 | 0 | 0 | 0 | 0 | 0 | 0 | 0 | 0 | 2753.335
2025-06-17 | 3928.651 | 0.1 | 0 | 0 | 0 | 0 | 0 | 0 | 0 | 0 | 0 | 1 | 0 | 0 | 0 | 0 | 0 | 0 | 0 | 0 | 0 | 0 | 0 | 0 | 0 | 0 | 0 | 0 | 3208.9447
2025-06-17 | 4585.332 | 0 | 1.4 | 0 | 0 | 0 | 0 | 0 | 0 | 0 | 0 | 0 | 1 | 0 | 0 | 0 | 0 | 0 | 0 | 0 | 0 | 0 | 0 | 0 | 0 | 0 | 0 | 0 | 4026.1131
2025-06-17 | 4985.273 | 0 | 2.6 | 0 | 0 | 0 | 0 | 0 | 0 | 0 | 0 | 0 | 0 | 1 | 0 | 0 | 0 | 0 | 0 | 0 | 0 | 0 | 0 | 0 | 0 | 0 | 0 | 0 | 4420.45
2025-06-17 | 5134.143 | 0 | 3.7 | 0 | 0 | 0 | 0 | 0 | 0 | 0 | 0 | 0 | 0 | 0 | 1 | 0 | 0 | 0 | 0 | 0 | 0 | 0 | 0 | 0 | 0 | 0 | 0 | 0 | 4762.2576
2025-06-17 | 5333.496 | 0 | 4.8 | 0 | 0 | 0 | 0 | 0 | 0 | 0 | 0 | 0 | 0 | 0 | 0 | 1 | 0 | 0 | 0 | 0 | 0 | 0 | 0 | 0 | 0 | 0 | 0 | 0 | 4947.4963
2025-06-17 | 5498.344 | 0 | 6.1 | 0 | 0 | 0 | 0 | 0 | 0 | 0 | 0 | 0 | 0 | 0 | 0 | 0 | 1 | 0 | 0 | 0 | 0 | 0 | 0 | 0 | 0 | 0 | 0 | 0 | 5113.6988
2025-06-17 | 5567.693 | 0 | 6.9 | 0 | 0 | 0 | 0 | 0 | 0 | 0 | 0 | 0 | 0 | 0 | 0 | 0 | 0 | 1 | 0 | 0 | 0 | 0 | 0 | 0 | 0 | 0 | 0 | 0 | 5222.0302
2025-06-17 | 5487.373 | 0 | 7.1 | 0 | 0 | 0 | 0 | 0 | 0 | 0 | 0 | 0 | 0 | 0 | 0 | 0 | 0 | 0 | 1 | 0 | 0 | 0 | 0 | 0 | 0 | 0 | 0 | 0 | 5198.2355
2025-06-17 | 5408.266 | 0 | 6.5 | 0 | 0 | 0 | 0 | 0 | 0 | 0 | 0 | 0 | 0 | 0 | 0 | 0 | 0 | 0 | 0 | 1 | 0 | 0 | 0 | 0 | 0 | 0 | 0 | 0 | 4980.2862
2025-06-17 | 4887.549 | 0 | 6.4 | 0 | 0 | 0 | 0 | 0 | 0 | 0 | 0 | 0 | 0 | 0 | 0 | 0 | 0 | 0 | 0 | 0 | 1 | 0 | 0 | 0 | 0 | 0 | 0 | 0 | 4671.7136
2025-06-17 | 4471.531 | 0 | 6.4 | 0 | 0 | 0 | 0 | 0 | 0 | 0 | 0 | 0 | 0 | 0 | 0 | 0 | 0 | 0 | 0 | 0 | 0 | 1 | 0 | 0 | 0 | 0 | 0 | 0 | 4370.9253
2025-06-17 | 4057.473 | 0 | 5.3 | 0 | 0 | 0 | 0 | 0 | 0 | 0 | 0 | 0 | 0 | 0 | 0 | 0 | 0 | 0 | 0 | 0 | 0 | 0 | 1 | 0 | 0 | 0 | 0 | 0 | 4022.1288
2025-06-17 | 3798.278 | 0 | 4.1 | 0 | 0 | 0 | 0 | 0 | 0 | 0 | 0 | 0 | 0 | 0 | 0 | 0 | 0 | 0 | 0 | 0 | 0 | 0 | 0 | 1 | 0 | 0 | 0 | 0 | 3690.8298
2025-06-17 | 3519.471 | 0 | 2.9 | 0 | 0 | 0 | 0 | 0 | 0 | 0 | 0 | 0 | 0 | 0 | 0 | 0 | 0 | 0 | 0 | 0 | 0 | 0 | 0 | 0 | 1 | 0 | 0 | 0 | 3330.8784
2025-06-17 | 3075.813 | 0 | 2.1 | 0 | 0 | 0 | 0 | 0 | 0 | 0 | 0 | 0 | 0 | 0 | 0 | 0 | 0 | 0 | 0 | 0 | 0 | 0 | 0 | 0 | 0 | 1 | 0 | 0 | 2950.3808
2025-06-17 | 2816.545 | 0 | 2.2 | 0 | 0 | 0 | 0 | 0 | 0 | 0 | 0 | 0 | 0 | 0 | 0 | 0 | 0 | 0 | 0 | 0 | 0 | 0 | 0 | 0 | 0 | 0 | 1 | 0 | 2749.2977
2025-06-17 | 2614.769 | 0 | 3.6 | 0 | 0 | 0 | 0 | 0 | 0 | 0 | 0 | 0 | 0 | 0 | 0 | 0 | 0 | 0 | 0 | 0 | 0 | 0 | 0 | 0 | 0 | 0 | 0 | 1 | 2823.1304
2025-06-18 | 2529.786 | 0 | 3.9 | 0 | 1 | 0 | 0 | 0 | 0 | 0 | 0 | 0 | 0 | 0 | 0 | 0 | 0 | 0 | 0 | 0 | 0 | 0 | 0 | 0 | 0 | 0 | 0 | 0 | 2791.7889
2025-06-18 | 2471.812 | 0 | 3.3 | 0 | 0 | 1 | 0 | 0 | 0 | 0 | 0 | 0 | 0 | 0 | 0 | 0 | 0 | 0 | 0 | 0 | 0 | 0 | 0 | 0 | 0 | 0 | 0 | 0 | 2668.8595
2025-06-18 | 2468.762 | 0 | 3.1 | 0 | 0 | 0 | 1 | 0 | 0 | 0 | 0 | 0 | 0 | 0 | 0 | 0 | 0 | 0 | 0 | 0 | 0 | 0 | 0 | 0 | 0 | 0 | 0 | 0 | 2626.9239
2025-06-18 | 2497.369 | 0 | 2.7 | 0 | 0 | 0 | 0 | 1 | 0 | 0 | 0 | 0 | 0 | 0 | 0 | 0 | 0 | 0 | 0 | 0 | 0 | 0 | 0 | 0 | 0 | 0 | 0 | 0 | 2600.3564
2025-06-18 | 2588.105 | 0 | 2.6 | 0 | 0 | 0 | 0 | 0 | 1 | 0 | 0 | 0 | 0 | 0 | 0 | 0 | 0 | 0 | 0 | 0 | 0 | 0 | 0 | 0 | 0 | 0 | 0 | 0 | 2632.4916
2025-06-18 | 2707.479 | 0 | 3.8 | 0 | 0 | 0 | 0 | 0 | 0 | 1 | 0 | 0 | 0 | 0 | 0 | 0 | 0 | 0 | 0 | 0 | 0 | 0 | 0 | 0 | 0 | 0 | 0 | 0 | 2913.2905
2025-06-18 | 3331.775 | 0 | 4.4 | 0 | 0 | 0 | 0 | 0 | 0 | 0 | 1 | 0 | 0 | 0 | 0 | 0 | 0 | 0 | 0 | 0 | 0 | 0 | 0 | 0 | 0 | 0 | 0 | 0 | 3341.9951
2025-06-18 | 4113.525 | 0 | 6.1 | 0 | 0 | 0 | 0 | 0 | 0 | 0 | 0 | 1 | 0 | 0 | 0 | 0 | 0 | 0 | 0 | 0 | 0 | 0 | 0 | 0 | 0 | 0 | 0 | 0 | 4091.5235
2025-06-18 | 4881.677 | 0 | 6.5 | 0 | 0 | 0 | 0 | 0 | 0 | 0 | 0 | 0 | 1 | 0 | 0 | 0 | 0 | 0 | 0 | 0 | 0 | 0 | 0 | 0 | 0 | 0 | 0 | 0 | 4769.515
2025-06-18 | 5407.653 | 0 | 8.2 | 0 | 0 | 0 | 0 | 0 | 0 | 0 | 0 | 0 | 0 | 1 | 0 | 0 | 0 | 0 | 0 | 0 | 0 | 0 | 0 | 0 | 0 | 0 | 0 | 0 | 5236.7345
2025-06-18 | 5667.627 | 0 | 8.8 | 0 | 0 | 0 | 0 | 0 | 0 | 0 | 0 | 0 | 0 | 0 | 1 | 0 | 0 | 0 | 0 | 0 | 0 | 0 | 0 | 0 | 0 | 0 | 0 | 0 | 5505.6595
2025-06-18 | 5797.929 | 0 | 8.8 | 0 | 0 | 0 | 0 | 0 | 0 | 0 | 0 | 0 | 0 | 0 | 0 | 1 | 0 | 0 | 0 | 0 | 0 | 0 | 0 | 0 | 0 | 0 | 0 | 0 | 5530.5567
2025-06-18 | 5849.628 | 0 | 6.7 | 0 | 0 | 0 | 0 | 0 | 0 | 0 | 0 | 0 | 0 | 0 | 0 | 0 | 1 | 0 | 0 | 0 | 0 | 0 | 0 | 0 | 0 | 0 | 0 | 0 | 5201.1579
2025-06-18 | 6046.544 | 0 | 7.9 | 0 | 0 | 0 | 0 | 0 | 0 | 0 | 0 | 0 | 0 | 0 | 0 | 0 | 0 | 1 | 0 | 0 | 0 | 0 | 0 | 0 | 0 | 0 | 0 | 0 | 5367.7953
2025-06-18 | 5985.769 | 0 | 6.4 | 0 | 0 | 0 | 0 | 0 | 0 | 0 | 0 | 0 | 0 | 0 | 0 | 0 | 0 | 0 | 1 | 0 | 0 | 0 | 0 | 0 | 0 | 0 | 0 | 0 | 5096.1999
2025-06-18 | 5528.338 | 0 | 2.8 | 0 | 0 | 0 | 0 | 0 | 0 | 0 | 0 | 0 | 0 | 0 | 0 | 0 | 0 | 0 | 0 | 1 | 0 | 0 | 0 | 0 | 0 | 0 | 0 | 0 | 4440.9553
2025-06-18 | 4889.915 | 0 | 4.4 | 0 | 0 | 0 | 0 | 0 | 0 | 0 | 0 | 0 | 0 | 0 | 0 | 0 | 0 | 0 | 0 | 0 | 1 | 0 | 0 | 0 | 0 | 0 | 0 | 0 | 4380.1834
2025-06-18 | 4399.424 | 0 | 5.2 | 0 | 0 | 0 | 0 | 0 | 0 | 0 | 0 | 0 | 0 | 0 | 0 | 0 | 0 | 0 | 0 | 0 | 0 | 1 | 0 | 0 | 0 | 0 | 0 | 0 | 4196.0072
2025-06-18 | 4013.859 | 0 | 5.3 | 0 | 0 | 0 | 0 | 0 | 0 | 0 | 0 | 0 | 0 | 0 | 0 | 0 | 0 | 0 | 0 | 0 | 0 | 0 | 1 | 0 | 0 | 0 | 0 | 0 | 4022.1288
2025-06-18 | 3857.956 | 0 | 5.1 | 0 | 0 | 0 | 0 | 0 | 0 | 0 | 0 | 0 | 0 | 0 | 0 | 0 | 0 | 0 | 0 | 0 | 0 | 0 | 0 | 1 | 0 | 0 | 0 | 0 | 3836.5949
2025-06-18 | 3663.554 | 0 | 4.2 | 0 | 0 | 0 | 0 | 0 | 0 | 0 | 0 | 0 | 0 | 0 | 0 | 0 | 0 | 0 | 0 | 0 | 0 | 0 | 0 | 0 | 1 | 0 | 0 | 0 | 3520.373
2025-06-18 | 3193.909 | 0 | 3.6 | 0 | 0 | 0 | 0 | 0 | 0 | 0 | 0 | 0 | 0 | 0 | 0 | 0 | 0 | 0 | 0 | 0 | 0 | 0 | 0 | 0 | 0 | 1 | 0 | 0 | 3169.0285
2025-06-18 | 2867.281 | 0 | 3.1 | 0 | 0 | 0 | 0 | 0 | 0 | 0 | 0 | 0 | 0 | 0 | 0 | 0 | 0 | 0 | 0 | 0 | 0 | 0 | 0 | 0 | 0 | 0 | 1 | 0 | 2880.4863
2025-06-18 | 2698.791 | 0 | 2.9 | 0 | 0 | 0 | 0 | 0 | 0 | 0 | 0 | 0 | 0 | 0 | 0 | 0 | 0 | 0 | 0 | 0 | 0 | 0 | 0 | 0 | 0 | 0 | 0 | 1 | 2721.0949
2025-06-19 | 2669.338 | 0 | 1.9 | 0 | 1 | 0 | 0 | 0 | 0 | 0 | 0 | 0 | 0 | 0 | 0 | 0 | 0 | 0 | 0 | 0 | 0 | 0 | 0 | 0 | 0 | 0 | 0 | 0 | 2500.2587
2025-06-19 | 2638.254 | 0 | 1.7 | 0 | 0 | 1 | 0 | 0 | 0 | 0 | 0 | 0 | 0 | 0 | 0 | 0 | 0 | 0 | 0 | 0 | 0 | 0 | 0 | 0 | 0 | 0 | 0 | 0 | 2435.6353
2025-06-19 | 2553.93 | 0 | 1.2 | 0 | 0 | 0 | 1 | 0 | 0 | 0 | 0 | 0 | 0 | 0 | 0 | 0 | 0 | 0 | 0 | 0 | 0 | 0 | 0 | 0 | 0 | 0 | 0 | 0 | 2349.9702
2025-06-19 | 2586.501 | 0 | 1.6 | 0 | 0 | 0 | 0 | 1 | 0 | 0 | 0 | 0 | 0 | 0 | 0 | 0 | 0 | 0 | 0 | 0 | 0 | 0 | 0 | 0 | 0 | 0 | 0 | 0 | 2440.0148
2025-06-19 | 2639.905 | 0 | 1.2 | 0 | 0 | 0 | 0 | 0 | 1 | 0 | 0 | 0 | 0 | 0 | 0 | 0 | 0 | 0 | 0 | 0 | 0 | 0 | 0 | 0 | 0 | 0 | 0 | 0 | 2428.4205
2025-06-19 | 2819.879 | 0 | 1.7 | 0 | 0 | 0 | 0 | 0 | 0 | 1 | 0 | 0 | 0 | 0 | 0 | 0 | 0 | 0 | 0 | 0 | 0 | 0 | 0 | 0 | 0 | 0 | 0 | 0 | 2607.1838
2025-06-19 | 3448.086 | 0 | 1.6 | 0 | 0 | 0 | 0 | 0 | 0 | 0 | 1 | 0 | 0 | 0 | 0 | 0 | 0 | 0 | 0 | 0 | 0 | 0 | 0 | 0 | 0 | 0 | 0 | 0 | 2933.8528
2025-06-19 | 4261.517 | 0 | 2 | 0 | 0 | 0 | 0 | 0 | 0 | 0 | 0 | 1 | 0 | 0 | 0 | 0 | 0 | 0 | 0 | 0 | 0 | 0 | 0 | 0 | 0 | 0 | 0 | 0 | 3493.8866
2025-06-19 | 4863.803 | 0 | 2.3 | 0 | 0 | 0 | 0 | 0 | 0 | 0 | 0 | 0 | 1 | 0 | 0 | 0 | 0 | 0 | 0 | 0 | 0 | 0 | 0 | 0 | 0 | 0 | 0 | 0 | 4157.3016
2025-06-19 | 5210.126 | 0 | 3.2 | 0 | 0 | 0 | 0 | 0 | 0 | 0 | 0 | 0 | 0 | 1 | 0 | 0 | 0 | 0 | 0 | 0 | 0 | 0 | 0 | 0 | 0 | 0 | 0 | 0 | 4507.909
2025-06-19 | 5350.33 | 0 | 4.6 | 0 | 0 | 0 | 0 | 0 | 0 | 0 | 0 | 0 | 0 | 0 | 1 | 0 | 0 | 0 | 0 | 0 | 0 | 0 | 0 | 0 | 0 | 0 | 0 | 0 | 4893.4461
2025-06-19 | 5384.213 | 0 | 5 | 0 | 0 | 0 | 0 | 0 | 0 | 0 | 0 | 0 | 0 | 0 | 0 | 1 | 0 | 0 | 0 | 0 | 0 | 0 | 0 | 0 | 0 | 0 | 0 | 0 | 4976.6493
2025-06-19 | 5514.46 | 0 | 6.2 | 0 | 0 | 0 | 0 | 0 | 0 | 0 | 0 | 0 | 0 | 0 | 0 | 0 | 1 | 0 | 0 | 0 | 0 | 0 | 0 | 0 | 0 | 0 | 0 | 0 | 5128.2753
2025-06-19 | 5691.63 | 0 | 6.4 | 0 | 0 | 0 | 0 | 0 | 0 | 0 | 0 | 0 | 0 | 0 | 0 | 0 | 0 | 1 | 0 | 0 | 0 | 0 | 0 | 0 | 0 | 0 | 0 | 0 | 5149.1476
2025-06-19 | 5443.155 | 0 | 2.7 | 0 | 0 | 0 | 0 | 0 | 0 | 0 | 0 | 0 | 0 | 0 | 0 | 0 | 0 | 0 | 1 | 0 | 0 | 0 | 0 | 0 | 0 | 0 | 0 | 0 | 4556.8691
2025-06-19 | 5224.179 | 0 | 2.9 | 0 | 0 | 0 | 0 | 0 | 0 | 0 | 0 | 0 | 0 | 0 | 0 | 0 | 0 | 0 | 0 | 1 | 0 | 0 | 0 | 0 | 0 | 0 | 0 | 0 | 4455.5318
2025-06-19 | 4489.791 | 0 | 2.9 | 0 | 0 | 0 | 0 | 0 | 0 | 0 | 0 | 0 | 0 | 0 | 0 | 0 | 0 | 0 | 0 | 0 | 1 | 0 | 0 | 0 | 0 | 0 | 0 | 0 | 4161.5358
2025-06-19 | 4074.967 | 0 | 1.4 | 0 | 0 | 0 | 0 | 0 | 0 | 0 | 0 | 0 | 0 | 0 | 0 | 0 | 0 | 0 | 0 | 0 | 0 | 1 | 0 | 0 | 0 | 0 | 0 | 0 | 3642.0998
2025-06-19 | 3747.194 | 0 | 1.3 | 0 | 0 | 0 | 0 | 0 | 0 | 0 | 0 | 0 | 0 | 0 | 0 | 0 | 0 | 0 | 0 | 0 | 0 | 0 | 1 | 0 | 0 | 0 | 0 | 0 | 3439.0685
2025-06-19 | 3458.099 | 0 | 1.4 | 0 | 0 | 0 | 0 | 0 | 0 | 0 | 0 | 0 | 0 | 0 | 0 | 0 | 0 | 0 | 0 | 0 | 0 | 0 | 0 | 1 | 0 | 0 | 0 | 0 | 3297.264
2025-06-19 | 3183.403 | 0 | 0.8 | 0 | 0 | 0 | 0 | 0 | 0 | 0 | 0 | 0 | 0 | 0 | 0 | 0 | 0 | 0 | 0 | 0 | 0 | 0 | 0 | 0 | 1 | 0 | 0 | 0 | 3024.7717
2025-06-19 | 2879.767 | 0 | 0.2 | 0 | 0 | 0 | 0 | 0 | 0 | 0 | 0 | 0 | 0 | 0 | 0 | 0 | 0 | 0 | 0 | 0 | 0 | 0 | 0 | 0 | 0 | 1 | 0 | 0 | 2673.4271
2025-06-19 | 2662.749 | 0.2 | 0 | 0 | 0 | 0 | 0 | 0 | 0 | 0 | 0 | 0 | 0 | 0 | 0 | 0 | 0 | 0 | 0 | 0 | 0 | 0 | 0 | 0 | 0 | 0 | 1 | 0 | 2441.7911
2025-06-19 | 2487.807 | 0.2 | 0 | 0 | 0 | 0 | 0 | 0 | 0 | 0 | 0 | 0 | 0 | 0 | 0 | 0 | 0 | 0 | 0 | 0 | 0 | 0 | 0 | 0 | 0 | 0 | 0 | 1 | 2311.5527
2025-06-20 | 2423.896 | 1.5 | 0 | 0 | 1 | 0 | 0 | 0 | 0 | 0 | 0 | 0 | 0 | 0 | 0 | 0 | 0 | 0 | 0 | 0 | 0 | 0 | 0 | 0 | 0 | 0 | 0 | 0 | 2322.1293
2025-06-20 | 2398.474 | 2.4 | 0 | 0 | 0 | 1 | 0 | 0 | 0 | 0 | 0 | 0 | 0 | 0 | 0 | 0 | 0 | 0 | 0 | 0 | 0 | 0 | 0 | 0 | 0 | 0 | 0 | 0 | 2345.9535
2025-06-20 | 2372.194 | 2.9 | 0 | 0 | 0 | 0 | 1 | 0 | 0 | 0 | 0 | 0 | 0 | 0 | 0 | 0 | 0 | 0 | 0 | 0 | 0 | 0 | 0 | 0 | 0 | 0 | 0 | 0 | 2366.1124
2025-06-20 | 2404.254 | 2.8 | 0 | 0 | 0 | 0 | 0 | 1 | 0 | 0 | 0 | 0 | 0 | 0 | 0 | 0 | 0 | 0 | 0 | 0 | 0 | 0 | 0 | 0 | 0 | 0 | 0 | 0 | 2391.2626
2025-06-20 | 2446.686 | 3.4 | 0 | 0 | 0 | 0 | 0 | 0 | 1 | 0 | 0 | 0 | 0 | 0 | 0 | 0 | 0 | 0 | 0 | 0 | 0 | 0 | 0 | 0 | 0 | 0 | 0 | 0 | 2477.5041
2025-06-20 | 2590.956 | 3.1 | 0 | 0 | 0 | 0 | 0 | 0 | 0 | 1 | 0 | 0 | 0 | 0 | 0 | 0 | 0 | 0 | 0 | 0 | 0 | 0 | 0 | 0 | 0 | 0 | 0 | 0 | 2563.62
2025-06-20 | 3219.884 | 2.2 | 0 | 0 | 0 | 0 | 0 | 0 | 0 | 0 | 1 | 0 | 0 | 0 | 0 | 0 | 0 | 0 | 0 | 0 | 0 | 0 | 0 | 0 | 0 | 0 | 0 | 0 | 2845.571
2025-06-20 | 3953.079 | 0.4 | 0 | 0 | 0 | 0 | 0 | 0 | 0 | 0 | 0 | 1 | 0 | 0 | 0 | 0 | 0 | 0 | 0 | 0 | 0 | 0 | 0 | 0 | 0 | 0 | 0 | 0 | 3228.7096
2025-06-20 | 4506.831 | 0 | 1.6 | 0 | 0 | 0 | 0 | 0 | 0 | 0 | 0 | 0 | 1 | 0 | 0 | 0 | 0 | 0 | 0 | 0 | 0 | 0 | 0 | 0 | 0 | 0 | 0 | 0 | 4055.2661
2025-06-20 | 4899.044 | 0 | 2.5 | 0 | 0 | 0 | 0 | 0 | 0 | 0 | 0 | 0 | 0 | 1 | 0 | 0 | 0 | 0 | 0 | 0 | 0 | 0 | 0 | 0 | 0 | 0 | 0 | 0 | 4405.8735
2025-06-20 | 5152.002 | 0 | 4.9 | 0 | 0 | 0 | 0 | 0 | 0 | 0 | 0 | 0 | 0 | 0 | 1 | 0 | 0 | 0 | 0 | 0 | 0 | 0 | 0 | 0 | 0 | 0 | 0 | 0 | 4937.1757
2025-06-20 | 5034.644 | 0 | 5.9 | 0 | 0 | 0 | 0 | 0 | 0 | 0 | 0 | 0 | 0 | 0 | 0 | 1 | 0 | 0 | 0 | 0 | 0 | 0 | 0 | 0 | 0 | 0 | 0 | 0 | 5107.8379
2025-06-20 | 5068.274 | 0 | 7.4 | 0 | 0 | 0 | 0 | 0 | 0 | 0 | 0 | 0 | 0 | 0 | 0 | 0 | 1 | 0 | 0 | 0 | 0 | 0 | 0 | 0 | 0 | 0 | 0 | 0 | 5303.1934
2025-06-20 | 5125.876 | 0 | 8.2 | 0 | 0 | 0 | 0 | 0 | 0 | 0 | 0 | 0 | 0 | 0 | 0 | 0 | 0 | 1 | 0 | 0 | 0 | 0 | 0 | 0 | 0 | 0 | 0 | 0 | 5411.5248
2025-06-20 | 5057.921 | 0 | 8.2 | 0 | 0 | 0 | 0 | 0 | 0 | 0 | 0 | 0 | 0 | 0 | 0 | 0 | 0 | 0 | 1 | 0 | 0 | 0 | 0 | 0 | 0 | 0 | 0 | 0 | 5358.5771
2025-06-20 | 4871.666 | 0 | 7.6 | 0 | 0 | 0 | 0 | 0 | 0 | 0 | 0 | 0 | 0 | 0 | 0 | 0 | 0 | 0 | 0 | 1 | 0 | 0 | 0 | 0 | 0 | 0 | 0 | 0 | 5140.6278
2025-06-20 | 4492.081 | 0 | 7.2 | 0 | 0 | 0 | 0 | 0 | 0 | 0 | 0 | 0 | 0 | 0 | 0 | 0 | 0 | 0 | 0 | 0 | 1 | 0 | 0 | 0 | 0 | 0 | 0 | 0 | 4788.3257
2025-06-20 | 4246.606 | 0 | 7.1 | 0 | 0 | 0 | 0 | 0 | 0 | 0 | 0 | 0 | 0 | 0 | 0 | 0 | 0 | 0 | 0 | 0 | 0 | 1 | 0 | 0 | 0 | 0 | 0 | 0 | 4472.9609
2025-06-20 | 3999.458 | 0 | 6.6 | 0 | 0 | 0 | 0 | 0 | 0 | 0 | 0 | 0 | 0 | 0 | 0 | 0 | 0 | 0 | 0 | 0 | 0 | 0 | 1 | 0 | 0 | 0 | 0 | 0 | 4211.6235
2025-06-20 | 3532.19 | 0 | 4.9 | 0 | 0 | 0 | 0 | 0 | 0 | 0 | 0 | 0 | 0 | 0 | 0 | 0 | 0 | 0 | 0 | 0 | 0 | 0 | 0 | 1 | 0 | 0 | 0 | 0 | 3807.4419
2025-06-20 | 3253.256 | 0 | 3.9 | 0 | 0 | 0 | 0 | 0 | 0 | 0 | 0 | 0 | 0 | 0 | 0 | 0 | 0 | 0 | 0 | 0 | 0 | 0 | 0 | 0 | 1 | 0 | 0 | 0 | 3476.6435
2025-06-20 | 2888.482 | 0 | 3.6 | 0 | 0 | 0 | 0 | 0 | 0 | 0 | 0 | 0 | 0 | 0 | 0 | 0 | 0 | 0 | 0 | 0 | 0 | 0 | 0 | 0 | 0 | 1 | 0 | 0 | 3169.0285
2025-06-20 | 2730.778 | 0 | 2.9 | 0 | 0 | 0 | 0 | 0 | 0 | 0 | 0 | 0 | 0 | 0 | 0 | 0 | 0 | 0 | 0 | 0 | 0 | 0 | 0 | 0 | 0 | 0 | 1 | 0 | 2851.3333
2025-06-20 | 2479.174 | 0 | 2.8 | 0 | 0 | 0 | 0 | 0 | 0 | 0 | 0 | 0 | 0 | 0 | 0 | 0 | 0 | 0 | 0 | 0 | 0 | 0 | 0 | 0 | 0 | 0 | 0 | 1 | 2706.5183
2025-06-21 | 2390.942 | 0 | 1.6 | 1 | 1 | 0 | 0 | 0 | 0 | 0 | 0 | 0 | 0 | 0 | 0 | 0 | 0 | 0 | 0 | 0 | 0 | 0 | 0 | 0 | 0 | 0 | 0 | 0 | 1883.9984
2025-06-21 | 2355.918 | 0 | 2.9 | 1 | 0 | 1 | 0 | 0 | 0 | 0 | 0 | 0 | 0 | 0 | 0 | 0 | 0 | 0 | 0 | 0 | 0 | 0 | 0 | 0 | 0 | 0 | 0 | 0 | 2038.0226
2025-06-21 | 2336.862 | 0 | 2.6 | 1 | 0 | 0 | 1 | 0 | 0 | 0 | 0 | 0 | 0 | 0 | 0 | 0 | 0 | 0 | 0 | 0 | 0 | 0 | 0 | 0 | 0 | 0 | 0 | 0 | 1981.5105
2025-06-21 | 2341.28 | 0 | 2.2 | 1 | 0 | 0 | 0 | 1 | 0 | 0 | 0 | 0 | 0 | 0 | 0 | 0 | 0 | 0 | 0 | 0 | 0 | 0 | 0 | 0 | 0 | 0 | 0 | 0 | 1954.943
2025-06-21 | 2314.393 | 0 | 0.7 | 1 | 0 | 0 | 0 | 0 | 1 | 0 | 0 | 0 | 0 | 0 | 0 | 0 | 0 | 0 | 0 | 0 | 0 | 0 | 0 | 0 | 0 | 0 | 0 | 0 | 1783.0071
2025-06-21 | 2380.715 | 0 | 0.2 | 1 | 0 | 0 | 0 | 0 | 0 | 1 | 0 | 0 | 0 | 0 | 0 | 0 | 0 | 0 | 0 | 0 | 0 | 0 | 0 | 0 | 0 | 0 | 0 | 0 | 1816.0053
2025-06-21 | 2614.794 | 0 | 0.8 | 1 | 0 | 0 | 0 | 0 | 0 | 0 | 1 | 0 | 0 | 0 | 0 | 0 | 0 | 0 | 0 | 0 | 0 | 0 | 0 | 0 | 0 | 0 | 0 | 0 | 2244.7099
2025-06-21 | 3062.117 | 0 | 1.6 | 1 | 0 | 0 | 0 | 0 | 0 | 0 | 0 | 1 | 0 | 0 | 0 | 0 | 0 | 0 | 0 | 0 | 0 | 0 | 0 | 0 | 0 | 0 | 0 | 0 | 2863.0497
2025-06-21 | 3648.734 | 0 | 2.6 | 1 | 0 | 0 | 0 | 0 | 0 | 0 | 0 | 0 | 1 | 0 | 0 | 0 | 0 | 0 | 0 | 0 | 0 | 0 | 0 | 0 | 0 | 0 | 0 | 0 | 3628.5003
2025-06-21 | 4180.094 | 0 | 3.9 | 1 | 0 | 0 | 0 | 0 | 0 | 0 | 0 | 0 | 0 | 1 | 0 | 0 | 0 | 0 | 0 | 0 | 0 | 0 | 0 | 0 | 0 | 0 | 0 | 0 | 4037.4138
2025-06-21 | 4447.571 | 0 | 4.9 | 1 | 0 | 0 | 0 | 0 | 0 | 0 | 0 | 0 | 0 | 0 | 1 | 0 | 0 | 0 | 0 | 0 | 0 | 0 | 0 | 0 | 0 | 0 | 0 | 0 | 4364.6448
2025-06-21 | 4500.404 | 0 | 5.2 | 1 | 0 | 0 | 0 | 0 | 0 | 0 | 0 | 0 | 0 | 0 | 0 | 1 | 0 | 0 | 0 | 0 | 0 | 0 | 0 | 0 | 0 | 0 | 0 | 0 | 4433.2715
2025-06-21 | 4452.322 | 0 | 6.1 | 1 | 0 | 0 | 0 | 0 | 0 | 0 | 0 | 0 | 0 | 0 | 0 | 0 | 1 | 0 | 0 | 0 | 0 | 0 | 0 | 0 | 0 | 0 | 0 | 0 | 4541.168
2025-06-21 | 4445.604 | 0 | 6 | 1 | 0 | 0 | 0 | 0 | 0 | 0 | 0 | 0 | 0 | 0 | 0 | 0 | 0 | 1 | 0 | 0 | 0 | 0 | 0 | 0 | 0 | 0 | 0 | 0 | 4518.3107
2025-06-21 | 4219.04 | 0 | 2.9 | 1 | 0 | 0 | 0 | 0 | 0 | 0 | 0 | 0 | 0 | 0 | 0 | 0 | 0 | 0 | 1 | 0 | 0 | 0 | 0 | 0 | 0 | 0 | 0 | 0 | 4013.4912
2025-06-21 | 4015.638 | 0 | 5.3 | 1 | 0 | 0 | 0 | 0 | 0 | 0 | 0 | 0 | 0 | 0 | 0 | 0 | 0 | 0 | 0 | 1 | 0 | 0 | 0 | 0 | 0 | 0 | 0 | 0 | 4232.8372
2025-06-21 | 3772.953 | 0 | 7.1 | 1 | 0 | 0 | 0 | 0 | 0 | 0 | 0 | 0 | 0 | 0 | 0 | 0 | 0 | 0 | 0 | 0 | 1 | 0 | 0 | 0 | 0 | 0 | 0 | 0 | 4201.2183
2025-06-21 | 3635.73 | 0 | 6.6 | 1 | 0 | 0 | 0 | 0 | 0 | 0 | 0 | 0 | 0 | 0 | 0 | 0 | 0 | 0 | 0 | 0 | 0 | 1 | 0 | 0 | 0 | 0 | 0 | 0 | 3827.5475
2025-06-21 | 3534.01 | 0 | 7.8 | 1 | 0 | 0 | 0 | 0 | 0 | 0 | 0 | 0 | 0 | 0 | 0 | 0 | 0 | 0 | 0 | 0 | 0 | 0 | 1 | 0 | 0 | 0 | 0 | 0 | 3814.0107
2025-06-21 | 3634.469 | 0 | 10 | 1 | 0 | 0 | 0 | 0 | 0 | 0 | 0 | 0 | 0 | 0 | 0 | 0 | 0 | 0 | 0 | 0 | 0 | 0 | 0 | 1 | 0 | 0 | 0 | 0 | 3978.313
2025-06-21 | 3313.423 | 0 | 9.8 | 1 | 0 | 0 | 0 | 0 | 0 | 0 | 0 | 0 | 0 | 0 | 0 | 0 | 0 | 0 | 0 | 0 | 0 | 0 | 0 | 0 | 1 | 0 | 0 | 0 | 3764.1267
2025-06-21 | 2969.509 | 0 | 9.4 | 1 | 0 | 0 | 0 | 0 | 0 | 0 | 0 | 0 | 0 | 0 | 0 | 0 | 0 | 0 | 0 | 0 | 0 | 0 | 0 | 0 | 0 | 1 | 0 | 0 | 3441.9351
2025-06-21 | 2810.698 | 0 | 8.8 | 1 | 0 | 0 | 0 | 0 | 0 | 0 | 0 | 0 | 0 | 0 | 0 | 0 | 0 | 0 | 0 | 0 | 0 | 0 | 0 | 0 | 0 | 0 | 1 | 0 | 3138.8165
2025-06-21 | 2622.135 | 0 | 8.7 | 1 | 0 | 0 | 0 | 0 | 0 | 0 | 0 | 0 | 0 | 0 | 0 | 0 | 0 | 0 | 0 | 0 | 0 | 0 | 0 | 0 | 0 | 0 | 0 | 1 | 2994.0015
2025-06-22 | 2554.094 | 0 | 8.6 | 1 | 1 | 0 | 0 | 0 | 0 | 0 | 0 | 0 | 0 | 0 | 0 | 0 | 0 | 0 | 0 | 0 | 0 | 0 | 0 | 0 | 0 | 0 | 0 | 0 | 2904.354
2025-06-22 | 2531.464 | 0 | 8.9 | 1 | 0 | 1 | 0 | 0 | 0 | 0 | 0 | 0 | 0 | 0 | 0 | 0 | 0 | 0 | 0 | 0 | 0 | 0 | 0 | 0 | 0 | 0 | 0 | 0 | 2912.6132
2025-06-22 | 2506.085 | 0 | 8.9 | 1 | 0 | 0 | 1 | 0 | 0 | 0 | 0 | 0 | 0 | 0 | 0 | 0 | 0 | 0 | 0 | 0 | 0 | 0 | 0 | 0 | 0 | 0 | 0 | 0 | 2899.8306
2025-06-22 | 2531.805 | 0 | 8.5 | 1 | 0 | 0 | 0 | 1 | 0 | 0 | 0 | 0 | 0 | 0 | 0 | 0 | 0 | 0 | 0 | 0 | 0 | 0 | 0 | 0 | 0 | 0 | 0 | 0 | 2873.2631
2025-06-22 | 2497.436 | 0 | 7.6 | 1 | 0 | 0 | 0 | 0 | 1 | 0 | 0 | 0 | 0 | 0 | 0 | 0 | 0 | 0 | 0 | 0 | 0 | 0 | 0 | 0 | 0 | 0 | 0 | 0 | 2788.7863
2025-06-22 | 2524.899 | 0 | 6.9 | 1 | 0 | 0 | 0 | 0 | 0 | 1 | 0 | 0 | 0 | 0 | 0 | 0 | 0 | 0 | 0 | 0 | 0 | 0 | 0 | 0 | 0 | 0 | 0 | 0 | 2792.6314
2025-06-22 | 2790.829 | 0 | 7.3 | 1 | 0 | 0 | 0 | 0 | 0 | 0 | 1 | 0 | 0 | 0 | 0 | 0 | 0 | 0 | 0 | 0 | 0 | 0 | 0 | 0 | 0 | 0 | 0 | 0 | 3192.183
2025-06-22 | 3056.091 | 0 | 8.6 | 1 | 0 | 0 | 0 | 0 | 0 | 0 | 0 | 1 | 0 | 0 | 0 | 0 | 0 | 0 | 0 | 0 | 0 | 0 | 0 | 0 | 0 | 0 | 0 | 0 | 3883.4054
2025-06-22 | 3465.936 | 0 | 10.1 | 1 | 0 | 0 | 0 | 0 | 0 | 0 | 0 | 0 | 1 | 0 | 0 | 0 | 0 | 0 | 0 | 0 | 0 | 0 | 0 | 0 | 0 | 0 | 0 | 0 | 4721.7385
2025-06-22 | 3963.144 | 0 | 11.8 | 1 | 0 | 0 | 0 | 0 | 0 | 0 | 0 | 0 | 0 | 1 | 0 | 0 | 0 | 0 | 0 | 0 | 0 | 0 | 0 | 0 | 0 | 0 | 0 | 0 | 5188.958
2025-06-22 | 4583.919 | 0 | 13.6 | 1 | 0 | 0 | 0 | 0 | 0 | 0 | 0 | 0 | 0 | 0 | 1 | 0 | 0 | 0 | 0 | 0 | 0 | 0 | 0 | 0 | 0 | 0 | 0 | 0 | 5632.8011
2025-06-22 | 4729.801 | 0 | 14.1 | 1 | 0 | 0 | 0 | 0 | 0 | 0 | 0 | 0 | 0 | 0 | 0 | 1 | 0 | 0 | 0 | 0 | 0 | 0 | 0 | 0 | 0 | 0 | 0 | 0 | 5730.5808
2025-06-22 | 4655.037 | 0 | 14.6 | 1 | 0 | 0 | 0 | 0 | 0 | 0 | 0 | 0 | 0 | 0 | 0 | 0 | 1 | 0 | 0 | 0 | 0 | 0 | 0 | 0 | 0 | 0 | 0 | 0 | 5780.1713
2025-06-22 | 4526.893 | 0 | 14.7 | 1 | 0 | 0 | 0 | 0 | 0 | 0 | 0 | 0 | 0 | 0 | 0 | 0 | 0 | 1 | 0 | 0 | 0 | 0 | 0 | 0 | 0 | 0 | 0 | 0 | 5786.4671
2025-06-22 | 4393.168 | 0 | 15.6 | 1 | 0 | 0 | 0 | 0 | 0 | 0 | 0 | 0 | 0 | 0 | 0 | 0 | 0 | 0 | 1 | 0 | 0 | 0 | 0 | 0 | 0 | 0 | 0 | 0 | 5864.7079
2025-06-22 | 4470.245 | 0 | 16.2 | 1 | 0 | 0 | 0 | 0 | 0 | 0 | 0 | 0 | 0 | 0 | 0 | 0 | 0 | 0 | 0 | 1 | 0 | 0 | 0 | 0 | 0 | 0 | 0 | 0 | 5821.6767
2025-06-22 | 4447.025 | 0 | 16.5 | 1 | 0 | 0 | 0 | 0 | 0 | 0 | 0 | 0 | 0 | 0 | 0 | 0 | 0 | 0 | 0 | 0 | 1 | 0 | 0 | 0 | 0 | 0 | 0 | 0 | 5571.4102
2025-06-22 | 4266.156 | 0 | 16 | 1 | 0 | 0 | 0 | 0 | 0 | 0 | 0 | 0 | 0 | 0 | 0 | 0 | 0 | 0 | 0 | 0 | 0 | 1 | 0 | 0 | 0 | 0 | 0 | 0 | 5197.7393
2025-06-22 | 4113.828 | 0 | 15.6 | 1 | 0 | 0 | 0 | 0 | 0 | 0 | 0 | 0 | 0 | 0 | 0 | 0 | 0 | 0 | 0 | 0 | 0 | 0 | 1 | 0 | 0 | 0 | 0 | 0 | 4950.9784
2025-06-22 | 3903.741 | 0 | 14.3 | 1 | 0 | 0 | 0 | 0 | 0 | 0 | 0 | 0 | 0 | 0 | 0 | 0 | 0 | 0 | 0 | 0 | 0 | 0 | 0 | 1 | 0 | 0 | 0 | 0 | 4605.1029
2025-06-22 | 3787.022 | 0 | 13.1 | 1 | 0 | 0 | 0 | 0 | 0 | 0 | 0 | 0 | 0 | 0 | 0 | 0 | 0 | 0 | 0 | 0 | 0 | 0 | 0 | 0 | 1 | 0 | 0 | 0 | 4245.1515
2025-06-22 | 3447.037 | 0 | 11.7 | 1 | 0 | 0 | 0 | 0 | 0 | 0 | 0 | 0 | 0 | 0 | 0 | 0 | 0 | 0 | 0 | 0 | 0 | 0 | 0 | 0 | 0 | 1 | 0 | 0 | 3777.1949
2025-06-22 | 3113.138 | 0 | 11.1 | 1 | 0 | 0 | 0 | 0 | 0 | 0 | 0 | 0 | 0 | 0 | 0 | 0 | 0 | 0 | 0 | 0 | 0 | 0 | 0 | 0 | 0 | 0 | 1 | 0 | 3474.0762
2025-06-22 | 2897.789 | 0 | 10.3 | 1 | 0 | 0 | 0 | 0 | 0 | 0 | 0 | 0 | 0 | 0 | 0 | 0 | 0 | 0 | 0 | 0 | 0 | 0 | 0 | 0 | 0 | 0 | 0 | 1 | 3227.2257
2025-06-23 | 2778.291 | 0 | 9.4 | 0 | 1 | 0 | 0 | 0 | 0 | 0 | 0 | 0 | 0 | 0 | 0 | 0 | 0 | 0 | 0 | 0 | 0 | 0 | 0 | 0 | 0 | 0 | 0 | 0 | 3593.4969
2025-06-23 | 2750.13 | 0 | 8.6 | 0 | 0 | 1 | 0 | 0 | 0 | 0 | 0 | 0 | 0 | 0 | 0 | 0 | 0 | 0 | 0 | 0 | 0 | 0 | 0 | 0 | 0 | 0 | 0 | 0 | 3441.4145
2025-06-23 | 2685.79 | 0 | 6.9 | 0 | 0 | 0 | 1 | 0 | 0 | 0 | 0 | 0 | 0 | 0 | 0 | 0 | 0 | 0 | 0 | 0 | 0 | 0 | 0 | 0 | 0 | 0 | 0 | 0 | 3180.8312
2025-06-23 | 2704.486 | 0 | 5.8 | 0 | 0 | 0 | 0 | 1 | 0 | 0 | 0 | 0 | 0 | 0 | 0 | 0 | 0 | 0 | 0 | 0 | 0 | 0 | 0 | 0 | 0 | 0 | 0 | 0 | 3052.2282
2025-06-23 | 2738.519 | 0 | 5 | 0 | 0 | 0 | 0 | 0 | 1 | 0 | 0 | 0 | 0 | 0 | 0 | 0 | 0 | 0 | 0 | 0 | 0 | 0 | 0 | 0 | 0 | 0 | 0 | 0 | 2982.3279
2025-06-23 | 2983.844 | 0 | 5.1 | 0 | 0 | 0 | 0 | 0 | 0 | 1 | 0 | 0 | 0 | 0 | 0 | 0 | 0 | 0 | 0 | 0 | 0 | 0 | 0 | 0 | 0 | 0 | 0 | 0 | 3102.7851
2025-06-23 | 3658.284 | 0 | 6.7 | 0 | 0 | 0 | 0 | 0 | 0 | 0 | 1 | 0 | 0 | 0 | 0 | 0 | 0 | 0 | 0 | 0 | 0 | 0 | 0 | 0 | 0 | 0 | 0 | 0 | 3677.2548
2025-06-23 | 4546.618 | 0 | 8.9 | 0 | 0 | 0 | 0 | 0 | 0 | 0 | 0 | 1 | 0 | 0 | 0 | 0 | 0 | 0 | 0 | 0 | 0 | 0 | 0 | 0 | 0 | 0 | 0 | 0 | 4499.6658
2025-06-23 | 5356.655 | 0 | 10.4 | 0 | 0 | 0 | 0 | 0 | 0 | 0 | 0 | 0 | 1 | 0 | 0 | 0 | 0 | 0 | 0 | 0 | 0 | 0 | 0 | 0 | 0 | 0 | 0 | 0 | 5337.9989
2025-06-23 | 5852.127 | 0 | 13.1 | 0 | 0 | 0 | 0 | 0 | 0 | 0 | 0 | 0 | 0 | 1 | 0 | 0 | 0 | 0 | 0 | 0 | 0 | 0 | 0 | 0 | 0 | 0 | 0 | 0 | 5950.9835
2025-06-23 | 6131.322 | 0 | 14 | 0 | 0 | 0 | 0 | 0 | 0 | 0 | 0 | 0 | 0 | 0 | 1 | 0 | 0 | 0 | 0 | 0 | 0 | 0 | 0 | 0 | 0 | 0 | 0 | 0 | 6263.638
2025-06-23 | 6275.23 | 0 | 15.2 | 0 | 0 | 0 | 0 | 0 | 0 | 0 | 0 | 0 | 0 | 0 | 0 | 1 | 0 | 0 | 0 | 0 | 0 | 0 | 0 | 0 | 0 | 0 | 0 | 0 | 6463.4532
2025-06-23 | 6420.619 | 0 | 16.4 | 0 | 0 | 0 | 0 | 0 | 0 | 0 | 0 | 0 | 0 | 0 | 0 | 0 | 1 | 0 | 0 | 0 | 0 | 0 | 0 | 0 | 0 | 0 | 0 | 0 | 6615.0793
2025-06-23 | 6475.492 | 0 | 16.8 | 0 | 0 | 0 | 0 | 0 | 0 | 0 | 0 | 0 | 0 | 0 | 0 | 0 | 0 | 1 | 0 | 0 | 0 | 0 | 0 | 0 | 0 | 0 | 0 | 0 | 6665.1046
2025-06-23 | 6554.879 | 0 | 17.2 | 0 | 0 | 0 | 0 | 0 | 0 | 0 | 0 | 0 | 0 | 0 | 0 | 0 | 0 | 0 | 1 | 0 | 0 | 0 | 0 | 0 | 0 | 0 | 0 | 0 | 6670.4629
2025-06-23 | 6231.396 | 0 | 17.7 | 0 | 0 | 0 | 0 | 0 | 0 | 0 | 0 | 0 | 0 | 0 | 0 | 0 | 0 | 0 | 0 | 1 | 0 | 0 | 0 | 0 | 0 | 0 | 0 | 0 | 6612.8552
2025-06-23 | 5646.315 | 0 | 17.8 | 0 | 0 | 0 | 0 | 0 | 0 | 0 | 0 | 0 | 0 | 0 | 0 | 0 | 0 | 0 | 0 | 0 | 1 | 0 | 0 | 0 | 0 | 0 | 0 | 0 | 6333.4356
2025-06-23 | 5067.166 | 0 | 17.2 | 0 | 0 | 0 | 0 | 0 | 0 | 0 | 0 | 0 | 0 | 0 | 0 | 0 | 0 | 0 | 0 | 0 | 0 | 1 | 0 | 0 | 0 | 0 | 0 | 0 | 5945.1883
2025-06-23 | 4683.482 | 0 | 15.6 | 0 | 0 | 0 | 0 | 0 | 0 | 0 | 0 | 0 | 0 | 0 | 0 | 0 | 0 | 0 | 0 | 0 | 0 | 0 | 1 | 0 | 0 | 0 | 0 | 0 | 5523.5093
2025-06-23 | 4324.276 | 0 | 14.5 | 0 | 0 | 0 | 0 | 0 | 0 | 0 | 0 | 0 | 0 | 0 | 0 | 0 | 0 | 0 | 0 | 0 | 0 | 0 | 0 | 1 | 0 | 0 | 0 | 0 | 5206.7867
2025-06-23 | 4026.216 | 0 | 12.9 | 0 | 0 | 0 | 0 | 0 | 0 | 0 | 0 | 0 | 0 | 0 | 0 | 0 | 0 | 0 | 0 | 0 | 0 | 0 | 0 | 0 | 1 | 0 | 0 | 0 | 4788.5293
2025-06-23 | 3632.551 | 0 | 11.6 | 0 | 0 | 0 | 0 | 0 | 0 | 0 | 0 | 0 | 0 | 0 | 0 | 0 | 0 | 0 | 0 | 0 | 0 | 0 | 0 | 0 | 0 | 1 | 0 | 0 | 4335.1492
2025-06-23 | 3377.548 | 0 | 10.7 | 0 | 0 | 0 | 0 | 0 | 0 | 0 | 0 | 0 | 0 | 0 | 0 | 0 | 0 | 0 | 0 | 0 | 0 | 0 | 0 | 0 | 0 | 0 | 1 | 0 | 3988.301
2025-06-23 | 3085.003 | 0 | 9.2 | 0 | 0 | 0 | 0 | 0 | 0 | 0 | 0 | 0 | 0 | 0 | 0 | 0 | 0 | 0 | 0 | 0 | 0 | 0 | 0 | 0 | 0 | 0 | 0 | 1 | 3639.4149
2025-06-24 | 2893.583 | 0 | 8.9 | 0 | 1 | 0 | 0 | 0 | 0 | 0 | 0 | 0 | 0 | 0 | 0 | 0 | 0 | 0 | 0 | 0 | 0 | 0 | 0 | 0 | 0 | 0 | 0 | 0 | 3520.6144
2025-06-24 | 2816.366 | 0 | 8.5 | 0 | 0 | 1 | 0 | 0 | 0 | 0 | 0 | 0 | 0 | 0 | 0 | 0 | 0 | 0 | 0 | 0 | 0 | 0 | 0 | 0 | 0 | 0 | 0 | 0 | 3426.838
2025-06-24 | 2774.278 | 0 | 7.3 | 0 | 0 | 0 | 1 | 0 | 0 | 0 | 0 | 0 | 0 | 0 | 0 | 0 | 0 | 0 | 0 | 0 | 0 | 0 | 0 | 0 | 0 | 0 | 0 | 0 | 3239.1373
2025-06-24 | 2831.008 | 0 | 7.9 | 0 | 0 | 0 | 0 | 1 | 0 | 0 | 0 | 0 | 0 | 0 | 0 | 0 | 0 | 0 | 0 | 0 | 0 | 0 | 0 | 0 | 0 | 0 | 0 | 0 | 3358.3349
2025-06-24 | 2816.862 | 0 | 7.2 | 0 | 0 | 0 | 0 | 0 | 1 | 0 | 0 | 0 | 0 | 0 | 0 | 0 | 0 | 0 | 0 | 0 | 0 | 0 | 0 | 0 | 0 | 0 | 0 | 0 | 3303.0111
2025-06-24 | 3057.846 | 0 | 7.3 | 0 | 0 | 0 | 0 | 0 | 0 | 1 | 0 | 0 | 0 | 0 | 0 | 0 | 0 | 0 | 0 | 0 | 0 | 0 | 0 | 0 | 0 | 0 | 0 | 0 | 3423.4683
2025-06-24 | 3738.7 | 0 | 8.5 | 0 | 0 | 0 | 0 | 0 | 0 | 0 | 1 | 0 | 0 | 0 | 0 | 0 | 0 | 0 | 0 | 0 | 0 | 0 | 0 | 0 | 0 | 0 | 0 | 0 | 3939.632
2025-06-24 | 4576.463 | 0 | 10.8 | 0 | 0 | 0 | 0 | 0 | 0 | 0 | 0 | 1 | 0 | 0 | 0 | 0 | 0 | 0 | 0 | 0 | 0 | 0 | 0 | 0 | 0 | 0 | 0 | 0 | 4776.6194
2025-06-24 | 5385.693 | 0 | 12.6 | 0 | 0 | 0 | 0 | 0 | 0 | 0 | 0 | 0 | 1 | 0 | 0 | 0 | 0 | 0 | 0 | 0 | 0 | 0 | 0 | 0 | 0 | 0 | 0 | 0 | 5658.6821
2025-06-24 | 5895.097 | 0 | 13.9 | 0 | 0 | 0 | 0 | 0 | 0 | 0 | 0 | 0 | 0 | 1 | 0 | 0 | 0 | 0 | 0 | 0 | 0 | 0 | 0 | 0 | 0 | 0 | 0 | 0 | 6067.5955
2025-06-24 | 6168.026 | 0 | 14.8 | 0 | 0 | 0 | 0 | 0 | 0 | 0 | 0 | 0 | 0 | 0 | 1 | 0 | 0 | 0 | 0 | 0 | 0 | 0 | 0 | 0 | 0 | 0 | 0 | 0 | 6380.2501
2025-06-24 | 6342.593 | 0 | 15.7 | 0 | 0 | 0 | 0 | 0 | 0 | 0 | 0 | 0 | 0 | 0 | 0 | 1 | 0 | 0 | 0 | 0 | 0 | 0 | 0 | 0 | 0 | 0 | 0 | 0 | 6536.3358
2025-06-24 | 6456.354 | 0 | 16.4 | 0 | 0 | 0 | 0 | 0 | 0 | 0 | 0 | 0 | 0 | 0 | 0 | 0 | 1 | 0 | 0 | 0 | 0 | 0 | 0 | 0 | 0 | 0 | 0 | 0 | 6615.0793
2025-06-24 | 6623.92 | 0 | 16.7 | 0 | 0 | 0 | 0 | 0 | 0 | 0 | 0 | 0 | 0 | 0 | 0 | 0 | 0 | 1 | 0 | 0 | 0 | 0 | 0 | 0 | 0 | 0 | 0 | 0 | 6650.5281
2025-06-24 | 6870.267 | 0 | 16 | 0 | 0 | 0 | 0 | 0 | 0 | 0 | 0 | 0 | 0 | 0 | 0 | 0 | 0 | 0 | 1 | 0 | 0 | 0 | 0 | 0 | 0 | 0 | 0 | 0 | 6495.5448
2025-06-24 | 6754.147 | 0 | 16.8 | 0 | 0 | 0 | 0 | 0 | 0 | 0 | 0 | 0 | 0 | 0 | 0 | 0 | 0 | 0 | 0 | 1 | 0 | 0 | 0 | 0 | 0 | 0 | 0 | 0 | 6481.6666
2025-06-24 | 5963.623 | 0 | 16.3 | 0 | 0 | 0 | 0 | 0 | 0 | 0 | 0 | 0 | 0 | 0 | 0 | 0 | 0 | 0 | 0 | 0 | 1 | 0 | 0 | 0 | 0 | 0 | 0 | 0 | 6114.788
2025-06-24 | 5591.852 | 0 | 15.7 | 0 | 0 | 0 | 0 | 0 | 0 | 0 | 0 | 0 | 0 | 0 | 0 | 0 | 0 | 0 | 0 | 0 | 0 | 1 | 0 | 0 | 0 | 0 | 0 | 0 | 5726.5407
2025-06-24 | 5256.027 | 0 | 14.4 | 0 | 0 | 0 | 0 | 0 | 0 | 0 | 0 | 0 | 0 | 0 | 0 | 0 | 0 | 0 | 0 | 0 | 0 | 0 | 1 | 0 | 0 | 0 | 0 | 0 | 5348.5912
2025-06-24 | 4861.79 | 0 | 13.2 | 0 | 0 | 0 | 0 | 0 | 0 | 0 | 0 | 0 | 0 | 0 | 0 | 0 | 0 | 0 | 0 | 0 | 0 | 0 | 0 | 1 | 0 | 0 | 0 | 0 | 5017.2921
2025-06-24 | 4474.707 | 0 | 11.9 | 0 | 0 | 0 | 0 | 0 | 0 | 0 | 0 | 0 | 0 | 0 | 0 | 0 | 0 | 0 | 0 | 0 | 0 | 0 | 0 | 0 | 1 | 0 | 0 | 0 | 4642.7642
2025-06-24 | 3912.369 | 0 | 9.4 | 0 | 0 | 0 | 0 | 0 | 0 | 0 | 0 | 0 | 0 | 0 | 0 | 0 | 0 | 0 | 0 | 0 | 0 | 0 | 0 | 0 | 0 | 1 | 0 | 0 | 4014.466
2025-06-24 | 3494.426 | 0 | 8.4 | 0 | 0 | 0 | 0 | 0 | 0 | 0 | 0 | 0 | 0 | 0 | 0 | 0 | 0 | 0 | 0 | 0 | 0 | 0 | 0 | 0 | 0 | 0 | 1 | 0 | 3653.0413
2025-06-24 | 3208.646 | 0 | 8.2 | 0 | 0 | 0 | 0 | 0 | 0 | 0 | 0 | 0 | 0 | 0 | 0 | 0 | 0 | 0 | 0 | 0 | 0 | 0 | 0 | 0 | 0 | 0 | 0 | 1 | 3493.6499
2025-06-25 | 3083.144 | 0 | 8.3 | 0 | 1 | 0 | 0 | 0 | 0 | 0 | 0 | 0 | 0 | 0 | 0 | 0 | 0 | 0 | 0 | 0 | 0 | 0 | 0 | 0 | 0 | 0 | 0 | 0 | 3433.1553
2025-06-25 | 3075.816 | 0 | 8.3 | 0 | 0 | 1 | 0 | 0 | 0 | 0 | 0 | 0 | 0 | 0 | 0 | 0 | 0 | 0 | 0 | 0 | 0 | 0 | 0 | 0 | 0 | 0 | 0 | 0 | 3397.6849
2025-06-25 | 2995.929 | 0 | 7.5 | 0 | 0 | 0 | 1 | 0 | 0 | 0 | 0 | 0 | 0 | 0 | 0 | 0 | 0 | 0 | 0 | 0 | 0 | 0 | 0 | 0 | 0 | 0 | 0 | 0 | 3268.2903
2025-06-25 | 3027.342 | 0 | 6.8 | 0 | 0 | 0 | 0 | 1 | 0 | 0 | 0 | 0 | 0 | 0 | 0 | 0 | 0 | 0 | 0 | 0 | 0 | 0 | 0 | 0 | 0 | 0 | 0 | 0 | 3197.9933
2025-06-25 | 3060.992 | 0 | 6.1 | 0 | 0 | 0 | 0 | 0 | 1 | 0 | 0 | 0 | 0 | 0 | 0 | 0 | 0 | 0 | 0 | 0 | 0 | 0 | 0 | 0 | 0 | 0 | 0 | 0 | 3142.6695
2025-06-25 | 3200.227 | 0 | 5.6 | 0 | 0 | 0 | 0 | 0 | 0 | 1 | 0 | 0 | 0 | 0 | 0 | 0 | 0 | 0 | 0 | 0 | 0 | 0 | 0 | 0 | 0 | 0 | 0 | 0 | 3175.6677
2025-06-25 | 3839.367 | 0 | 5.1 | 0 | 0 | 0 | 0 | 0 | 0 | 0 | 1 | 0 | 0 | 0 | 0 | 0 | 0 | 0 | 0 | 0 | 0 | 0 | 0 | 0 | 0 | 0 | 0 | 0 | 3444.0307
2025-06-25 | 4583.851 | 0 | 5.5 | 0 | 0 | 0 | 0 | 0 | 0 | 0 | 0 | 1 | 0 | 0 | 0 | 0 | 0 | 0 | 0 | 0 | 0 | 0 | 0 | 0 | 0 | 0 | 0 | 0 | 4004.0644
2025-06-25 | 5224.497 | 0 | 7 | 0 | 0 | 0 | 0 | 0 | 0 | 0 | 0 | 0 | 1 | 0 | 0 | 0 | 0 | 0 | 0 | 0 | 0 | 0 | 0 | 0 | 0 | 0 | 0 | 0 | 4842.3976
2025-06-25 | 5801.684 | 0 | 7.5 | 0 | 0 | 0 | 0 | 0 | 0 | 0 | 0 | 0 | 0 | 1 | 0 | 0 | 0 | 0 | 0 | 0 | 0 | 0 | 0 | 0 | 0 | 0 | 0 | 0 | 5134.6989
2025-06-25 | 6141.103 | 0 | 9 | 0 | 0 | 0 | 0 | 0 | 0 | 0 | 0 | 0 | 0 | 0 | 1 | 0 | 0 | 0 | 0 | 0 | 0 | 0 | 0 | 0 | 0 | 0 | 0 | 0 | 5534.8126
2025-06-25 | 6158.504 | 0 | 10.1 | 0 | 0 | 0 | 0 | 0 | 0 | 0 | 0 | 0 | 0 | 0 | 0 | 1 | 0 | 0 | 0 | 0 | 0 | 0 | 0 | 0 | 0 | 0 | 0 | 0 | 5720.0513
2025-06-25 | 6218.301 | 0 | 9.5 | 0 | 0 | 0 | 0 | 0 | 0 | 0 | 0 | 0 | 0 | 0 | 0 | 0 | 1 | 0 | 0 | 0 | 0 | 0 | 0 | 0 | 0 | 0 | 0 | 0 | 5609.3001
2025-06-25 | 6334.504 | 0 | 9.3 | 0 | 0 | 0 | 0 | 0 | 0 | 0 | 0 | 0 | 0 | 0 | 0 | 0 | 0 | 1 | 0 | 0 | 0 | 0 | 0 | 0 | 0 | 0 | 0 | 0 | 5571.8664
2025-06-25 | 6191.841 | 0 | 10.6 | 0 | 0 | 0 | 0 | 0 | 0 | 0 | 0 | 0 | 0 | 0 | 0 | 0 | 0 | 0 | 1 | 0 | 0 | 0 | 0 | 0 | 0 | 0 | 0 | 0 | 5708.4133
2025-06-25 | 6008.683 | 0 | 11 | 0 | 0 | 0 | 0 | 0 | 0 | 0 | 0 | 0 | 0 | 0 | 0 | 0 | 0 | 0 | 0 | 1 | 0 | 0 | 0 | 0 | 0 | 0 | 0 | 0 | 5636.2291
2025-06-25 | 5510.005 | 0 | 10.8 | 0 | 0 | 0 | 0 | 0 | 0 | 0 | 0 | 0 | 0 | 0 | 0 | 0 | 0 | 0 | 0 | 0 | 1 | 0 | 0 | 0 | 0 | 0 | 0 | 0 | 5313.08
2025-06-25 | 4986.086 | 0 | 11.8 | 0 | 0 | 0 | 0 | 0 | 0 | 0 | 0 | 0 | 0 | 0 | 0 | 0 | 0 | 0 | 0 | 0 | 0 | 1 | 0 | 0 | 0 | 0 | 0 | 0 | 5158.0568
2025-06-25 | 4711.955 | 0 | 10.4 | 0 | 0 | 0 | 0 | 0 | 0 | 0 | 0 | 0 | 0 | 0 | 0 | 0 | 0 | 0 | 0 | 0 | 0 | 0 | 1 | 0 | 0 | 0 | 0 | 0 | 4765.5308
2025-06-25 | 4359.209 | 0 | 9.4 | 0 | 0 | 0 | 0 | 0 | 0 | 0 | 0 | 0 | 0 | 0 | 0 | 0 | 0 | 0 | 0 | 0 | 0 | 0 | 0 | 1 | 0 | 0 | 0 | 0 | 4463.3848
2025-06-25 | 4048.787 | 0 | 7.7 | 0 | 0 | 0 | 0 | 0 | 0 | 0 | 0 | 0 | 0 | 0 | 0 | 0 | 0 | 0 | 0 | 0 | 0 | 0 | 0 | 0 | 1 | 0 | 0 | 0 | 4030.5508
2025-06-25 | 3485.107 | 0 | 8.4 | 0 | 0 | 0 | 0 | 0 | 0 | 0 | 0 | 0 | 0 | 0 | 0 | 0 | 0 | 0 | 0 | 0 | 0 | 0 | 0 | 0 | 0 | 1 | 0 | 0 | 3868.7009
2025-06-25 | 3110.77 | 0 | 7 | 0 | 0 | 0 | 0 | 0 | 0 | 0 | 0 | 0 | 0 | 0 | 0 | 0 | 0 | 0 | 0 | 0 | 0 | 0 | 0 | 0 | 0 | 0 | 1 | 0 | 3448.9702
2025-06-25 | 2981.706 | 0 | 6.1 | 0 | 0 | 0 | 0 | 0 | 0 | 0 | 0 | 0 | 0 | 0 | 0 | 0 | 0 | 0 | 0 | 0 | 0 | 0 | 0 | 0 | 0 | 0 | 0 | 1 | 3187.5432
2025-06-26 | 2892.201 | 0 | 5.4 | 0 | 1 | 0 | 0 | 0 | 0 | 0 | 0 | 0 | 0 | 0 | 0 | 0 | 0 | 0 | 0 | 0 | 0 | 0 | 0 | 0 | 0 | 0 | 0 | 0 | 3010.4366
2025-06-26 | 2835.974 | 0 | 4.9 | 0 | 0 | 1 | 0 | 0 | 0 | 0 | 0 | 0 | 0 | 0 | 0 | 0 | 0 | 0 | 0 | 0 | 0 | 0 | 0 | 0 | 0 | 0 | 0 | 0 | 2902.0836
2025-06-26 | 2787.56 | 0 | 5.5 | 0 | 0 | 0 | 1 | 0 | 0 | 0 | 0 | 0 | 0 | 0 | 0 | 0 | 0 | 0 | 0 | 0 | 0 | 0 | 0 | 0 | 0 | 0 | 0 | 0 | 2976.7601
2025-06-26 | 2755.003 | 0 | 2.8 | 0 | 0 | 0 | 0 | 1 | 0 | 0 | 0 | 0 | 0 | 0 | 0 | 0 | 0 | 0 | 0 | 0 | 0 | 0 | 0 | 0 | 0 | 0 | 0 | 0 | 2614.9329
2025-06-26 | 2794.43 | 0 | 0.5 | 0 | 0 | 0 | 0 | 0 | 1 | 0 | 0 | 0 | 0 | 0 | 0 | 0 | 0 | 0 | 0 | 0 | 0 | 0 | 0 | 0 | 0 | 0 | 0 | 0 | 2326.3849
2025-06-26 | 2988.897 | 0.2 | 0 | 0 | 0 | 0 | 0 | 0 | 0 | 1 | 0 | 0 | 0 | 0 | 0 | 0 | 0 | 0 | 0 | 0 | 0 | 0 | 0 | 0 | 0 | 0 | 0 | 0 | 2372.5597
2025-06-26 | 3481.85 | 0.1 | 0 | 0 | 0 | 0 | 0 | 0 | 0 | 0 | 1 | 0 | 0 | 0 | 0 | 0 | 0 | 0 | 0 | 0 | 0 | 0 | 0 | 0 | 0 | 0 | 0 | 0 | 2707.217
2025-06-26 | 4157.471 | 0 | 1.6 | 0 | 0 | 0 | 0 | 0 | 0 | 0 | 0 | 1 | 0 | 0 | 0 | 0 | 0 | 0 | 0 | 0 | 0 | 0 | 0 | 0 | 0 | 0 | 0 | 0 | 3435.5806
2025-06-26 | 4751.068 | 0 | 0.7 | 0 | 0 | 0 | 0 | 0 | 0 | 0 | 0 | 0 | 1 | 0 | 0 | 0 | 0 | 0 | 0 | 0 | 0 | 0 | 0 | 0 | 0 | 0 | 0 | 0 | 3924.0775
2025-06-26 | 5200.281 | 0 | 1.1 | 0 | 0 | 0 | 0 | 0 | 0 | 0 | 0 | 0 | 0 | 1 | 0 | 0 | 0 | 0 | 0 | 0 | 0 | 0 | 0 | 0 | 0 | 0 | 0 | 0 | 4201.8023
2025-06-26 | 5477.453 | 0 | 1.6 | 0 | 0 | 0 | 0 | 0 | 0 | 0 | 0 | 0 | 0 | 0 | 1 | 0 | 0 | 0 | 0 | 0 | 0 | 0 | 0 | 0 | 0 | 0 | 0 | 0 | 4456.1509
2025-06-26 | 5481.089 | 0 | 0.8 | 0 | 0 | 0 | 0 | 0 | 0 | 0 | 0 | 0 | 0 | 0 | 0 | 1 | 0 | 0 | 0 | 0 | 0 | 0 | 0 | 0 | 0 | 0 | 0 | 0 | 4364.4359
2025-06-26 | 5458.548 | 1.4 | 0 | 0 | 0 | 0 | 0 | 0 | 0 | 0 | 0 | 0 | 0 | 0 | 0 | 0 | 1 | 0 | 0 | 0 | 0 | 0 | 0 | 0 | 0 | 0 | 0 | 0 | 4316.7677
2025-06-26 | 5331.238 | 1.1 | 0 | 0 | 0 | 0 | 0 | 0 | 0 | 0 | 0 | 0 | 0 | 0 | 0 | 0 | 0 | 1 | 0 | 0 | 0 | 0 | 0 | 0 | 0 | 0 | 0 | 0 | 4288.7222
2025-06-26 | 5150.072 | 1.3 | 0 | 0 | 0 | 0 | 0 | 0 | 0 | 0 | 0 | 0 | 0 | 0 | 0 | 0 | 0 | 0 | 1 | 0 | 0 | 0 | 0 | 0 | 0 | 0 | 0 | 0 | 4248.951
2025-06-26 | 4952.85 | 1.1 | 0 | 0 | 0 | 0 | 0 | 0 | 0 | 0 | 0 | 0 | 0 | 0 | 0 | 0 | 0 | 0 | 0 | 1 | 0 | 0 | 0 | 0 | 0 | 0 | 0 | 0 | 4105.2842
2025-06-26 | 4476.406 | 0.9 | 0 | 0 | 0 | 0 | 0 | 0 | 0 | 0 | 0 | 0 | 0 | 0 | 0 | 0 | 0 | 0 | 0 | 0 | 1 | 0 | 0 | 0 | 0 | 0 | 0 | 0 | 3798.1116
2025-06-26 | 4059.633 | 0.7 | 0 | 0 | 0 | 0 | 0 | 0 | 0 | 0 | 0 | 0 | 0 | 0 | 0 | 0 | 0 | 0 | 0 | 0 | 0 | 1 | 0 | 0 | 0 | 0 | 0 | 0 | 3484.1467
2025-06-26 | 3766.306 | 0.3 | 0 | 0 | 0 | 0 | 0 | 0 | 0 | 0 | 0 | 0 | 0 | 0 | 0 | 0 | 0 | 0 | 0 | 0 | 0 | 0 | 1 | 0 | 0 | 0 | 0 | 0 | 3269.3387
2025-06-26 | 3607.643 | 0 | 0.5 | 0 | 0 | 0 | 0 | 0 | 0 | 0 | 0 | 0 | 0 | 0 | 0 | 0 | 0 | 0 | 0 | 0 | 0 | 0 | 0 | 1 | 0 | 0 | 0 | 0 | 3166.0754
2025-06-26 | 3345.882 | 0 | 0.5 | 0 | 0 | 0 | 0 | 0 | 0 | 0 | 0 | 0 | 0 | 0 | 0 | 0 | 0 | 0 | 0 | 0 | 0 | 0 | 0 | 0 | 1 | 0 | 0 | 0 | 2981.0422
2025-06-26 | 2989.239 | 0 | 0.4 | 0 | 0 | 0 | 0 | 0 | 0 | 0 | 0 | 0 | 0 | 0 | 0 | 0 | 0 | 0 | 0 | 0 | 0 | 0 | 0 | 0 | 0 | 1 | 0 | 0 | 2702.5802
2025-06-26 | 2694.903 | 0 | 0.5 | 0 | 0 | 0 | 0 | 0 | 0 | 0 | 0 | 0 | 0 | 0 | 0 | 0 | 0 | 0 | 0 | 0 | 0 | 0 | 0 | 0 | 0 | 0 | 1 | 0 | 2501.4971
2025-06-26 | 2542.982 | 0 | 0.5 | 0 | 0 | 0 | 0 | 0 | 0 | 0 | 0 | 0 | 0 | 0 | 0 | 0 | 0 | 0 | 0 | 0 | 0 | 0 | 0 | 0 | 0 | 0 | 0 | 1 | 2371.2586
2025-06-27 | 2486.822 | 0 | 0.2 | 0 | 1 | 0 | 0 | 0 | 0 | 0 | 0 | 0 | 0 | 0 | 0 | 0 | 0 | 0 | 0 | 0 | 0 | 0 | 0 | 0 | 0 | 0 | 0 | 0 | 2252.4581
2025-06-27 | 2454.587 | 0 | 0 | 0 | 0 | 1 | 0 | 0 | 0 | 0 | 0 | 0 | 0 | 0 | 0 | 0 | 0 | 0 | 0 | 0 | 0 | 0 | 0 | 0 | 0 | 0 | 0 | 0 | 2187.8347
2025-06-27 | 2446.589 | 0.2 | 0 | 0 | 0 | 0 | 1 | 0 | 0 | 0 | 0 | 0 | 0 | 0 | 0 | 0 | 0 | 0 | 0 | 0 | 0 | 0 | 0 | 0 | 0 | 0 | 0 | 0 | 2188.2287
2025-06-27 | 2476.089 | 0.8 | 0 | 0 | 0 | 0 | 0 | 1 | 0 | 0 | 0 | 0 | 0 | 0 | 0 | 0 | 0 | 0 | 0 | 0 | 0 | 0 | 0 | 0 | 0 | 0 | 0 | 0 | 2259.4969
2025-06-27 | 2505.117 | 1.5 | 0 | 0 | 0 | 0 | 0 | 0 | 1 | 0 | 0 | 0 | 0 | 0 | 0 | 0 | 0 | 0 | 0 | 0 | 0 | 0 | 0 | 0 | 0 | 0 | 0 | 0 | 2352.3267
2025-06-27 | 2621.423 | 1.2 | 0 | 0 | 0 | 0 | 0 | 0 | 0 | 1 | 0 | 0 | 0 | 0 | 0 | 0 | 0 | 0 | 0 | 0 | 0 | 0 | 0 | 0 | 0 | 0 | 0 | 0 | 2438.4426
2025-06-27 | 3163.322 | 0.9 | 0 | 0 | 0 | 0 | 0 | 0 | 0 | 0 | 1 | 0 | 0 | 0 | 0 | 0 | 0 | 0 | 0 | 0 | 0 | 0 | 0 | 0 | 0 | 0 | 0 | 0 | 2759.9232
2025-06-27 | 3799.196 | 0.6 | 0 | 0 | 0 | 0 | 0 | 0 | 0 | 0 | 0 | 1 | 0 | 0 | 0 | 0 | 0 | 0 | 0 | 0 | 0 | 0 | 0 | 0 | 0 | 0 | 0 | 0 | 3241.8861
2025-06-27 | 4408.844 | 0.2 | 0 | 0 | 0 | 0 | 0 | 0 | 0 | 0 | 0 | 0 | 1 | 0 | 0 | 0 | 0 | 0 | 0 | 0 | 0 | 0 | 0 | 0 | 0 | 0 | 0 | 0 | 3835.2185
2025-06-27 | 4731.323 | 0 | 1.3 | 0 | 0 | 0 | 0 | 0 | 0 | 0 | 0 | 0 | 0 | 1 | 0 | 0 | 0 | 0 | 0 | 0 | 0 | 0 | 0 | 0 | 0 | 0 | 0 | 0 | 4230.9554
2025-06-27 | 4851.504 | 0 | 1.6 | 0 | 0 | 0 | 0 | 0 | 0 | 0 | 0 | 0 | 0 | 0 | 1 | 0 | 0 | 0 | 0 | 0 | 0 | 0 | 0 | 0 | 0 | 0 | 0 | 0 | 4456.1509
2025-06-27 | 4865.785 | 0 | 2.9 | 0 | 0 | 0 | 0 | 0 | 0 | 0 | 0 | 0 | 0 | 0 | 0 | 1 | 0 | 0 | 0 | 0 | 0 | 0 | 0 | 0 | 0 | 0 | 0 | 0 | 4670.5426
2025-06-27 | 4986.506 | 0 | 3.9 | 0 | 0 | 0 | 0 | 0 | 0 | 0 | 0 | 0 | 0 | 0 | 0 | 0 | 1 | 0 | 0 | 0 | 0 | 0 | 0 | 0 | 0 | 0 | 0 | 0 | 4793.0156
2025-06-27 | 4907.029 | 0 | 5.1 | 0 | 0 | 0 | 0 | 0 | 0 | 0 | 0 | 0 | 0 | 0 | 0 | 0 | 0 | 1 | 0 | 0 | 0 | 0 | 0 | 0 | 0 | 0 | 0 | 0 | 4959.653
2025-06-27 | 4852.197 | 0 | 4.8 | 0 | 0 | 0 | 0 | 0 | 0 | 0 | 0 | 0 | 0 | 0 | 0 | 0 | 0 | 0 | 1 | 0 | 0 | 0 | 0 | 0 | 0 | 0 | 0 | 0 | 4862.9758
2025-06-27 | 4798.714 | 0 | 4.2 | 0 | 0 | 0 | 0 | 0 | 0 | 0 | 0 | 0 | 0 | 0 | 0 | 0 | 0 | 0 | 0 | 1 | 0 | 0 | 0 | 0 | 0 | 0 | 0 | 0 | 4645.0264
2025-06-27 | 4483.579 | 0 | 6.4 | 0 | 0 | 0 | 0 | 0 | 0 | 0 | 0 | 0 | 0 | 0 | 0 | 0 | 0 | 0 | 0 | 0 | 1 | 0 | 0 | 0 | 0 | 0 | 0 | 0 | 4671.7136
2025-06-27 | 4145.917 | 0 | 6.8 | 0 | 0 | 0 | 0 | 0 | 0 | 0 | 0 | 0 | 0 | 0 | 0 | 0 | 0 | 0 | 0 | 0 | 0 | 1 | 0 | 0 | 0 | 0 | 0 | 0 | 4429.2313
2025-06-27 | 3844.838 | 0 | 4.3 | 0 | 0 | 0 | 0 | 0 | 0 | 0 | 0 | 0 | 0 | 0 | 0 | 0 | 0 | 0 | 0 | 0 | 0 | 0 | 1 | 0 | 0 | 0 | 0 | 0 | 3876.3637
2025-06-27 | 3660.097 | 0 | 2.1 | 0 | 0 | 0 | 0 | 0 | 0 | 0 | 0 | 0 | 0 | 0 | 0 | 0 | 0 | 0 | 0 | 0 | 0 | 0 | 0 | 1 | 0 | 0 | 0 | 0 | 3399.2996
2025-06-27 | 3495.787 | 0 | 1.4 | 0 | 0 | 0 | 0 | 0 | 0 | 0 | 0 | 0 | 0 | 0 | 0 | 0 | 0 | 0 | 0 | 0 | 0 | 0 | 0 | 0 | 1 | 0 | 0 | 0 | 3112.2307
2025-06-27 | 3174.758 | 0 | 2.7 | 0 | 0 | 0 | 0 | 0 | 0 | 0 | 0 | 0 | 0 | 0 | 0 | 0 | 0 | 0 | 0 | 0 | 0 | 0 | 0 | 0 | 0 | 1 | 0 | 0 | 3037.8399
2025-06-27 | 2913.852 | 0 | 5.1 | 0 | 0 | 0 | 0 | 0 | 0 | 0 | 0 | 0 | 0 | 0 | 0 | 0 | 0 | 0 | 0 | 0 | 0 | 0 | 0 | 0 | 0 | 0 | 1 | 0 | 3172.0165
2025-06-27 | 2699.497 | 0 | 3.7 | 0 | 0 | 0 | 0 | 0 | 0 | 0 | 0 | 0 | 0 | 0 | 0 | 0 | 0 | 0 | 0 | 0 | 0 | 0 | 0 | 0 | 0 | 0 | 0 | 1 | 2837.7069
2025-06-28 | 2597.81 | 0 | 3.9 | 1 | 1 | 0 | 0 | 0 | 0 | 0 | 0 | 0 | 0 | 0 | 0 | 0 | 0 | 0 | 0 | 0 | 0 | 0 | 0 | 0 | 0 | 0 | 0 | 0 | 2219.2581
2025-06-28 | 2530.361 | 0 | 3.8 | 1 | 0 | 1 | 0 | 0 | 0 | 0 | 0 | 0 | 0 | 0 | 0 | 0 | 0 | 0 | 0 | 0 | 0 | 0 | 0 | 0 | 0 | 0 | 0 | 0 | 2169.2112
2025-06-28 | 2529.214 | 0 | 4.5 | 1 | 0 | 0 | 1 | 0 | 0 | 0 | 0 | 0 | 0 | 0 | 0 | 0 | 0 | 0 | 0 | 0 | 0 | 0 | 0 | 0 | 0 | 0 | 0 | 0 | 2258.4642
2025-06-28 | 2582.177 | 0 | 4.2 | 1 | 0 | 0 | 0 | 1 | 0 | 0 | 0 | 0 | 0 | 0 | 0 | 0 | 0 | 0 | 0 | 0 | 0 | 0 | 0 | 0 | 0 | 0 | 0 | 0 | 2246.4732
2025-06-28 | 2589.179 | 0 | 3.7 | 1 | 0 | 0 | 0 | 0 | 1 | 0 | 0 | 0 | 0 | 0 | 0 | 0 | 0 | 0 | 0 | 0 | 0 | 0 | 0 | 0 | 0 | 0 | 0 | 0 | 2220.3024
2025-06-28 | 2629.131 | 0 | 4.1 | 1 | 0 | 0 | 0 | 0 | 0 | 1 | 0 | 0 | 0 | 0 | 0 | 0 | 0 | 0 | 0 | 0 | 0 | 0 | 0 | 0 | 0 | 0 | 0 | 0 | 2384.4892
2025-06-28 | 2869.668 | 0 | 5 | 1 | 0 | 0 | 0 | 0 | 0 | 0 | 1 | 0 | 0 | 0 | 0 | 0 | 0 | 0 | 0 | 0 | 0 | 0 | 0 | 0 | 0 | 0 | 0 | 0 | 2856.9233
2025-06-28 | 3308.108 | 0 | 6.3 | 1 | 0 | 0 | 0 | 0 | 0 | 0 | 0 | 1 | 0 | 0 | 0 | 0 | 0 | 0 | 0 | 0 | 0 | 0 | 0 | 0 | 0 | 0 | 0 | 0 | 3548.1457
2025-06-28 | 3865.904 | 0 | 7.6 | 1 | 0 | 0 | 0 | 0 | 0 | 0 | 0 | 0 | 1 | 0 | 0 | 0 | 0 | 0 | 0 | 0 | 0 | 0 | 0 | 0 | 0 | 0 | 0 | 0 | 4357.3258
2025-06-28 | 4391.75 | 0 | 8 | 1 | 0 | 0 | 0 | 0 | 0 | 0 | 0 | 0 | 0 | 1 | 0 | 0 | 0 | 0 | 0 | 0 | 0 | 0 | 0 | 0 | 0 | 0 | 0 | 0 | 4635.0506
2025-06-28 | 4722.733 | 0 | 7.5 | 1 | 0 | 0 | 0 | 0 | 0 | 0 | 0 | 0 | 0 | 0 | 1 | 0 | 0 | 0 | 0 | 0 | 0 | 0 | 0 | 0 | 0 | 0 | 0 | 0 | 4743.6341
2025-06-28 | 4893.295 | 0 | 7.9 | 1 | 0 | 0 | 0 | 0 | 0 | 0 | 0 | 0 | 0 | 0 | 0 | 1 | 0 | 0 | 0 | 0 | 0 | 0 | 0 | 0 | 0 | 0 | 0 | 0 | 4826.8372
2025-06-28 | 4980.518 | 0 | 8 | 1 | 0 | 0 | 0 | 0 | 0 | 0 | 0 | 0 | 0 | 0 | 0 | 0 | 1 | 0 | 0 | 0 | 0 | 0 | 0 | 0 | 0 | 0 | 0 | 0 | 4818.1216
2025-06-28 | 4975.628 | 0 | 7.1 | 1 | 0 | 0 | 0 | 0 | 0 | 0 | 0 | 0 | 0 | 0 | 0 | 0 | 0 | 1 | 0 | 0 | 0 | 0 | 0 | 0 | 0 | 0 | 0 | 0 | 4678.6523
2025-06-28 | 4951.357 | 0 | 6.3 | 1 | 0 | 0 | 0 | 0 | 0 | 0 | 0 | 0 | 0 | 0 | 0 | 0 | 0 | 0 | 1 | 0 | 0 | 0 | 0 | 0 | 0 | 0 | 0 | 0 | 4509.0925
2025-06-28 | 4783.073 | 0 | 5.6 | 1 | 0 | 0 | 0 | 0 | 0 | 0 | 0 | 0 | 0 | 0 | 0 | 0 | 0 | 0 | 0 | 1 | 0 | 0 | 0 | 0 | 0 | 0 | 0 | 0 | 4276.5667
2025-06-28 | 4522.399 | 0 | 4.6 | 1 | 0 | 0 | 0 | 0 | 0 | 0 | 0 | 0 | 0 | 0 | 0 | 0 | 0 | 0 | 0 | 0 | 1 | 0 | 0 | 0 | 0 | 0 | 0 | 0 | 3836.8056
2025-06-28 | 4252.912 | 0 | 4.6 | 1 | 0 | 0 | 0 | 0 | 0 | 0 | 0 | 0 | 0 | 0 | 0 | 0 | 0 | 0 | 0 | 0 | 0 | 1 | 0 | 0 | 0 | 0 | 0 | 0 | 3536.0173
2025-06-28 | 3922.757 | 0 | 4.1 | 1 | 0 | 0 | 0 | 0 | 0 | 0 | 0 | 0 | 0 | 0 | 0 | 0 | 0 | 0 | 0 | 0 | 0 | 0 | 1 | 0 | 0 | 0 | 0 | 0 | 3274.6799
2025-06-28 | 3528.292 | 0 | 3.5 | 1 | 0 | 0 | 0 | 0 | 0 | 0 | 0 | 0 | 0 | 0 | 0 | 0 | 0 | 0 | 0 | 0 | 0 | 0 | 0 | 1 | 0 | 0 | 0 | 0 | 3030.8399
2025-06-28 | 3332.006 | 0 | 2.8 | 1 | 0 | 0 | 0 | 0 | 0 | 0 | 0 | 0 | 0 | 0 | 0 | 0 | 0 | 0 | 0 | 0 | 0 | 0 | 0 | 0 | 1 | 0 | 0 | 0 | 2743.771
2025-06-28 | 3076.218 | 0 | 2.1 | 1 | 0 | 0 | 0 | 0 | 0 | 0 | 0 | 0 | 0 | 0 | 0 | 0 | 0 | 0 | 0 | 0 | 0 | 0 | 0 | 0 | 0 | 1 | 0 | 0 | 2377.85
2025-06-28 | 2769.18 | 0 | 0.4 | 1 | 0 | 0 | 0 | 0 | 0 | 0 | 0 | 0 | 0 | 0 | 0 | 0 | 0 | 0 | 0 | 0 | 0 | 0 | 0 | 0 | 0 | 0 | 1 | 0 | 1914.3897
2025-06-28 | 2575.178 | 0 | 0.2 | 1 | 0 | 0 | 0 | 0 | 0 | 0 | 0 | 0 | 0 | 0 | 0 | 0 | 0 | 0 | 0 | 0 | 0 | 0 | 0 | 0 | 0 | 0 | 0 | 1 | 1754.9983
2025-06-29 | 2467.219 | 1.1 | 0 | 1 | 1 | 0 | 0 | 0 | 0 | 0 | 0 | 0 | 0 | 0 | 0 | 0 | 0 | 0 | 0 | 0 | 0 | 0 | 0 | 0 | 0 | 0 | 0 | 0 | 1723.2454
2025-06-29 | 2417.094 | 1.6 | 0 | 1 | 0 | 1 | 0 | 0 | 0 | 0 | 0 | 0 | 0 | 0 | 0 | 0 | 0 | 0 | 0 | 0 | 0 | 0 | 0 | 0 | 0 | 0 | 0 | 0 | 1720.7164
2025-06-29 | 2380.789 | 1.6 | 0 | 1 | 0 | 0 | 1 | 0 | 0 | 0 | 0 | 0 | 0 | 0 | 0 | 0 | 0 | 0 | 0 | 0 | 0 | 0 | 0 | 0 | 0 | 0 | 0 | 0 | 1707.9338
2025-06-29 | 2438.113 | 2.4 | 0 | 1 | 0 | 0 | 0 | 1 | 0 | 0 | 0 | 0 | 0 | 0 | 0 | 0 | 0 | 0 | 0 | 0 | 0 | 0 | 0 | 0 | 0 | 0 | 0 | 0 | 1792.3786
2025-06-29 | 2398.288 | 3.6 | 0 | 1 | 0 | 0 | 0 | 0 | 1 | 0 | 0 | 0 | 0 | 0 | 0 | 0 | 0 | 0 | 0 | 0 | 0 | 0 | 0 | 0 | 0 | 0 | 0 | 0 | 1918.1498
2025-06-29 | 2426.265 | 3.1 | 0 | 1 | 0 | 0 | 0 | 0 | 0 | 1 | 0 | 0 | 0 | 0 | 0 | 0 | 0 | 0 | 0 | 0 | 0 | 0 | 0 | 0 | 0 | 0 | 0 | 0 | 1991.0891
2025-06-29 | 2653.99 | 1.4 | 0 | 1 | 0 | 0 | 0 | 0 | 0 | 0 | 1 | 0 | 0 | 0 | 0 | 0 | 0 | 0 | 0 | 0 | 0 | 0 | 0 | 0 | 0 | 0 | 0 | 0 | 2220.3338
2025-06-29 | 2980.801 | 0 | 0.9 | 1 | 0 | 0 | 0 | 0 | 0 | 0 | 0 | 1 | 0 | 0 | 0 | 0 | 0 | 0 | 0 | 0 | 0 | 0 | 0 | 0 | 0 | 0 | 0 | 0 | 2761.0142
2025-06-29 | 3402.108 | 0 | 2.6 | 1 | 0 | 0 | 0 | 0 | 0 | 0 | 0 | 0 | 1 | 0 | 0 | 0 | 0 | 0 | 0 | 0 | 0 | 0 | 0 | 0 | 0 | 0 | 0 | 0 | 3628.5003
2025-06-29 | 3780.022 | 0 | 3.3 | 1 | 0 | 0 | 0 | 0 | 0 | 0 | 0 | 0 | 0 | 1 | 0 | 0 | 0 | 0 | 0 | 0 | 0 | 0 | 0 | 0 | 0 | 0 | 0 | 0 | 3949.9547
2025-06-29 | 4002.447 | 0 | 3.9 | 1 | 0 | 0 | 0 | 0 | 0 | 0 | 0 | 0 | 0 | 0 | 1 | 0 | 0 | 0 | 0 | 0 | 0 | 0 | 0 | 0 | 0 | 0 | 0 | 0 | 4218.8797
2025-06-29 | 4080.207 | 0 | 5.6 | 1 | 0 | 0 | 0 | 0 | 0 | 0 | 0 | 0 | 0 | 0 | 0 | 1 | 0 | 0 | 0 | 0 | 0 | 0 | 0 | 0 | 0 | 0 | 0 | 0 | 4491.5775
2025-06-29 | 4132.199 | 0 | 6.6 | 1 | 0 | 0 | 0 | 0 | 0 | 0 | 0 | 0 | 0 | 0 | 0 | 0 | 1 | 0 | 0 | 0 | 0 | 0 | 0 | 0 | 0 | 0 | 0 | 0 | 4614.0505
2025-06-29 | 4116.875 | 0 | 7.4 | 1 | 0 | 0 | 0 | 0 | 0 | 0 | 0 | 0 | 0 | 0 | 0 | 0 | 0 | 1 | 0 | 0 | 0 | 0 | 0 | 0 | 0 | 0 | 0 | 0 | 4722.3819
2025-06-29 | 4184.329 | 0 | 7.9 | 1 | 0 | 0 | 0 | 0 | 0 | 0 | 0 | 0 | 0 | 0 | 0 | 0 | 0 | 0 | 1 | 0 | 0 | 0 | 0 | 0 | 0 | 0 | 0 | 0 | 4742.3167
2025-06-29 | 4192.373 | 0 | 8.6 | 1 | 0 | 0 | 0 | 0 | 0 | 0 | 0 | 0 | 0 | 0 | 0 | 0 | 0 | 0 | 0 | 1 | 0 | 0 | 0 | 0 | 0 | 0 | 0 | 0 | 4713.862
2025-06-29 | 4034.536 | 0 | 8.1 | 1 | 0 | 0 | 0 | 0 | 0 | 0 | 0 | 0 | 0 | 0 | 0 | 0 | 0 | 0 | 0 | 0 | 1 | 0 | 0 | 0 | 0 | 0 | 0 | 0 | 4346.9834
2025-06-29 | 3914.74 | 0 | 6.5 | 1 | 0 | 0 | 0 | 0 | 0 | 0 | 0 | 0 | 0 | 0 | 0 | 0 | 0 | 0 | 0 | 0 | 0 | 1 | 0 | 0 | 0 | 0 | 0 | 0 | 3812.9709
2025-06-29 | 3705.952 | 0 | 6.5 | 1 | 0 | 0 | 0 | 0 | 0 | 0 | 0 | 0 | 0 | 0 | 0 | 0 | 0 | 0 | 0 | 0 | 0 | 0 | 1 | 0 | 0 | 0 | 0 | 0 | 3624.5161
2025-06-29 | 3450.411 | 0 | 6.3 | 1 | 0 | 0 | 0 | 0 | 0 | 0 | 0 | 0 | 0 | 0 | 0 | 0 | 0 | 0 | 0 | 0 | 0 | 0 | 0 | 1 | 0 | 0 | 0 | 0 | 3438.9821
2025-06-29 | 3276.043 | 0 | 5.8 | 1 | 0 | 0 | 0 | 0 | 0 | 0 | 0 | 0 | 0 | 0 | 0 | 0 | 0 | 0 | 0 | 0 | 0 | 0 | 0 | 0 | 1 | 0 | 0 | 0 | 3181.0663
2025-06-29 | 2965.886 | 0 | 4.6 | 1 | 0 | 0 | 0 | 0 | 0 | 0 | 0 | 0 | 0 | 0 | 0 | 0 | 0 | 0 | 0 | 0 | 0 | 0 | 0 | 0 | 0 | 1 | 0 | 0 | 2742.2627
2025-06-29 | 2722.186 | 0 | 3.4 | 1 | 0 | 0 | 0 | 0 | 0 | 0 | 0 | 0 | 0 | 0 | 0 | 0 | 0 | 0 | 0 | 0 | 0 | 0 | 0 | 0 | 0 | 0 | 1 | 0 | 2351.685
2025-06-29 | 2582.852 | 0 | 2.7 | 1 | 0 | 0 | 0 | 0 | 0 | 0 | 0 | 0 | 0 | 0 | 0 | 0 | 0 | 0 | 0 | 0 | 0 | 0 | 0 | 0 | 0 | 0 | 0 | 1 | 2119.411
2025-06-30 | 2529.581 | 0 | 2.7 | 0 | 1 | 0 | 0 | 0 | 0 | 0 | 0 | 0 | 0 | 0 | 0 | 0 | 0 | 0 | 0 | 0 | 0 | 0 | 0 | 0 | 0 | 0 | 0 | 0 | 2616.8708
2025-06-30 | 2448.004 | 0 | 2.3 | 0 | 0 | 1 | 0 | 0 | 0 | 0 | 0 | 0 | 0 | 0 | 0 | 0 | 0 | 0 | 0 | 0 | 0 | 0 | 0 | 0 | 0 | 0 | 0 | 0 | 2523.0944
2025-06-30 | 2435.626 | 0 | 2.1 | 0 | 0 | 0 | 1 | 0 | 0 | 0 | 0 | 0 | 0 | 0 | 0 | 0 | 0 | 0 | 0 | 0 | 0 | 0 | 0 | 0 | 0 | 0 | 0 | 0 | 2481.1588
2025-06-30 | 2444.783 | 0 | 1.1 | 0 | 0 | 0 | 0 | 1 | 0 | 0 | 0 | 0 | 0 | 0 | 0 | 0 | 0 | 0 | 0 | 0 | 0 | 0 | 0 | 0 | 0 | 0 | 0 | 0 | 2367.1322
2025-06-30 | 2473.134 | 0 | 0.6 | 0 | 0 | 0 | 0 | 0 | 1 | 0 | 0 | 0 | 0 | 0 | 0 | 0 | 0 | 0 | 0 | 0 | 0 | 0 | 0 | 0 | 0 | 0 | 0 | 0 | 2340.9615
2025-06-30 | 2642.728 | 0 | 0.6 | 0 | 0 | 0 | 0 | 0 | 0 | 1 | 0 | 0 | 0 | 0 | 0 | 0 | 0 | 0 | 0 | 0 | 0 | 0 | 0 | 0 | 0 | 0 | 0 | 0 | 2446.8422
2025-06-30 | 3141.8 | 0 | 2.3 | 0 | 0 | 0 | 0 | 0 | 0 | 0 | 1 | 0 | 0 | 0 | 0 | 0 | 0 | 0 | 0 | 0 | 0 | 0 | 0 | 0 | 0 | 0 | 0 | 0 | 3035.8884
2025-06-30 | 3843.531 | 0 | 3.9 | 0 | 0 | 0 | 0 | 0 | 0 | 0 | 0 | 1 | 0 | 0 | 0 | 0 | 0 | 0 | 0 | 0 | 0 | 0 | 0 | 0 | 0 | 0 | 0 | 0 | 3770.8403
2025-06-30 | 4469.487 | 0 | 5.4 | 0 | 0 | 0 | 0 | 0 | 0 | 0 | 0 | 0 | 1 | 0 | 0 | 0 | 0 | 0 | 0 | 0 | 0 | 0 | 0 | 0 | 0 | 0 | 0 | 0 | 4609.1734
2025-06-30 | 4954.646 | 0 | 6.9 | 0 | 0 | 0 | 0 | 0 | 0 | 0 | 0 | 0 | 0 | 1 | 0 | 0 | 0 | 0 | 0 | 0 | 0 | 0 | 0 | 0 | 0 | 0 | 0 | 0 | 5047.2399
2025-06-30 | 5140.099 | 0 | 7.8 | 0 | 0 | 0 | 0 | 0 | 0 | 0 | 0 | 0 | 0 | 0 | 1 | 0 | 0 | 0 | 0 | 0 | 0 | 0 | 0 | 0 | 0 | 0 | 0 | 0 | 5359.8944
2025-06-30 | 5278.516 | 0 | 7.8 | 0 | 0 | 0 | 0 | 0 | 0 | 0 | 0 | 0 | 0 | 0 | 0 | 1 | 0 | 0 | 0 | 0 | 0 | 0 | 0 | 0 | 0 | 0 | 0 | 0 | 5384.7916
2025-06-30 | 5327.213 | 0 | 7.3 | 0 | 0 | 0 | 0 | 0 | 0 | 0 | 0 | 0 | 0 | 0 | 0 | 0 | 1 | 0 | 0 | 0 | 0 | 0 | 0 | 0 | 0 | 0 | 0 | 0 | 5288.6169
2025-06-30 | 5417.256 | 0 | 5.2 | 0 | 0 | 0 | 0 | 0 | 0 | 0 | 0 | 0 | 0 | 0 | 0 | 0 | 0 | 1 | 0 | 0 | 0 | 0 | 0 | 0 | 0 | 0 | 0 | 0 | 4974.2295
2025-06-30 | 5250.942 | 0 | 3.1 | 0 | 0 | 0 | 0 | 0 | 0 | 0 | 0 | 0 | 0 | 0 | 0 | 0 | 0 | 0 | 1 | 0 | 0 | 0 | 0 | 0 | 0 | 0 | 0 | 0 | 4615.1751
2025-06-30 | 5028.856 | 0 | 4.4 | 0 | 0 | 0 | 0 | 0 | 0 | 0 | 0 | 0 | 0 | 0 | 0 | 0 | 0 | 0 | 0 | 1 | 0 | 0 | 0 | 0 | 0 | 0 | 0 | 0 | 4674.1795
2025-06-30 | 4671.625 | 0 | 3.8 | 0 | 0 | 0 | 0 | 0 | 0 | 0 | 0 | 0 | 0 | 0 | 0 | 0 | 0 | 0 | 0 | 0 | 1 | 0 | 0 | 0 | 0 | 0 | 0 | 0 | 4292.7243
2025-06-30 | 4240.06 | 0 | 3.1 | 0 | 0 | 0 | 0 | 0 | 0 | 0 | 0 | 0 | 0 | 0 | 0 | 0 | 0 | 0 | 0 | 0 | 0 | 1 | 0 | 0 | 0 | 0 | 0 | 0 | 3889.9005
2025-06-30 | 3980.844 | 0 | 3.9 | 0 | 0 | 0 | 0 | 0 | 0 | 0 | 0 | 0 | 0 | 0 | 0 | 0 | 0 | 0 | 0 | 0 | 0 | 0 | 1 | 0 | 0 | 0 | 0 | 0 | 3818.0577
2025-06-30 | 3774.832 | 0 | 3.6 | 0 | 0 | 0 | 0 | 0 | 0 | 0 | 0 | 0 | 0 | 0 | 0 | 0 | 0 | 0 | 0 | 0 | 0 | 0 | 0 | 1 | 0 | 0 | 0 | 0 | 3617.9472
2025-06-30 | 3567.672 | 0 | 3.3 | 0 | 0 | 0 | 0 | 0 | 0 | 0 | 0 | 0 | 0 | 0 | 0 | 0 | 0 | 0 | 0 | 0 | 0 | 0 | 0 | 0 | 1 | 0 | 0 | 0 | 3389.1844
2025-06-30 | 3219.88 | 0 | 3.4 | 0 | 0 | 0 | 0 | 0 | 0 | 0 | 0 | 0 | 0 | 0 | 0 | 0 | 0 | 0 | 0 | 0 | 0 | 0 | 0 | 0 | 0 | 1 | 0 | 0 | 3139.8754
2025-06-30 | 2995.083 | 0 | 3.3 | 0 | 0 | 0 | 0 | 0 | 0 | 0 | 0 | 0 | 0 | 0 | 0 | 0 | 0 | 0 | 0 | 0 | 0 | 0 | 0 | 0 | 0 | 0 | 1 | 0 | 2909.6393
2025-06-30 | 2785.68 | 0 | 2.9 | 0 | 0 | 0 | 0 | 0 | 0 | 0 | 0 | 0 | 0 | 0 | 0 | 0 | 0 | 0 | 0 | 0 | 0 | 0 | 0 | 0 | 0 | 0 | 0 | 1 | 2721.0949
2025-07-01 | 2725.716 | 0 | 3.7 | 0 | 1 | 0 | 0 | 0 | 0 | 0 | 0 | 0 | 0 | 0 | 0 | 0 | 0 | 0 | 0 | 0 | 0 | 0 | 0 | 0 | 0 | 0 | 0 | 0 | 2762.6359
2025-07-01 | 2707.664 | 0 | 3.3 | 0 | 0 | 1 | 0 | 0 | 0 | 0 | 0 | 0 | 0 | 0 | 0 | 0 | 0 | 0 | 0 | 0 | 0 | 0 | 0 | 0 | 0 | 0 | 0 | 0 | 2668.8595
2025-07-01 | 2680.618 | 0 | 3.1 | 0 | 0 | 0 | 1 | 0 | 0 | 0 | 0 | 0 | 0 | 0 | 0 | 0 | 0 | 0 | 0 | 0 | 0 | 0 | 0 | 0 | 0 | 0 | 0 | 0 | 2626.9239
2025-07-01 | 2714.522 | 0 | 3.1 | 0 | 0 | 0 | 0 | 1 | 0 | 0 | 0 | 0 | 0 | 0 | 0 | 0 | 0 | 0 | 0 | 0 | 0 | 0 | 0 | 0 | 0 | 0 | 0 | 0 | 2658.6624
2025-07-01 | 2710.227 | 0 | 3.5 | 0 | 0 | 0 | 0 | 0 | 1 | 0 | 0 | 0 | 0 | 0 | 0 | 0 | 0 | 0 | 0 | 0 | 0 | 0 | 0 | 0 | 0 | 0 | 0 | 0 | 2763.6802
2025-07-01 | 2771.626 | 0 | 3.2 | 0 | 0 | 0 | 0 | 0 | 0 | 1 | 0 | 0 | 0 | 0 | 0 | 0 | 0 | 0 | 0 | 0 | 0 | 0 | 0 | 0 | 0 | 0 | 0 | 0 | 2825.8315
2025-07-01 | 3012.876 | 0 | 4.2 | 0 | 0 | 0 | 0 | 0 | 0 | 0 | 1 | 0 | 0 | 0 | 0 | 0 | 0 | 0 | 0 | 0 | 0 | 0 | 0 | 0 | 0 | 0 | 0 | 0 | 3312.8421
2025-07-01 | 3267.691 | 0 | 5.9 | 0 | 0 | 0 | 0 | 0 | 0 | 0 | 0 | 1 | 0 | 0 | 0 | 0 | 0 | 0 | 0 | 0 | 0 | 0 | 0 | 0 | 0 | 0 | 0 | 0 | 4062.3705
2025-07-01 | 3620.959 | 0 | 7.2 | 0 | 0 | 0 | 0 | 0 | 0 | 0 | 0 | 0 | 1 | 0 | 0 | 0 | 0 | 0 | 0 | 0 | 0 | 0 | 0 | 0 | 0 | 0 | 0 | 0 | 4871.5506
2025-07-01 | 3939.683 | 0 | 7.9 | 0 | 0 | 0 | 0 | 0 | 0 | 0 | 0 | 0 | 0 | 1 | 0 | 0 | 0 | 0 | 0 | 0 | 0 | 0 | 0 | 0 | 0 | 0 | 0 | 0 | 5193.005
2025-07-01 | 4165.398 | 0 | 7.5 | 0 | 0 | 0 | 0 | 0 | 0 | 0 | 0 | 0 | 0 | 0 | 1 | 0 | 0 | 0 | 0 | 0 | 0 | 0 | 0 | 0 | 0 | 0 | 0 | 0 | 5316.1649
2025-07-01 | 4166.874 | 0 | 8.5 | 0 | 0 | 0 | 0 | 0 | 0 | 0 | 0 | 0 | 0 | 0 | 0 | 1 | 0 | 0 | 0 | 0 | 0 | 0 | 0 | 0 | 0 | 0 | 0 | 0 | 5486.8271
2025-07-01 | 4306.602 | 0 | 10.5 | 0 | 0 | 0 | 0 | 0 | 0 | 0 | 0 | 0 | 0 | 0 | 0 | 0 | 1 | 0 | 0 | 0 | 0 | 0 | 0 | 0 | 0 | 0 | 0 | 0 | 5755.0652
2025-07-01 | 4406.41 | 0 | 10.3 | 0 | 0 | 0 | 0 | 0 | 0 | 0 | 0 | 0 | 0 | 0 | 0 | 0 | 0 | 1 | 0 | 0 | 0 | 0 | 0 | 0 | 0 | 0 | 0 | 0 | 5717.6315
2025-07-01 | 4512.388 | 0 | 11.2 | 0 | 0 | 0 | 0 | 0 | 0 | 0 | 0 | 0 | 0 | 0 | 0 | 0 | 0 | 0 | 1 | 0 | 0 | 0 | 0 | 0 | 0 | 0 | 0 | 0 | 5795.8723
2025-07-01 | 4477.866 | 0 | 12.1 | 0 | 0 | 0 | 0 | 0 | 0 | 0 | 0 | 0 | 0 | 0 | 0 | 0 | 0 | 0 | 0 | 1 | 0 | 0 | 0 | 0 | 0 | 0 | 0 | 0 | 5796.5707
2025-07-01 | 4077.996 | 0 | 11.6 | 0 | 0 | 0 | 0 | 0 | 0 | 0 | 0 | 0 | 0 | 0 | 0 | 0 | 0 | 0 | 0 | 0 | 1 | 0 | 0 | 0 | 0 | 0 | 0 | 0 | 5429.6921
2025-07-01 | 3996.042 | 0 | 9.8 | 0 | 0 | 0 | 0 | 0 | 0 | 0 | 0 | 0 | 0 | 0 | 0 | 0 | 0 | 0 | 0 | 0 | 0 | 1 | 0 | 0 | 0 | 0 | 0 | 0 | 4866.5266
2025-07-01 | 3940.625 | 0 | 9.4 | 0 | 0 | 0 | 0 | 0 | 0 | 0 | 0 | 0 | 0 | 0 | 0 | 0 | 0 | 0 | 0 | 0 | 0 | 0 | 1 | 0 | 0 | 0 | 0 | 0 | 4619.7657
2025-07-01 | 3777.813 | 0 | 8 | 0 | 0 | 0 | 0 | 0 | 0 | 0 | 0 | 0 | 0 | 0 | 0 | 0 | 0 | 0 | 0 | 0 | 0 | 0 | 0 | 1 | 0 | 0 | 0 | 0 | 4259.3136
2025-07-01 | 3512.461 | 0 | 6.4 | 0 | 0 | 0 | 0 | 0 | 0 | 0 | 0 | 0 | 0 | 0 | 0 | 0 | 0 | 0 | 0 | 0 | 0 | 0 | 0 | 0 | 1 | 0 | 0 | 0 | 3841.0562
2025-07-01 | 3163.877 | 0 | 4.5 | 0 | 0 | 0 | 0 | 0 | 0 | 0 | 0 | 0 | 0 | 0 | 0 | 0 | 0 | 0 | 0 | 0 | 0 | 0 | 0 | 0 | 0 | 1 | 0 | 0 | 3300.217
2025-07-01 | 2934.098 | 0 | 3.9 | 0 | 0 | 0 | 0 | 0 | 0 | 0 | 0 | 0 | 0 | 0 | 0 | 0 | 0 | 0 | 0 | 0 | 0 | 0 | 0 | 0 | 0 | 0 | 1 | 0 | 2997.0984
2025-07-01 | 2745.511 | 0 | 2.9 | 0 | 0 | 0 | 0 | 0 | 0 | 0 | 0 | 0 | 0 | 0 | 0 | 0 | 0 | 0 | 0 | 0 | 0 | 0 | 0 | 0 | 0 | 0 | 0 | 1 | 2721.0949
2025-07-02 | 2660.425 | 0 | 2 | 0 | 1 | 0 | 0 | 0 | 0 | 0 | 0 | 0 | 0 | 0 | 0 | 0 | 0 | 0 | 0 | 0 | 0 | 0 | 0 | 0 | 0 | 0 | 0 | 0 | 2514.8353
2025-07-02 | 2565.687 | 0 | 1.4 | 0 | 0 | 1 | 0 | 0 | 0 | 0 | 0 | 0 | 0 | 0 | 0 | 0 | 0 | 0 | 0 | 0 | 0 | 0 | 0 | 0 | 0 | 0 | 0 | 0 | 2391.9058
2025-07-02 | 2515.095 | 0 | 0.9 | 0 | 0 | 0 | 1 | 0 | 0 | 0 | 0 | 0 | 0 | 0 | 0 | 0 | 0 | 0 | 0 | 0 | 0 | 0 | 0 | 0 | 0 | 0 | 0 | 0 | 2306.2407
2025-07-02 | 2517.194 | 0 | 0.1 | 0 | 0 | 0 | 0 | 1 | 0 | 0 | 0 | 0 | 0 | 0 | 0 | 0 | 0 | 0 | 0 | 0 | 0 | 0 | 0 | 0 | 0 | 0 | 0 | 0 | 2221.3671
2025-07-02 | 2539.202 | 0.1 | 0 | 0 | 0 | 0 | 0 | 0 | 1 | 0 | 0 | 0 | 0 | 0 | 0 | 0 | 0 | 0 | 0 | 0 | 0 | 0 | 0 | 0 | 0 | 0 | 0 | 0 | 2260.0907
2025-07-02 | 2740.162 | 0.1 | 0 | 0 | 0 | 0 | 0 | 0 | 0 | 1 | 0 | 0 | 0 | 0 | 0 | 0 | 0 | 0 | 0 | 0 | 0 | 0 | 0 | 0 | 0 | 0 | 0 | 0 | 2365.9714
2025-07-02 | 3384.742 | 0 | 1.2 | 0 | 0 | 0 | 0 | 0 | 0 | 0 | 1 | 0 | 0 | 0 | 0 | 0 | 0 | 0 | 0 | 0 | 0 | 0 | 0 | 0 | 0 | 0 | 0 | 0 | 2875.5468
2025-07-02 | 4112.358 | 0 | 2.9 | 0 | 0 | 0 | 0 | 0 | 0 | 0 | 0 | 1 | 0 | 0 | 0 | 0 | 0 | 0 | 0 | 0 | 0 | 0 | 0 | 0 | 0 | 0 | 0 | 0 | 3625.0752
2025-07-02 | 4908.061 | 0 | 6.2 | 0 | 0 | 0 | 0 | 0 | 0 | 0 | 0 | 0 | 1 | 0 | 0 | 0 | 0 | 0 | 0 | 0 | 0 | 0 | 0 | 0 | 0 | 0 | 0 | 0 | 4725.7855
2025-07-02 | 5470.358 | 0 | 8.5 | 0 | 0 | 0 | 0 | 0 | 0 | 0 | 0 | 0 | 0 | 1 | 0 | 0 | 0 | 0 | 0 | 0 | 0 | 0 | 0 | 0 | 0 | 0 | 0 | 0 | 5280.464
2025-07-02 | 5631.907 | 0 | 9.7 | 0 | 0 | 0 | 0 | 0 | 0 | 0 | 0 | 0 | 0 | 0 | 1 | 0 | 0 | 0 | 0 | 0 | 0 | 0 | 0 | 0 | 0 | 0 | 0 | 0 | 5636.8481
2025-07-02 | 5683.221 | 0 | 11.3 | 0 | 0 | 0 | 0 | 0 | 0 | 0 | 0 | 0 | 0 | 0 | 0 | 1 | 0 | 0 | 0 | 0 | 0 | 0 | 0 | 0 | 0 | 0 | 0 | 0 | 5894.9694
2025-07-02 | 5836.172 | 0 | 12 | 0 | 0 | 0 | 0 | 0 | 0 | 0 | 0 | 0 | 0 | 0 | 0 | 0 | 1 | 0 | 0 | 0 | 0 | 0 | 0 | 0 | 0 | 0 | 0 | 0 | 5973.7129
2025-07-02 | 5926.183 | 0 | 11.9 | 0 | 0 | 0 | 0 | 0 | 0 | 0 | 0 | 0 | 0 | 0 | 0 | 0 | 0 | 1 | 0 | 0 | 0 | 0 | 0 | 0 | 0 | 0 | 0 | 0 | 5950.8556
2025-07-02 | 5959.17 | 0 | 12.8 | 0 | 0 | 0 | 0 | 0 | 0 | 0 | 0 | 0 | 0 | 0 | 0 | 0 | 0 | 0 | 1 | 0 | 0 | 0 | 0 | 0 | 0 | 0 | 0 | 0 | 6029.0965
2025-07-02 | 5777.298 | 0 | 12.1 | 0 | 0 | 0 | 0 | 0 | 0 | 0 | 0 | 0 | 0 | 0 | 0 | 0 | 0 | 0 | 0 | 1 | 0 | 0 | 0 | 0 | 0 | 0 | 0 | 0 | 5796.5707
2025-07-02 | 5200.408 | 0 | 11.8 | 0 | 0 | 0 | 0 | 0 | 0 | 0 | 0 | 0 | 0 | 0 | 0 | 0 | 0 | 0 | 0 | 0 | 1 | 0 | 0 | 0 | 0 | 0 | 0 | 0 | 5458.8451
2025-07-02 | 4440.384 | 0 | 11.7 | 0 | 0 | 0 | 0 | 0 | 0 | 0 | 0 | 0 | 0 | 0 | 0 | 0 | 0 | 0 | 0 | 0 | 0 | 1 | 0 | 0 | 0 | 0 | 0 | 0 | 5143.4803
2025-07-02 | 4138.712 | 0 | 11.2 | 0 | 0 | 0 | 0 | 0 | 0 | 0 | 0 | 0 | 0 | 0 | 0 | 0 | 0 | 0 | 0 | 0 | 0 | 0 | 1 | 0 | 0 | 0 | 0 | 0 | 4882.1429
2025-07-02 | 3838.273 | 0 | 9.6 | 0 | 0 | 0 | 0 | 0 | 0 | 0 | 0 | 0 | 0 | 0 | 0 | 0 | 0 | 0 | 0 | 0 | 0 | 0 | 0 | 1 | 0 | 0 | 0 | 0 | 4492.5378
2025-07-02 | 3663.614 | 0 | 9.4 | 0 | 0 | 0 | 0 | 0 | 0 | 0 | 0 | 0 | 0 | 0 | 0 | 0 | 0 | 0 | 0 | 0 | 0 | 0 | 0 | 0 | 1 | 0 | 0 | 0 | 4278.3515
2025-07-02 | 3233.662 | 0 | 6 | 0 | 0 | 0 | 0 | 0 | 0 | 0 | 0 | 0 | 0 | 0 | 0 | 0 | 0 | 0 | 0 | 0 | 0 | 0 | 0 | 0 | 0 | 1 | 0 | 0 | 3518.8647
2025-07-02 | 2928.389 | 0 | 5.9 | 0 | 0 | 0 | 0 | 0 | 0 | 0 | 0 | 0 | 0 | 0 | 0 | 0 | 0 | 0 | 0 | 0 | 0 | 0 | 0 | 0 | 0 | 0 | 1 | 0 | 3288.6286
2025-07-02 | 2798.369 | 0 | 5.4 | 0 | 0 | 0 | 0 | 0 | 0 | 0 | 0 | 0 | 0 | 0 | 0 | 0 | 0 | 0 | 0 | 0 | 0 | 0 | 0 | 0 | 0 | 0 | 0 | 1 | 3085.5076
2025-07-03 | 2728.353 | 0 | 5 | 0 | 1 | 0 | 0 | 0 | 0 | 0 | 0 | 0 | 0 | 0 | 0 | 0 | 0 | 0 | 0 | 0 | 0 | 0 | 0 | 0 | 0 | 0 | 0 | 0 | 2952.1305
2025-07-03 | 2682.241 | 0 | 4.9 | 0 | 0 | 1 | 0 | 0 | 0 | 0 | 0 | 0 | 0 | 0 | 0 | 0 | 0 | 0 | 0 | 0 | 0 | 0 | 0 | 0 | 0 | 0 | 0 | 0 | 2902.0836
2025-07-03 | 2598.983 | 0 | 3.2 | 0 | 0 | 0 | 1 | 0 | 0 | 0 | 0 | 0 | 0 | 0 | 0 | 0 | 0 | 0 | 0 | 0 | 0 | 0 | 0 | 0 | 0 | 0 | 0 | 0 | 2641.5004
2025-07-03 | 2617.054 | 0 | 2 | 0 | 0 | 0 | 0 | 1 | 0 | 0 | 0 | 0 | 0 | 0 | 0 | 0 | 0 | 0 | 0 | 0 | 0 | 0 | 0 | 0 | 0 | 0 | 0 | 0 | 2498.3208
2025-07-03 | 2750.675 | 0 | 1.7 | 0 | 0 | 0 | 0 | 0 | 1 | 0 | 0 | 0 | 0 | 0 | 0 | 0 | 0 | 0 | 0 | 0 | 0 | 0 | 0 | 0 | 0 | 0 | 0 | 0 | 2501.3031
2025-07-03 | 2864.761 | 0 | 3 | 0 | 0 | 0 | 0 | 0 | 0 | 1 | 0 | 0 | 0 | 0 | 0 | 0 | 0 | 0 | 0 | 0 | 0 | 0 | 0 | 0 | 0 | 0 | 0 | 0 | 2796.6784
2025-07-03 | 3458.989 | 0 | 3 | 0 | 0 | 0 | 0 | 0 | 0 | 0 | 1 | 0 | 0 | 0 | 0 | 0 | 0 | 0 | 0 | 0 | 0 | 0 | 0 | 0 | 0 | 0 | 0 | 0 | 3137.924
2025-07-03 | 4017.247 | 0 | 2.6 | 0 | 0 | 0 | 0 | 0 | 0 | 0 | 0 | 1 | 0 | 0 | 0 | 0 | 0 | 0 | 0 | 0 | 0 | 0 | 0 | 0 | 0 | 0 | 0 | 0 | 3581.3457
2025-07-03 | 4651.144 | 0 | 3.1 | 0 | 0 | 0 | 0 | 0 | 0 | 0 | 0 | 0 | 1 | 0 | 0 | 0 | 0 | 0 | 0 | 0 | 0 | 0 | 0 | 0 | 0 | 0 | 0 | 0 | 4273.9137
2025-07-03 | 5276.82 | 0 | 4.2 | 0 | 0 | 0 | 0 | 0 | 0 | 0 | 0 | 0 | 0 | 1 | 0 | 0 | 0 | 0 | 0 | 0 | 0 | 0 | 0 | 0 | 0 | 0 | 0 | 0 | 4653.6741
2025-07-03 | 5587.786 | 0 | 7.6 | 0 | 0 | 0 | 0 | 0 | 0 | 0 | 0 | 0 | 0 | 0 | 1 | 0 | 0 | 0 | 0 | 0 | 0 | 0 | 0 | 0 | 0 | 0 | 0 | 0 | 5330.7414
2025-07-03 | 5642.59 | 0 | 9.1 | 0 | 0 | 0 | 0 | 0 | 0 | 0 | 0 | 0 | 0 | 0 | 0 | 1 | 0 | 0 | 0 | 0 | 0 | 0 | 0 | 0 | 0 | 0 | 0 | 0 | 5574.2862
2025-07-03 | 5682.894 | 0 | 8.9 | 0 | 0 | 0 | 0 | 0 | 0 | 0 | 0 | 0 | 0 | 0 | 0 | 0 | 1 | 0 | 0 | 0 | 0 | 0 | 0 | 0 | 0 | 0 | 0 | 0 | 5521.8411
2025-07-03 | 5853.173 | 0 | 7.3 | 0 | 0 | 0 | 0 | 0 | 0 | 0 | 0 | 0 | 0 | 0 | 0 | 0 | 0 | 1 | 0 | 0 | 0 | 0 | 0 | 0 | 0 | 0 | 0 | 0 | 5280.3362
2025-07-03 | 5821.114 | 0 | 8.7 | 0 | 0 | 0 | 0 | 0 | 0 | 0 | 0 | 0 | 0 | 0 | 0 | 0 | 0 | 0 | 1 | 0 | 0 | 0 | 0 | 0 | 0 | 0 | 0 | 0 | 5431.4596
2025-07-03 | 5718.749 | 0 | 7.5 | 0 | 0 | 0 | 0 | 0 | 0 | 0 | 0 | 0 | 0 | 0 | 0 | 0 | 0 | 0 | 0 | 1 | 0 | 0 | 0 | 0 | 0 | 0 | 0 | 0 | 5126.0513
2025-07-03 | 5159.809 | 0 | 6.9 | 0 | 0 | 0 | 0 | 0 | 0 | 0 | 0 | 0 | 0 | 0 | 0 | 0 | 0 | 0 | 0 | 0 | 1 | 0 | 0 | 0 | 0 | 0 | 0 | 0 | 4744.5961
2025-07-03 | 4706.7 | 0 | 6.4 | 0 | 0 | 0 | 0 | 0 | 0 | 0 | 0 | 0 | 0 | 0 | 0 | 0 | 0 | 0 | 0 | 0 | 0 | 1 | 0 | 0 | 0 | 0 | 0 | 0 | 4370.9253
2025-07-03 | 4302.697 | 0 | 5.3 | 0 | 0 | 0 | 0 | 0 | 0 | 0 | 0 | 0 | 0 | 0 | 0 | 0 | 0 | 0 | 0 | 0 | 0 | 0 | 1 | 0 | 0 | 0 | 0 | 0 | 4022.1288
2025-07-03 | 3884.903 | 0 | 4.4 | 0 | 0 | 0 | 0 | 0 | 0 | 0 | 0 | 0 | 0 | 0 | 0 | 0 | 0 | 0 | 0 | 0 | 0 | 0 | 0 | 1 | 0 | 0 | 0 | 0 | 3734.5593
2025-07-03 | 3533.69 | 0 | 2.8 | 0 | 0 | 0 | 0 | 0 | 0 | 0 | 0 | 0 | 0 | 0 | 0 | 0 | 0 | 0 | 0 | 0 | 0 | 0 | 0 | 0 | 1 | 0 | 0 | 0 | 3316.3019
2025-07-03 | 3154.318 | 0 | 1.9 | 0 | 0 | 0 | 0 | 0 | 0 | 0 | 0 | 0 | 0 | 0 | 0 | 0 | 0 | 0 | 0 | 0 | 0 | 0 | 0 | 0 | 0 | 1 | 0 | 0 | 2921.2278
2025-07-03 | 2821.837 | 0 | 1.1 | 0 | 0 | 0 | 0 | 0 | 0 | 0 | 0 | 0 | 0 | 0 | 0 | 0 | 0 | 0 | 0 | 0 | 0 | 0 | 0 | 0 | 0 | 0 | 1 | 0 | 2588.9561
2025-07-03 | 2622.201 | 0 | 0.2 | 0 | 0 | 0 | 0 | 0 | 0 | 0 | 0 | 0 | 0 | 0 | 0 | 0 | 0 | 0 | 0 | 0 | 0 | 0 | 0 | 0 | 0 | 0 | 0 | 1 | 2327.5291
2025-07-04 | 2498.149 | 1.4 | 0 | 0 | 1 | 0 | 0 | 0 | 0 | 0 | 0 | 0 | 0 | 0 | 0 | 0 | 0 | 0 | 0 | 0 | 0 | 0 | 0 | 0 | 0 | 0 | 0 | 0 | 2315.5411
2025-07-04 | 2446.105 | 2.1 | 0 | 0 | 0 | 1 | 0 | 0 | 0 | 0 | 0 | 0 | 0 | 0 | 0 | 0 | 0 | 0 | 0 | 0 | 0 | 0 | 0 | 0 | 0 | 0 | 0 | 0 | 2326.1887
2025-07-04 | 2435.785 | 2.2 | 0 | 0 | 0 | 0 | 1 | 0 | 0 | 0 | 0 | 0 | 0 | 0 | 0 | 0 | 0 | 0 | 0 | 0 | 0 | 0 | 0 | 0 | 0 | 0 | 0 | 0 | 2319.9944
2025-07-04 | 2403.362 | 2.6 | 0 | 0 | 0 | 0 | 0 | 1 | 0 | 0 | 0 | 0 | 0 | 0 | 0 | 0 | 0 | 0 | 0 | 0 | 0 | 0 | 0 | 0 | 0 | 0 | 0 | 0 | 2378.086
2025-07-04 | 2416.229 | 3.3 | 0 | 0 | 0 | 0 | 0 | 0 | 1 | 0 | 0 | 0 | 0 | 0 | 0 | 0 | 0 | 0 | 0 | 0 | 0 | 0 | 0 | 0 | 0 | 0 | 0 | 0 | 2470.9158
2025-07-04 | 2608.606 | 3.5 | 0 | 0 | 0 | 0 | 0 | 0 | 0 | 1 | 0 | 0 | 0 | 0 | 0 | 0 | 0 | 0 | 0 | 0 | 0 | 0 | 0 | 0 | 0 | 0 | 0 | 0 | 2589.9731
2025-07-04 | 3176.889 | 1.9 | 0 | 0 | 0 | 0 | 0 | 0 | 0 | 0 | 1 | 0 | 0 | 0 | 0 | 0 | 0 | 0 | 0 | 0 | 0 | 0 | 0 | 0 | 0 | 0 | 0 | 0 | 2825.8061
2025-07-04 | 3905.482 | 0 | 0.5 | 0 | 0 | 0 | 0 | 0 | 0 | 0 | 0 | 1 | 0 | 0 | 0 | 0 | 0 | 0 | 0 | 0 | 0 | 0 | 0 | 0 | 0 | 0 | 0 | 0 | 3275.239
2025-07-04 | 4566.197 | 0 | 3.1 | 0 | 0 | 0 | 0 | 0 | 0 | 0 | 0 | 0 | 1 | 0 | 0 | 0 | 0 | 0 | 0 | 0 | 0 | 0 | 0 | 0 | 0 | 0 | 0 | 0 | 4273.9137
2025-07-04 | 5049.06 | 0 | 4.4 | 0 | 0 | 0 | 0 | 0 | 0 | 0 | 0 | 0 | 0 | 1 | 0 | 0 | 0 | 0 | 0 | 0 | 0 | 0 | 0 | 0 | 0 | 0 | 0 | 0 | 4682.8272
2025-07-04 | 5323.988 | 0 | 5.6 | 0 | 0 | 0 | 0 | 0 | 0 | 0 | 0 | 0 | 0 | 0 | 1 | 0 | 0 | 0 | 0 | 0 | 0 | 0 | 0 | 0 | 0 | 0 | 0 | 0 | 5039.2112
2025-07-04 | 5419.913 | 0 | 6 | 0 | 0 | 0 | 0 | 0 | 0 | 0 | 0 | 0 | 0 | 0 | 0 | 1 | 0 | 0 | 0 | 0 | 0 | 0 | 0 | 0 | 0 | 0 | 0 | 0 | 5122.4144
2025-07-04 | 5516.518 | 0 | 6.6 | 0 | 0 | 0 | 0 | 0 | 0 | 0 | 0 | 0 | 0 | 0 | 0 | 0 | 1 | 0 | 0 | 0 | 0 | 0 | 0 | 0 | 0 | 0 | 0 | 0 | 5186.5814
2025-07-04 | 5538.982 | 0 | 7.3 | 0 | 0 | 0 | 0 | 0 | 0 | 0 | 0 | 0 | 0 | 0 | 0 | 0 | 0 | 1 | 0 | 0 | 0 | 0 | 0 | 0 | 0 | 0 | 0 | 0 | 5280.3362
2025-07-04 | 5347.463 | 0 | 7.5 | 0 | 0 | 0 | 0 | 0 | 0 | 0 | 0 | 0 | 0 | 0 | 0 | 0 | 0 | 0 | 1 | 0 | 0 | 0 | 0 | 0 | 0 | 0 | 0 | 0 | 5256.5415
2025-07-04 | 5205.777 | 0 | 8.2 | 0 | 0 | 0 | 0 | 0 | 0 | 0 | 0 | 0 | 0 | 0 | 0 | 0 | 0 | 0 | 0 | 1 | 0 | 0 | 0 | 0 | 0 | 0 | 0 | 0 | 5228.0868
2025-07-04 | 4759.544 | 0 | 7.7 | 0 | 0 | 0 | 0 | 0 | 0 | 0 | 0 | 0 | 0 | 0 | 0 | 0 | 0 | 0 | 0 | 0 | 1 | 0 | 0 | 0 | 0 | 0 | 0 | 0 | 4861.2082
2025-07-04 | 4369.157 | 0 | 7.6 | 0 | 0 | 0 | 0 | 0 | 0 | 0 | 0 | 0 | 0 | 0 | 0 | 0 | 0 | 0 | 0 | 0 | 0 | 1 | 0 | 0 | 0 | 0 | 0 | 0 | 4545.8434
2025-07-04 | 4050.318 | 0 | 6.2 | 0 | 0 | 0 | 0 | 0 | 0 | 0 | 0 | 0 | 0 | 0 | 0 | 0 | 0 | 0 | 0 | 0 | 0 | 0 | 1 | 0 | 0 | 0 | 0 | 0 | 4153.3174
2025-07-04 | 3712.162 | 0 | 5.4 | 0 | 0 | 0 | 0 | 0 | 0 | 0 | 0 | 0 | 0 | 0 | 0 | 0 | 0 | 0 | 0 | 0 | 0 | 0 | 0 | 1 | 0 | 0 | 0 | 0 | 3880.3244
2025-07-04 | 3449.635 | 0 | 4.5 | 0 | 0 | 0 | 0 | 0 | 0 | 0 | 0 | 0 | 0 | 0 | 0 | 0 | 0 | 0 | 0 | 0 | 0 | 0 | 0 | 0 | 1 | 0 | 0 | 0 | 3564.1025
2025-07-04 | 3121.161 | 0 | 3.6 | 0 | 0 | 0 | 0 | 0 | 0 | 0 | 0 | 0 | 0 | 0 | 0 | 0 | 0 | 0 | 0 | 0 | 0 | 0 | 0 | 0 | 0 | 1 | 0 | 0 | 3169.0285
2025-07-04 | 2839.551 | 0 | 3.3 | 0 | 0 | 0 | 0 | 0 | 0 | 0 | 0 | 0 | 0 | 0 | 0 | 0 | 0 | 0 | 0 | 0 | 0 | 0 | 0 | 0 | 0 | 0 | 1 | 0 | 2909.6393
2025-07-04 | 2636.651 | 0 | 3.1 | 0 | 0 | 0 | 0 | 0 | 0 | 0 | 0 | 0 | 0 | 0 | 0 | 0 | 0 | 0 | 0 | 0 | 0 | 0 | 0 | 0 | 0 | 0 | 0 | 1 | 2750.2479
2025-07-05 | 2551.735 | 0 | 2.5 | 1 | 1 | 0 | 0 | 0 | 0 | 0 | 0 | 0 | 0 | 0 | 0 | 0 | 0 | 0 | 0 | 0 | 0 | 0 | 0 | 0 | 0 | 0 | 0 | 0 | 2015.187
2025-07-05 | 2445.104 | 0 | 2.2 | 1 | 0 | 1 | 0 | 0 | 0 | 0 | 0 | 0 | 0 | 0 | 0 | 0 | 0 | 0 | 0 | 0 | 0 | 0 | 0 | 0 | 0 | 0 | 0 | 0 | 1935.987
2025-07-05 | 2406.864 | 0 | 2.6 | 1 | 0 | 0 | 1 | 0 | 0 | 0 | 0 | 0 | 0 | 0 | 0 | 0 | 0 | 0 | 0 | 0 | 0 | 0 | 0 | 0 | 0 | 0 | 0 | 0 | 1981.5105
2025-07-05 | 2437.173 | 0 | 2.1 | 1 | 0 | 0 | 0 | 1 | 0 | 0 | 0 | 0 | 0 | 0 | 0 | 0 | 0 | 0 | 0 | 0 | 0 | 0 | 0 | 0 | 0 | 0 | 0 | 0 | 1940.3665
2025-07-05 | 2420.249 | 0 | 2.2 | 1 | 0 | 0 | 0 | 0 | 1 | 0 | 0 | 0 | 0 | 0 | 0 | 0 | 0 | 0 | 0 | 0 | 0 | 0 | 0 | 0 | 0 | 0 | 0 | 0 | 2001.6548
2025-07-05 | 2448.652 | 0 | 1.7 | 1 | 0 | 0 | 0 | 0 | 0 | 1 | 0 | 0 | 0 | 0 | 0 | 0 | 0 | 0 | 0 | 0 | 0 | 0 | 0 | 0 | 0 | 0 | 0 | 0 | 2034.653
2025-07-05 | 2689.634 | 0 | 2.2 | 1 | 0 | 0 | 0 | 0 | 0 | 0 | 1 | 0 | 0 | 0 | 0 | 0 | 0 | 0 | 0 | 0 | 0 | 0 | 0 | 0 | 0 | 0 | 0 | 0 | 2448.781
2025-07-05 | 3145.955 | 0 | 3.6 | 1 | 0 | 0 | 0 | 0 | 0 | 0 | 0 | 1 | 0 | 0 | 0 | 0 | 0 | 0 | 0 | 0 | 0 | 0 | 0 | 0 | 0 | 0 | 0 | 0 | 3154.5799
2025-07-05 | 3760.758 | 0 | 5.2 | 1 | 0 | 0 | 0 | 0 | 0 | 0 | 0 | 0 | 1 | 0 | 0 | 0 | 0 | 0 | 0 | 0 | 0 | 0 | 0 | 0 | 0 | 0 | 0 | 0 | 4007.4896
2025-07-05 | 4283.242 | 0 | 7.4 | 1 | 0 | 0 | 0 | 0 | 0 | 0 | 0 | 0 | 0 | 1 | 0 | 0 | 0 | 0 | 0 | 0 | 0 | 0 | 0 | 0 | 0 | 0 | 0 | 0 | 4547.5916
2025-07-05 | 4593.022 | 0 | 8.6 | 1 | 0 | 0 | 0 | 0 | 0 | 0 | 0 | 0 | 0 | 0 | 1 | 0 | 0 | 0 | 0 | 0 | 0 | 0 | 0 | 0 | 0 | 0 | 0 | 0 | 4903.9757
2025-07-05 | 4718.256 | 0 | 9.6 | 1 | 0 | 0 | 0 | 0 | 0 | 0 | 0 | 0 | 0 | 0 | 0 | 1 | 0 | 0 | 0 | 0 | 0 | 0 | 0 | 0 | 0 | 0 | 0 | 0 | 5074.6379
2025-07-05 | 4777.511 | 0 | 11.1 | 1 | 0 | 0 | 0 | 0 | 0 | 0 | 0 | 0 | 0 | 0 | 0 | 0 | 1 | 0 | 0 | 0 | 0 | 0 | 0 | 0 | 0 | 0 | 0 | 0 | 5269.9934
2025-07-05 | 4835.703 | 0 | 11 | 1 | 0 | 0 | 0 | 0 | 0 | 0 | 0 | 0 | 0 | 0 | 0 | 0 | 0 | 1 | 0 | 0 | 0 | 0 | 0 | 0 | 0 | 0 | 0 | 0 | 5247.1362
2025-07-05 | 4786.789 | 0 | 11.6 | 1 | 0 | 0 | 0 | 0 | 0 | 0 | 0 | 0 | 0 | 0 | 0 | 0 | 0 | 0 | 1 | 0 | 0 | 0 | 0 | 0 | 0 | 0 | 0 | 0 | 5281.6475
2025-07-05 | 4737.835 | 0 | 11.2 | 1 | 0 | 0 | 0 | 0 | 0 | 0 | 0 | 0 | 0 | 0 | 0 | 0 | 0 | 0 | 0 | 1 | 0 | 0 | 0 | 0 | 0 | 0 | 0 | 0 | 5092.8513
2025-07-05 | 4617.719 | 0 | 9.8 | 1 | 0 | 0 | 0 | 0 | 0 | 0 | 0 | 0 | 0 | 0 | 0 | 0 | 0 | 0 | 0 | 0 | 1 | 0 | 0 | 0 | 0 | 0 | 0 | 0 | 4594.7841
2025-07-05 | 4461.714 | 0 | 11 | 1 | 0 | 0 | 0 | 0 | 0 | 0 | 0 | 0 | 0 | 0 | 0 | 0 | 0 | 0 | 0 | 0 | 0 | 1 | 0 | 0 | 0 | 0 | 0 | 0 | 4468.9139
2025-07-05 | 4262.556 | 0 | 6.8 | 1 | 0 | 0 | 0 | 0 | 0 | 0 | 0 | 0 | 0 | 0 | 0 | 0 | 0 | 0 | 0 | 0 | 0 | 0 | 1 | 0 | 0 | 0 | 0 | 0 | 3668.2456
2025-07-05 | 3948.672 | 0 | 9.2 | 1 | 0 | 0 | 0 | 0 | 0 | 0 | 0 | 0 | 0 | 0 | 0 | 0 | 0 | 0 | 0 | 0 | 0 | 0 | 0 | 1 | 0 | 0 | 0 | 0 | 3861.7009
2025-07-05 | 3754.02 | 0 | 9.1 | 1 | 0 | 0 | 0 | 0 | 0 | 0 | 0 | 0 | 0 | 0 | 0 | 0 | 0 | 0 | 0 | 0 | 0 | 0 | 0 | 0 | 1 | 0 | 0 | 0 | 3662.0911
2025-07-05 | 3437.796 | 0 | 8.9 | 1 | 0 | 0 | 0 | 0 | 0 | 0 | 0 | 0 | 0 | 0 | 0 | 0 | 0 | 0 | 0 | 0 | 0 | 0 | 0 | 0 | 0 | 1 | 0 | 0 | 3369.0526
2025-07-05 | 3182.265 | 0 | 7.9 | 1 | 0 | 0 | 0 | 0 | 0 | 0 | 0 | 0 | 0 | 0 | 0 | 0 | 0 | 0 | 0 | 0 | 0 | 0 | 0 | 0 | 0 | 0 | 1 | 0 | 3007.6279
2025-07-05 | 2944.563 | 0 | 7.5 | 1 | 0 | 0 | 0 | 0 | 0 | 0 | 0 | 0 | 0 | 0 | 0 | 0 | 0 | 0 | 0 | 0 | 0 | 0 | 0 | 0 | 0 | 0 | 0 | 1 | 2819.0834
2025-07-06 | 2835.561 | 0 | 7.1 | 1 | 1 | 0 | 0 | 0 | 0 | 0 | 0 | 0 | 0 | 0 | 0 | 0 | 0 | 0 | 0 | 0 | 0 | 0 | 0 | 0 | 0 | 0 | 0 | 0 | 2685.7064
2025-07-06 | 2768.64 | 0 | 6.7 | 1 | 0 | 1 | 0 | 0 | 0 | 0 | 0 | 0 | 0 | 0 | 0 | 0 | 0 | 0 | 0 | 0 | 0 | 0 | 0 | 0 | 0 | 0 | 0 | 0 | 2591.9299
2025-07-06 | 2713.159 | 0 | 5.2 | 1 | 0 | 0 | 1 | 0 | 0 | 0 | 0 | 0 | 0 | 0 | 0 | 0 | 0 | 0 | 0 | 0 | 0 | 0 | 0 | 0 | 0 | 0 | 0 | 0 | 2360.4997
2025-07-06 | 2721.642 | 0 | 6.2 | 1 | 0 | 0 | 0 | 1 | 0 | 0 | 0 | 0 | 0 | 0 | 0 | 0 | 0 | 0 | 0 | 0 | 0 | 0 | 0 | 0 | 0 | 0 | 0 | 0 | 2538.0033
2025-07-06 | 2670.911 | 0 | 4.6 | 1 | 0 | 0 | 0 | 0 | 1 | 0 | 0 | 0 | 0 | 0 | 0 | 0 | 0 | 0 | 0 | 0 | 0 | 0 | 0 | 0 | 0 | 0 | 0 | 0 | 2351.491
2025-07-06 | 2665.794 | 0 | 5.6 | 1 | 0 | 0 | 0 | 0 | 0 | 1 | 0 | 0 | 0 | 0 | 0 | 0 | 0 | 0 | 0 | 0 | 0 | 0 | 0 | 0 | 0 | 0 | 0 | 0 | 2603.1368
2025-07-06 | 2909.615 | 0 | 6.7 | 1 | 0 | 0 | 0 | 0 | 0 | 0 | 1 | 0 | 0 | 0 | 0 | 0 | 0 | 0 | 0 | 0 | 0 | 0 | 0 | 0 | 0 | 0 | 0 | 0 | 3104.724
2025-07-06 | 3280.115 | 0 | 7.6 | 1 | 0 | 0 | 0 | 0 | 0 | 0 | 0 | 1 | 0 | 0 | 0 | 0 | 0 | 0 | 0 | 0 | 0 | 0 | 0 | 0 | 0 | 0 | 0 | 0 | 3737.6403
2025-07-06 | 3814.072 | 0 | 9.8 | 1 | 0 | 0 | 0 | 0 | 0 | 0 | 0 | 0 | 1 | 0 | 0 | 0 | 0 | 0 | 0 | 0 | 0 | 0 | 0 | 0 | 0 | 0 | 0 | 0 | 4678.009
2025-07-06 | 4410.973 | 0 | 12 | 1 | 0 | 0 | 0 | 0 | 0 | 0 | 0 | 0 | 0 | 1 | 0 | 0 | 0 | 0 | 0 | 0 | 0 | 0 | 0 | 0 | 0 | 0 | 0 | 0 | 5218.111
2025-07-06 | 4750.215 | 0 | 13.8 | 1 | 0 | 0 | 0 | 0 | 0 | 0 | 0 | 0 | 0 | 0 | 1 | 0 | 0 | 0 | 0 | 0 | 0 | 0 | 0 | 0 | 0 | 0 | 0 | 0 | 5661.9542
2025-07-06 | 4914.116 | 0 | 14.3 | 1 | 0 | 0 | 0 | 0 | 0 | 0 | 0 | 0 | 0 | 0 | 0 | 1 | 0 | 0 | 0 | 0 | 0 | 0 | 0 | 0 | 0 | 0 | 0 | 0 | 5759.7338
2025-07-06 | 4970.045 | 0 | 14.4 | 1 | 0 | 0 | 0 | 0 | 0 | 0 | 0 | 0 | 0 | 0 | 0 | 0 | 1 | 0 | 0 | 0 | 0 | 0 | 0 | 0 | 0 | 0 | 0 | 0 | 5751.0182
2025-07-06 | 5084.916 | 0 | 15.4 | 1 | 0 | 0 | 0 | 0 | 0 | 0 | 0 | 0 | 0 | 0 | 0 | 0 | 0 | 1 | 0 | 0 | 0 | 0 | 0 | 0 | 0 | 0 | 0 | 0 | 5888.5026
2025-07-06 | 5103.967 | 0 | 16 | 1 | 0 | 0 | 0 | 0 | 0 | 0 | 0 | 0 | 0 | 0 | 0 | 0 | 0 | 0 | 1 | 0 | 0 | 0 | 0 | 0 | 0 | 0 | 0 | 0 | 5923.0139
2025-07-06 | 5042.117 | 0 | 15.9 | 1 | 0 | 0 | 0 | 0 | 0 | 0 | 0 | 0 | 0 | 0 | 0 | 0 | 0 | 0 | 0 | 1 | 0 | 0 | 0 | 0 | 0 | 0 | 0 | 0 | 5777.9472
2025-07-06 | 4936.081 | 0 | 16.3 | 1 | 0 | 0 | 0 | 0 | 0 | 0 | 0 | 0 | 0 | 0 | 0 | 0 | 0 | 0 | 0 | 0 | 1 | 0 | 0 | 0 | 0 | 0 | 0 | 0 | 5542.2572
2025-07-06 | 4724.024 | 0 | 15.2 | 1 | 0 | 0 | 0 | 0 | 0 | 0 | 0 | 0 | 0 | 0 | 0 | 0 | 0 | 0 | 0 | 0 | 0 | 1 | 0 | 0 | 0 | 0 | 0 | 0 | 5081.1273
2025-07-06 | 4428.305 | 0 | 14.3 | 1 | 0 | 0 | 0 | 0 | 0 | 0 | 0 | 0 | 0 | 0 | 0 | 0 | 0 | 0 | 0 | 0 | 0 | 0 | 1 | 0 | 0 | 0 | 0 | 0 | 4761.4838
2025-07-06 | 4136.874 | 0 | 13.6 | 1 | 0 | 0 | 0 | 0 | 0 | 0 | 0 | 0 | 0 | 0 | 0 | 0 | 0 | 0 | 0 | 0 | 0 | 0 | 0 | 1 | 0 | 0 | 0 | 0 | 4503.0673
2025-07-06 | 3939.575 | 0 | 12.4 | 1 | 0 | 0 | 0 | 0 | 0 | 0 | 0 | 0 | 0 | 0 | 0 | 0 | 0 | 0 | 0 | 0 | 0 | 0 | 0 | 0 | 1 | 0 | 0 | 0 | 4143.1159
2025-07-06 | 3586.756 | 0 | 11.9 | 1 | 0 | 0 | 0 | 0 | 0 | 0 | 0 | 0 | 0 | 0 | 0 | 0 | 0 | 0 | 0 | 0 | 0 | 0 | 0 | 0 | 0 | 1 | 0 | 0 | 3806.3479
2025-07-06 | 3272.794 | 0 | 11 | 1 | 0 | 0 | 0 | 0 | 0 | 0 | 0 | 0 | 0 | 0 | 0 | 0 | 0 | 0 | 0 | 0 | 0 | 0 | 0 | 0 | 0 | 0 | 1 | 0 | 3459.4997
2025-07-06 | 3046.761 | 0 | 10.1 | 1 | 0 | 0 | 0 | 0 | 0 | 0 | 0 | 0 | 0 | 0 | 0 | 0 | 0 | 0 | 0 | 0 | 0 | 0 | 0 | 0 | 0 | 0 | 0 | 1 | 3198.0727
2025-07-07 | 2903.984 | 0 | 9.4 | 0 | 1 | 0 | 0 | 0 | 0 | 0 | 0 | 0 | 0 | 0 | 0 | 0 | 0 | 0 | 0 | 0 | 0 | 0 | 0 | 0 | 0 | 0 | 0 | 0 | 3593.4969
2025-07-07 | 2930.219 | 0 | 9.2 | 0 | 0 | 1 | 0 | 0 | 0 | 0 | 0 | 0 | 0 | 0 | 0 | 0 | 0 | 0 | 0 | 0 | 0 | 0 | 0 | 0 | 0 | 0 | 0 | 0 | 3528.8735
2025-07-07 | 2932.958 | 0 | 9 | 0 | 0 | 0 | 1 | 0 | 0 | 0 | 0 | 0 | 0 | 0 | 0 | 0 | 0 | 0 | 0 | 0 | 0 | 0 | 0 | 0 | 0 | 0 | 0 | 0 | 3486.9379
2025-07-07 | 2940.05 | 0 | 8.6 | 0 | 0 | 0 | 0 | 1 | 0 | 0 | 0 | 0 | 0 | 0 | 0 | 0 | 0 | 0 | 0 | 0 | 0 | 0 | 0 | 0 | 0 | 0 | 0 | 0 | 3460.3704
2025-07-07 | 3009.881 | 0 | 7.6 | 0 | 0 | 0 | 0 | 0 | 1 | 0 | 0 | 0 | 0 | 0 | 0 | 0 | 0 | 0 | 0 | 0 | 0 | 0 | 0 | 0 | 0 | 0 | 0 | 0 | 3361.3171
2025-07-07 | 3190.791 | 0 | 6.8 | 0 | 0 | 0 | 0 | 0 | 0 | 1 | 0 | 0 | 0 | 0 | 0 | 0 | 0 | 0 | 0 | 0 | 0 | 0 | 0 | 0 | 0 | 0 | 0 | 0 | 3350.5858
2025-07-07 | 3773.11 | 0 | 7.1 | 0 | 0 | 0 | 0 | 0 | 0 | 0 | 1 | 0 | 0 | 0 | 0 | 0 | 0 | 0 | 0 | 0 | 0 | 0 | 0 | 0 | 0 | 0 | 0 | 0 | 3735.5608
2025-07-07 | 4700.182 | 0 | 8.4 | 0 | 0 | 0 | 0 | 0 | 0 | 0 | 0 | 1 | 0 | 0 | 0 | 0 | 0 | 0 | 0 | 0 | 0 | 0 | 0 | 0 | 0 | 0 | 0 | 0 | 4426.7832
2025-07-07 | 5451.19 | 0 | 8.5 | 0 | 0 | 0 | 0 | 0 | 0 | 0 | 0 | 0 | 1 | 0 | 0 | 0 | 0 | 0 | 0 | 0 | 0 | 0 | 0 | 0 | 0 | 0 | 0 | 0 | 5061.0452
2025-07-07 | 5910.299 | 0 | 10.1 | 0 | 0 | 0 | 0 | 0 | 0 | 0 | 0 | 0 | 0 | 1 | 0 | 0 | 0 | 0 | 0 | 0 | 0 | 0 | 0 | 0 | 0 | 0 | 0 | 0 | 5513.6882
2025-07-07 | 6151.82 | 0 | 10.6 | 0 | 0 | 0 | 0 | 0 | 0 | 0 | 0 | 0 | 0 | 0 | 1 | 0 | 0 | 0 | 0 | 0 | 0 | 0 | 0 | 0 | 0 | 0 | 0 | 0 | 5768.0367
2025-07-07 | 6227.6 | 0 | 10.5 | 0 | 0 | 0 | 0 | 0 | 0 | 0 | 0 | 0 | 0 | 0 | 0 | 1 | 0 | 0 | 0 | 0 | 0 | 0 | 0 | 0 | 0 | 0 | 0 | 0 | 5778.3573
2025-07-07 | 6290.081 | 0 | 10 | 0 | 0 | 0 | 0 | 0 | 0 | 0 | 0 | 0 | 0 | 0 | 0 | 0 | 1 | 0 | 0 | 0 | 0 | 0 | 0 | 0 | 0 | 0 | 0 | 0 | 5682.1827
2025-07-07 | 6263.823 | 0 | 10.7 | 0 | 0 | 0 | 0 | 0 | 0 | 0 | 0 | 0 | 0 | 0 | 0 | 0 | 0 | 1 | 0 | 0 | 0 | 0 | 0 | 0 | 0 | 0 | 0 | 0 | 5775.9375
2025-07-07 | 6256.569 | 0 | 10.8 | 0 | 0 | 0 | 0 | 0 | 0 | 0 | 0 | 0 | 0 | 0 | 0 | 0 | 0 | 0 | 1 | 0 | 0 | 0 | 0 | 0 | 0 | 0 | 0 | 0 | 5737.5663
2025-07-07 | 6209.809 | 0 | 10 | 0 | 0 | 0 | 0 | 0 | 0 | 0 | 0 | 0 | 0 | 0 | 0 | 0 | 0 | 0 | 0 | 1 | 0 | 0 | 0 | 0 | 0 | 0 | 0 | 0 | 5490.464
2025-07-07 | 5478.645 | 0 | 8.1 | 0 | 0 | 0 | 0 | 0 | 0 | 0 | 0 | 0 | 0 | 0 | 0 | 0 | 0 | 0 | 0 | 0 | 1 | 0 | 0 | 0 | 0 | 0 | 0 | 0 | 4919.5142
2025-07-07 | 4875.075 | 0 | 7.7 | 0 | 0 | 0 | 0 | 0 | 0 | 0 | 0 | 0 | 0 | 0 | 0 | 0 | 0 | 0 | 0 | 0 | 0 | 1 | 0 | 0 | 0 | 0 | 0 | 0 | 4560.4199
2025-07-07 | 4538.613 | 0 | 6.6 | 0 | 0 | 0 | 0 | 0 | 0 | 0 | 0 | 0 | 0 | 0 | 0 | 0 | 0 | 0 | 0 | 0 | 0 | 0 | 1 | 0 | 0 | 0 | 0 | 0 | 4211.6235
2025-07-07 | 4199.547 | 0 | 5.3 | 0 | 0 | 0 | 0 | 0 | 0 | 0 | 0 | 0 | 0 | 0 | 0 | 0 | 0 | 0 | 0 | 0 | 0 | 0 | 0 | 1 | 0 | 0 | 0 | 0 | 3865.7479
2025-07-07 | 4016.02 | 0 | 3.9 | 0 | 0 | 0 | 0 | 0 | 0 | 0 | 0 | 0 | 0 | 0 | 0 | 0 | 0 | 0 | 0 | 0 | 0 | 0 | 0 | 0 | 1 | 0 | 0 | 0 | 3476.6435
2025-07-07 | 3508.234 | 0 | 3.3 | 0 | 0 | 0 | 0 | 0 | 0 | 0 | 0 | 0 | 0 | 0 | 0 | 0 | 0 | 0 | 0 | 0 | 0 | 0 | 0 | 0 | 0 | 1 | 0 | 0 | 3125.2989
2025-07-07 | 3198.713 | 0 | 2.9 | 0 | 0 | 0 | 0 | 0 | 0 | 0 | 0 | 0 | 0 | 0 | 0 | 0 | 0 | 0 | 0 | 0 | 0 | 0 | 0 | 0 | 0 | 0 | 1 | 0 | 2851.3333
2025-07-07 | 2996.653 | 0 | 2.7 | 0 | 0 | 0 | 0 | 0 | 0 | 0 | 0 | 0 | 0 | 0 | 0 | 0 | 0 | 0 | 0 | 0 | 0 | 0 | 0 | 0 | 0 | 0 | 0 | 1 | 2691.9418
2025-07-08 | 2886.74 | 0 | 2.4 | 0 | 1 | 0 | 0 | 0 | 0 | 0 | 0 | 0 | 0 | 0 | 0 | 0 | 0 | 0 | 0 | 0 | 0 | 0 | 0 | 0 | 0 | 0 | 0 | 0 | 2573.1413
2025-07-08 | 2844.811 | 0 | 2.3 | 0 | 0 | 1 | 0 | 0 | 0 | 0 | 0 | 0 | 0 | 0 | 0 | 0 | 0 | 0 | 0 | 0 | 0 | 0 | 0 | 0 | 0 | 0 | 0 | 0 | 2523.0944
2025-07-08 | 2820.289 | 0 | 2.3 | 0 | 0 | 0 | 1 | 0 | 0 | 0 | 0 | 0 | 0 | 0 | 0 | 0 | 0 | 0 | 0 | 0 | 0 | 0 | 0 | 0 | 0 | 0 | 0 | 0 | 2510.3118
2025-07-08 | 2815.468 | 0 | 1.9 | 0 | 0 | 0 | 0 | 1 | 0 | 0 | 0 | 0 | 0 | 0 | 0 | 0 | 0 | 0 | 0 | 0 | 0 | 0 | 0 | 0 | 0 | 0 | 0 | 0 | 2483.7443
2025-07-08 | 2867.093 | 0 | 1.5 | 0 | 0 | 0 | 0 | 0 | 1 | 0 | 0 | 0 | 0 | 0 | 0 | 0 | 0 | 0 | 0 | 0 | 0 | 0 | 0 | 0 | 0 | 0 | 0 | 0 | 2472.15
2025-07-08 | 3036.054 | 0 | 1.3 | 0 | 0 | 0 | 0 | 0 | 0 | 1 | 0 | 0 | 0 | 0 | 0 | 0 | 0 | 0 | 0 | 0 | 0 | 0 | 0 | 0 | 0 | 0 | 0 | 0 | 2548.8778
2025-07-08 | 3656.775 | 0 | 1.9 | 0 | 0 | 0 | 0 | 0 | 0 | 0 | 1 | 0 | 0 | 0 | 0 | 0 | 0 | 0 | 0 | 0 | 0 | 0 | 0 | 0 | 0 | 0 | 0 | 0 | 2977.5824
2025-07-08 | 4428.987 | 0 | 2.1 | 0 | 0 | 0 | 0 | 0 | 0 | 0 | 0 | 1 | 0 | 0 | 0 | 0 | 0 | 0 | 0 | 0 | 0 | 0 | 0 | 0 | 0 | 0 | 0 | 0 | 3508.4631
2025-07-08 | 5102.657 | 0 | 3 | 0 | 0 | 0 | 0 | 0 | 0 | 0 | 0 | 0 | 1 | 0 | 0 | 0 | 0 | 0 | 0 | 0 | 0 | 0 | 0 | 0 | 0 | 0 | 0 | 0 | 4259.3372
2025-07-08 | 5506.455 | 0 | 3.4 | 0 | 0 | 0 | 0 | 0 | 0 | 0 | 0 | 0 | 0 | 1 | 0 | 0 | 0 | 0 | 0 | 0 | 0 | 0 | 0 | 0 | 0 | 0 | 0 | 0 | 4537.0621
2025-07-08 | 5641.299 | 0 | 4.2 | 0 | 0 | 0 | 0 | 0 | 0 | 0 | 0 | 0 | 0 | 0 | 1 | 0 | 0 | 0 | 0 | 0 | 0 | 0 | 0 | 0 | 0 | 0 | 0 | 0 | 4835.1401
2025-07-08 | 5714.261 | 0 | 4.6 | 0 | 0 | 0 | 0 | 0 | 0 | 0 | 0 | 0 | 0 | 0 | 0 | 1 | 0 | 0 | 0 | 0 | 0 | 0 | 0 | 0 | 0 | 0 | 0 | 0 | 4918.3433
2025-07-08 | 5818.844 | 0 | 5.4 | 0 | 0 | 0 | 0 | 0 | 0 | 0 | 0 | 0 | 0 | 0 | 0 | 0 | 1 | 0 | 0 | 0 | 0 | 0 | 0 | 0 | 0 | 0 | 0 | 0 | 5011.6632
2025-07-08 | 5942.092 | 0 | 5.9 | 0 | 0 | 0 | 0 | 0 | 0 | 0 | 0 | 0 | 0 | 0 | 0 | 0 | 0 | 1 | 0 | 0 | 0 | 0 | 0 | 0 | 0 | 0 | 0 | 0 | 5076.2651
2025-07-08 | 5997.39 | 0 | 7.1 | 0 | 0 | 0 | 0 | 0 | 0 | 0 | 0 | 0 | 0 | 0 | 0 | 0 | 0 | 0 | 1 | 0 | 0 | 0 | 0 | 0 | 0 | 0 | 0 | 0 | 5198.2355
2025-07-08 | 5778.78 | 0 | 7.6 | 0 | 0 | 0 | 0 | 0 | 0 | 0 | 0 | 0 | 0 | 0 | 0 | 0 | 0 | 0 | 0 | 1 | 0 | 0 | 0 | 0 | 0 | 0 | 0 | 0 | 5140.6278
2025-07-08 | 5149.32 | 0 | 7.1 | 0 | 0 | 0 | 0 | 0 | 0 | 0 | 0 | 0 | 0 | 0 | 0 | 0 | 0 | 0 | 0 | 0 | 1 | 0 | 0 | 0 | 0 | 0 | 0 | 0 | 4773.7491
2025-07-08 | 4706 | 0 | 5.8 | 0 | 0 | 0 | 0 | 0 | 0 | 0 | 0 | 0 | 0 | 0 | 0 | 0 | 0 | 0 | 0 | 0 | 0 | 1 | 0 | 0 | 0 | 0 | 0 | 0 | 4283.4662
2025-07-08 | 4346.14 | 0 | 5.8 | 0 | 0 | 0 | 0 | 0 | 0 | 0 | 0 | 0 | 0 | 0 | 0 | 0 | 0 | 0 | 0 | 0 | 0 | 0 | 1 | 0 | 0 | 0 | 0 | 0 | 4095.0114
2025-07-08 | 4091.336 | 0 | 4.8 | 0 | 0 | 0 | 0 | 0 | 0 | 0 | 0 | 0 | 0 | 0 | 0 | 0 | 0 | 0 | 0 | 0 | 0 | 0 | 0 | 1 | 0 | 0 | 0 | 0 | 3792.8653
2025-07-08 | 3808.461 | 0 | 4.4 | 0 | 0 | 0 | 0 | 0 | 0 | 0 | 0 | 0 | 0 | 0 | 0 | 0 | 0 | 0 | 0 | 0 | 0 | 0 | 0 | 0 | 1 | 0 | 0 | 0 | 3549.526
2025-07-08 | 3386.965 | 0 | 4.2 | 0 | 0 | 0 | 0 | 0 | 0 | 0 | 0 | 0 | 0 | 0 | 0 | 0 | 0 | 0 | 0 | 0 | 0 | 0 | 0 | 0 | 0 | 1 | 0 | 0 | 3256.4875
2025-07-08 | 3029.152 | 0 | 4.1 | 0 | 0 | 0 | 0 | 0 | 0 | 0 | 0 | 0 | 0 | 0 | 0 | 0 | 0 | 0 | 0 | 0 | 0 | 0 | 0 | 0 | 0 | 0 | 1 | 0 | 3026.2514
2025-07-08 | 2853.79 | 0 | 3.5 | 0 | 0 | 0 | 0 | 0 | 0 | 0 | 0 | 0 | 0 | 0 | 0 | 0 | 0 | 0 | 0 | 0 | 0 | 0 | 0 | 0 | 0 | 0 | 0 | 1 | 2808.5539
2025-07-09 | 2708.365 | 0 | 3.5 | 0 | 1 | 0 | 0 | 0 | 0 | 0 | 0 | 0 | 0 | 0 | 0 | 0 | 0 | 0 | 0 | 0 | 0 | 0 | 0 | 0 | 0 | 0 | 0 | 0 | 2733.4829
2025-07-09 | 2671.602 | 0 | 2.6 | 0 | 0 | 1 | 0 | 0 | 0 | 0 | 0 | 0 | 0 | 0 | 0 | 0 | 0 | 0 | 0 | 0 | 0 | 0 | 0 | 0 | 0 | 0 | 0 | 0 | 2566.8239
2025-07-09 | 2645.551 | 0 | 2.2 | 0 | 0 | 0 | 1 | 0 | 0 | 0 | 0 | 0 | 0 | 0 | 0 | 0 | 0 | 0 | 0 | 0 | 0 | 0 | 0 | 0 | 0 | 0 | 0 | 0 | 2495.7353
2025-07-09 | 2656.951 | 0 | 1.5 | 0 | 0 | 0 | 0 | 1 | 0 | 0 | 0 | 0 | 0 | 0 | 0 | 0 | 0 | 0 | 0 | 0 | 0 | 0 | 0 | 0 | 0 | 0 | 0 | 0 | 2425.4383
2025-07-09 | 2708.848 | 0 | 1.1 | 0 | 0 | 0 | 0 | 0 | 1 | 0 | 0 | 0 | 0 | 0 | 0 | 0 | 0 | 0 | 0 | 0 | 0 | 0 | 0 | 0 | 0 | 0 | 0 | 0 | 2413.844
2025-07-09 | 2887.712 | 0 | 1 | 0 | 0 | 0 | 0 | 0 | 0 | 1 | 0 | 0 | 0 | 0 | 0 | 0 | 0 | 0 | 0 | 0 | 0 | 0 | 0 | 0 | 0 | 0 | 0 | 0 | 2505.1482
2025-07-09 | 3526.944 | 0 | 1.9 | 0 | 0 | 0 | 0 | 0 | 0 | 0 | 1 | 0 | 0 | 0 | 0 | 0 | 0 | 0 | 0 | 0 | 0 | 0 | 0 | 0 | 0 | 0 | 0 | 0 | 2977.5824
2025-07-09 | 4284.844 | 0 | 3.5 | 0 | 0 | 0 | 0 | 0 | 0 | 0 | 0 | 1 | 0 | 0 | 0 | 0 | 0 | 0 | 0 | 0 | 0 | 0 | 0 | 0 | 0 | 0 | 0 | 0 | 3712.5343
2025-07-09 | 4943.291 | 0 | 5.9 | 0 | 0 | 0 | 0 | 0 | 0 | 0 | 0 | 0 | 1 | 0 | 0 | 0 | 0 | 0 | 0 | 0 | 0 | 0 | 0 | 0 | 0 | 0 | 0 | 0 | 4682.056
2025-07-09 | 5432.686 | 0 | 6.7 | 0 | 0 | 0 | 0 | 0 | 0 | 0 | 0 | 0 | 0 | 1 | 0 | 0 | 0 | 0 | 0 | 0 | 0 | 0 | 0 | 0 | 0 | 0 | 0 | 0 | 5018.0869
2025-07-09 | 5858.793 | 0 | 6.8 | 0 | 0 | 0 | 0 | 0 | 0 | 0 | 0 | 0 | 0 | 0 | 1 | 0 | 0 | 0 | 0 | 0 | 0 | 0 | 0 | 0 | 0 | 0 | 0 | 0 | 5214.1294
2025-07-09 | 6047.533 | 0 | 7.1 | 0 | 0 | 0 | 0 | 0 | 0 | 0 | 0 | 0 | 0 | 0 | 0 | 1 | 0 | 0 | 0 | 0 | 0 | 0 | 0 | 0 | 0 | 0 | 0 | 0 | 5282.756
2025-07-09 | 6090.846 | 0 | 6.6 | 0 | 0 | 0 | 0 | 0 | 0 | 0 | 0 | 0 | 0 | 0 | 0 | 0 | 1 | 0 | 0 | 0 | 0 | 0 | 0 | 0 | 0 | 0 | 0 | 0 | 5186.5814
2025-07-09 | 6053.224 | 0 | 6.6 | 0 | 0 | 0 | 0 | 0 | 0 | 0 | 0 | 0 | 0 | 0 | 0 | 0 | 0 | 1 | 0 | 0 | 0 | 0 | 0 | 0 | 0 | 0 | 0 | 0 | 5178.3006
2025-07-09 | 5856.924 | 0 | 7.8 | 0 | 0 | 0 | 0 | 0 | 0 | 0 | 0 | 0 | 0 | 0 | 0 | 0 | 0 | 0 | 1 | 0 | 0 | 0 | 0 | 0 | 0 | 0 | 0 | 0 | 5300.271
2025-07-09 | 5665.899 | 0 | 8.1 | 0 | 0 | 0 | 0 | 0 | 0 | 0 | 0 | 0 | 0 | 0 | 0 | 0 | 0 | 0 | 0 | 1 | 0 | 0 | 0 | 0 | 0 | 0 | 0 | 0 | 5213.5103
2025-07-09 | 5146.977 | 0 | 6.9 | 0 | 0 | 0 | 0 | 0 | 0 | 0 | 0 | 0 | 0 | 0 | 0 | 0 | 0 | 0 | 0 | 0 | 1 | 0 | 0 | 0 | 0 | 0 | 0 | 0 | 4744.5961
2025-07-09 | 4682.353 | 0 | 7 | 0 | 0 | 0 | 0 | 0 | 0 | 0 | 0 | 0 | 0 | 0 | 0 | 0 | 0 | 0 | 0 | 0 | 0 | 1 | 0 | 0 | 0 | 0 | 0 | 0 | 4458.3843
2025-07-09 | 4245.433 | 0 | 5.2 | 0 | 0 | 0 | 0 | 0 | 0 | 0 | 0 | 0 | 0 | 0 | 0 | 0 | 0 | 0 | 0 | 0 | 0 | 0 | 1 | 0 | 0 | 0 | 0 | 0 | 4007.5523
2025-07-09 | 4012.523 | 0 | 2.2 | 0 | 0 | 0 | 0 | 0 | 0 | 0 | 0 | 0 | 0 | 0 | 0 | 0 | 0 | 0 | 0 | 0 | 0 | 0 | 0 | 1 | 0 | 0 | 0 | 0 | 3413.8761
2025-07-09 | 3784.889 | 0 | 2.9 | 0 | 0 | 0 | 0 | 0 | 0 | 0 | 0 | 0 | 0 | 0 | 0 | 0 | 0 | 0 | 0 | 0 | 0 | 0 | 0 | 0 | 1 | 0 | 0 | 0 | 3330.8784
2025-07-09 | 3309.717 | 0 | 3.2 | 0 | 0 | 0 | 0 | 0 | 0 | 0 | 0 | 0 | 0 | 0 | 0 | 0 | 0 | 0 | 0 | 0 | 0 | 0 | 0 | 0 | 0 | 1 | 0 | 0 | 3110.7224
2025-07-09 | 3035.115 | 0 | 2.1 | 0 | 0 | 0 | 0 | 0 | 0 | 0 | 0 | 0 | 0 | 0 | 0 | 0 | 0 | 0 | 0 | 0 | 0 | 0 | 0 | 0 | 0 | 0 | 1 | 0 | 2734.7212
2025-07-09 | 2871.428 | 0 | 1.9 | 0 | 0 | 0 | 0 | 0 | 0 | 0 | 0 | 0 | 0 | 0 | 0 | 0 | 0 | 0 | 0 | 0 | 0 | 0 | 0 | 0 | 0 | 0 | 0 | 1 | 2575.3298
2025-07-10 | 2748.421 | 0 | 2 | 0 | 1 | 0 | 0 | 0 | 0 | 0 | 0 | 0 | 0 | 0 | 0 | 0 | 0 | 0 | 0 | 0 | 0 | 0 | 0 | 0 | 0 | 0 | 0 | 0 | 2514.8353
2025-07-10 | 2691.381 | 0 | 1.4 | 0 | 0 | 1 | 0 | 0 | 0 | 0 | 0 | 0 | 0 | 0 | 0 | 0 | 0 | 0 | 0 | 0 | 0 | 0 | 0 | 0 | 0 | 0 | 0 | 0 | 2391.9058
2025-07-10 | 2657.189 | 0 | 1.1 | 0 | 0 | 0 | 1 | 0 | 0 | 0 | 0 | 0 | 0 | 0 | 0 | 0 | 0 | 0 | 0 | 0 | 0 | 0 | 0 | 0 | 0 | 0 | 0 | 0 | 2335.3937
2025-07-10 | 2651.666 | 0 | 0.3 | 0 | 0 | 0 | 0 | 1 | 0 | 0 | 0 | 0 | 0 | 0 | 0 | 0 | 0 | 0 | 0 | 0 | 0 | 0 | 0 | 0 | 0 | 0 | 0 | 0 | 2250.5201
2025-07-10 | 2726.29 | 0 | 0.9 | 0 | 0 | 0 | 0 | 0 | 1 | 0 | 0 | 0 | 0 | 0 | 0 | 0 | 0 | 0 | 0 | 0 | 0 | 0 | 0 | 0 | 0 | 0 | 0 | 0 | 2384.691
2025-07-10 | 2857.374 | 0 | 0.6 | 0 | 0 | 0 | 0 | 0 | 0 | 1 | 0 | 0 | 0 | 0 | 0 | 0 | 0 | 0 | 0 | 0 | 0 | 0 | 0 | 0 | 0 | 0 | 0 | 0 | 2446.8422
2025-07-10 | 3548.737 | 0 | 2.1 | 0 | 0 | 0 | 0 | 0 | 0 | 0 | 1 | 0 | 0 | 0 | 0 | 0 | 0 | 0 | 0 | 0 | 0 | 0 | 0 | 0 | 0 | 0 | 0 | 0 | 3006.7354
2025-07-10 | 4404.171 | 0 | 3 | 0 | 0 | 0 | 0 | 0 | 0 | 0 | 0 | 1 | 0 | 0 | 0 | 0 | 0 | 0 | 0 | 0 | 0 | 0 | 0 | 0 | 0 | 0 | 0 | 0 | 3639.6517
2025-07-10 | 5250.309 | 0 | 4.1 | 0 | 0 | 0 | 0 | 0 | 0 | 0 | 0 | 0 | 1 | 0 | 0 | 0 | 0 | 0 | 0 | 0 | 0 | 0 | 0 | 0 | 0 | 0 | 0 | 0 | 4419.6788
2025-07-10 | 5864.719 | 0 | 6.1 | 0 | 0 | 0 | 0 | 0 | 0 | 0 | 0 | 0 | 0 | 1 | 0 | 0 | 0 | 0 | 0 | 0 | 0 | 0 | 0 | 0 | 0 | 0 | 0 | 0 | 4930.6278
2025-07-10 | 6117.718 | 0 | 8 | 0 | 0 | 0 | 0 | 0 | 0 | 0 | 0 | 0 | 0 | 0 | 1 | 0 | 0 | 0 | 0 | 0 | 0 | 0 | 0 | 0 | 0 | 0 | 0 | 0 | 5389.0475
2025-07-10 | 6190.832 | 0 | 9 | 0 | 0 | 0 | 0 | 0 | 0 | 0 | 0 | 0 | 0 | 0 | 0 | 1 | 0 | 0 | 0 | 0 | 0 | 0 | 0 | 0 | 0 | 0 | 0 | 0 | 5559.7097
2025-07-10 | 6221.57 | 0 | 8.5 | 0 | 0 | 0 | 0 | 0 | 0 | 0 | 0 | 0 | 0 | 0 | 0 | 0 | 1 | 0 | 0 | 0 | 0 | 0 | 0 | 0 | 0 | 0 | 0 | 0 | 5463.535
2025-07-10 | 6264.125 | 0 | 9.1 | 0 | 0 | 0 | 0 | 0 | 0 | 0 | 0 | 0 | 0 | 0 | 0 | 0 | 0 | 1 | 0 | 0 | 0 | 0 | 0 | 0 | 0 | 0 | 0 | 0 | 5542.7134
2025-07-10 | 6227.051 | 0 | 4.4 | 0 | 0 | 0 | 0 | 0 | 0 | 0 | 0 | 0 | 0 | 0 | 0 | 0 | 0 | 0 | 1 | 0 | 0 | 0 | 0 | 0 | 0 | 0 | 0 | 0 | 4804.6697
2025-07-10 | 5902.007 | 0 | 8.5 | 0 | 0 | 0 | 0 | 0 | 0 | 0 | 0 | 0 | 0 | 0 | 0 | 0 | 0 | 0 | 0 | 1 | 0 | 0 | 0 | 0 | 0 | 0 | 0 | 0 | 5271.8164
2025-07-10 | 5544.02 | 0 | 8.9 | 0 | 0 | 0 | 0 | 0 | 0 | 0 | 0 | 0 | 0 | 0 | 0 | 0 | 0 | 0 | 0 | 0 | 1 | 0 | 0 | 0 | 0 | 0 | 0 | 0 | 5036.1263
2025-07-10 | 4997.821 | 0 | 9.8 | 0 | 0 | 0 | 0 | 0 | 0 | 0 | 0 | 0 | 0 | 0 | 0 | 0 | 0 | 0 | 0 | 0 | 0 | 1 | 0 | 0 | 0 | 0 | 0 | 0 | 4866.5266
2025-07-10 | 4713.616 | 0 | 8.7 | 0 | 0 | 0 | 0 | 0 | 0 | 0 | 0 | 0 | 0 | 0 | 0 | 0 | 0 | 0 | 0 | 0 | 0 | 0 | 1 | 0 | 0 | 0 | 0 | 0 | 4517.7302
2025-07-10 | 4383.456 | 0 | 9 | 0 | 0 | 0 | 0 | 0 | 0 | 0 | 0 | 0 | 0 | 0 | 0 | 0 | 0 | 0 | 0 | 0 | 0 | 0 | 0 | 1 | 0 | 0 | 0 | 0 | 4405.0787
2025-07-10 | 4007.389 | 0 | 7.7 | 0 | 0 | 0 | 0 | 0 | 0 | 0 | 0 | 0 | 0 | 0 | 0 | 0 | 0 | 0 | 0 | 0 | 0 | 0 | 0 | 0 | 1 | 0 | 0 | 0 | 4030.5508
2025-07-10 | 3597.588 | 0 | 6.5 | 0 | 0 | 0 | 0 | 0 | 0 | 0 | 0 | 0 | 0 | 0 | 0 | 0 | 0 | 0 | 0 | 0 | 0 | 0 | 0 | 0 | 0 | 1 | 0 | 0 | 3591.7472
2025-07-10 | 3197.88 | 0 | 6.3 | 0 | 0 | 0 | 0 | 0 | 0 | 0 | 0 | 0 | 0 | 0 | 0 | 0 | 0 | 0 | 0 | 0 | 0 | 0 | 0 | 0 | 0 | 0 | 1 | 0 | 3346.9346
2025-07-10 | 2954.602 | 0 | 4.8 | 0 | 0 | 0 | 0 | 0 | 0 | 0 | 0 | 0 | 0 | 0 | 0 | 0 | 0 | 0 | 0 | 0 | 0 | 0 | 0 | 0 | 0 | 0 | 0 | 1 | 2998.0485
2025-07-11 | 2831.851 | 0 | 4.1 | 0 | 1 | 0 | 0 | 0 | 0 | 0 | 0 | 0 | 0 | 0 | 0 | 0 | 0 | 0 | 0 | 0 | 0 | 0 | 0 | 0 | 0 | 0 | 0 | 0 | 2820.9419
2025-07-11 | 2809.114 | 0 | 4.3 | 0 | 0 | 1 | 0 | 0 | 0 | 0 | 0 | 0 | 0 | 0 | 0 | 0 | 0 | 0 | 0 | 0 | 0 | 0 | 0 | 0 | 0 | 0 | 0 | 0 | 2814.6246
2025-07-11 | 2853.319 | 0 | 3.2 | 0 | 0 | 0 | 1 | 0 | 0 | 0 | 0 | 0 | 0 | 0 | 0 | 0 | 0 | 0 | 0 | 0 | 0 | 0 | 0 | 0 | 0 | 0 | 0 | 0 | 2641.5004
2025-07-11 | 2826.456 | 0 | 2.6 | 0 | 0 | 0 | 0 | 1 | 0 | 0 | 0 | 0 | 0 | 0 | 0 | 0 | 0 | 0 | 0 | 0 | 0 | 0 | 0 | 0 | 0 | 0 | 0 | 0 | 2585.7799
2025-07-11 | 2848.65 | 0 | 2.3 | 0 | 0 | 0 | 0 | 0 | 1 | 0 | 0 | 0 | 0 | 0 | 0 | 0 | 0 | 0 | 0 | 0 | 0 | 0 | 0 | 0 | 0 | 0 | 0 | 0 | 2588.7621
2025-07-11 | 3031.343 | 0 | 1.8 | 0 | 0 | 0 | 0 | 0 | 0 | 1 | 0 | 0 | 0 | 0 | 0 | 0 | 0 | 0 | 0 | 0 | 0 | 0 | 0 | 0 | 0 | 0 | 0 | 0 | 2621.7603
2025-07-11 | 3697.367 | 0 | 2.6 | 0 | 0 | 0 | 0 | 0 | 0 | 0 | 1 | 0 | 0 | 0 | 0 | 0 | 0 | 0 | 0 | 0 | 0 | 0 | 0 | 0 | 0 | 0 | 0 | 0 | 3079.6179
2025-07-11 | 4526.995 | 0 | 3.5 | 0 | 0 | 0 | 0 | 0 | 0 | 0 | 0 | 1 | 0 | 0 | 0 | 0 | 0 | 0 | 0 | 0 | 0 | 0 | 0 | 0 | 0 | 0 | 0 | 0 | 3712.5343
2025-07-11 | 5184.458 | 0 | 5.5 | 0 | 0 | 0 | 0 | 0 | 0 | 0 | 0 | 0 | 1 | 0 | 0 | 0 | 0 | 0 | 0 | 0 | 0 | 0 | 0 | 0 | 0 | 0 | 0 | 0 | 4623.7499
2025-07-11 | 5935.338 | 0 | 7.5 | 0 | 0 | 0 | 0 | 0 | 0 | 0 | 0 | 0 | 0 | 1 | 0 | 0 | 0 | 0 | 0 | 0 | 0 | 0 | 0 | 0 | 0 | 0 | 0 | 0 | 5134.6989
2025-07-11 | 6191.198 | 0 | 8.6 | 0 | 0 | 0 | 0 | 0 | 0 | 0 | 0 | 0 | 0 | 0 | 1 | 0 | 0 | 0 | 0 | 0 | 0 | 0 | 0 | 0 | 0 | 0 | 0 | 0 | 5476.5065
2025-07-11 | 6199.89 | 0 | 8.9 | 0 | 0 | 0 | 0 | 0 | 0 | 0 | 0 | 0 | 0 | 0 | 0 | 1 | 0 | 0 | 0 | 0 | 0 | 0 | 0 | 0 | 0 | 0 | 0 | 0 | 5545.1332
2025-07-11 | 6242.905 | 0 | 10 | 0 | 0 | 0 | 0 | 0 | 0 | 0 | 0 | 0 | 0 | 0 | 0 | 0 | 1 | 0 | 0 | 0 | 0 | 0 | 0 | 0 | 0 | 0 | 0 | 0 | 5682.1827
2025-07-11 | 6418.856 | 0 | 10.4 | 0 | 0 | 0 | 0 | 0 | 0 | 0 | 0 | 0 | 0 | 0 | 0 | 0 | 0 | 1 | 0 | 0 | 0 | 0 | 0 | 0 | 0 | 0 | 0 | 0 | 5732.208
2025-07-11 | 6394.032 | 0 | 11.6 | 0 | 0 | 0 | 0 | 0 | 0 | 0 | 0 | 0 | 0 | 0 | 0 | 0 | 0 | 0 | 1 | 0 | 0 | 0 | 0 | 0 | 0 | 0 | 0 | 0 | 5854.1784
2025-07-11 | 6151.837 | 0 | 12.4 | 0 | 0 | 0 | 0 | 0 | 0 | 0 | 0 | 0 | 0 | 0 | 0 | 0 | 0 | 0 | 0 | 1 | 0 | 0 | 0 | 0 | 0 | 0 | 0 | 0 | 5840.3002
2025-07-11 | 5605.102 | 0 | 13 | 0 | 0 | 0 | 0 | 0 | 0 | 0 | 0 | 0 | 0 | 0 | 0 | 0 | 0 | 0 | 0 | 0 | 1 | 0 | 0 | 0 | 0 | 0 | 0 | 0 | 5633.7632
2025-07-11 | 5111.418 | 0 | 12.5 | 0 | 0 | 0 | 0 | 0 | 0 | 0 | 0 | 0 | 0 | 0 | 0 | 0 | 0 | 0 | 0 | 0 | 0 | 1 | 0 | 0 | 0 | 0 | 0 | 0 | 5260.0924
2025-07-11 | 4846.262 | 0 | 10.5 | 0 | 0 | 0 | 0 | 0 | 0 | 0 | 0 | 0 | 0 | 0 | 0 | 0 | 0 | 0 | 0 | 0 | 0 | 0 | 1 | 0 | 0 | 0 | 0 | 0 | 4780.1073
2025-07-11 | 4522.997 | 0 | 10.3 | 0 | 0 | 0 | 0 | 0 | 0 | 0 | 0 | 0 | 0 | 0 | 0 | 0 | 0 | 0 | 0 | 0 | 0 | 0 | 0 | 1 | 0 | 0 | 0 | 0 | 4594.5734
2025-07-11 | 4274.329 | 0 | 8.9 | 0 | 0 | 0 | 0 | 0 | 0 | 0 | 0 | 0 | 0 | 0 | 0 | 0 | 0 | 0 | 0 | 0 | 0 | 0 | 0 | 0 | 1 | 0 | 0 | 0 | 4205.4689
2025-07-11 | 3813.12 | 0 | 8.3 | 0 | 0 | 0 | 0 | 0 | 0 | 0 | 0 | 0 | 0 | 0 | 0 | 0 | 0 | 0 | 0 | 0 | 0 | 0 | 0 | 0 | 0 | 1 | 0 | 0 | 3854.1244
2025-07-11 | 3472.05 | 0 | 7.8 | 0 | 0 | 0 | 0 | 0 | 0 | 0 | 0 | 0 | 0 | 0 | 0 | 0 | 0 | 0 | 0 | 0 | 0 | 0 | 0 | 0 | 0 | 0 | 1 | 0 | 3565.5823
2025-07-11 | 3197.393 | 0 | 7.1 | 0 | 0 | 0 | 0 | 0 | 0 | 0 | 0 | 0 | 0 | 0 | 0 | 0 | 0 | 0 | 0 | 0 | 0 | 0 | 0 | 0 | 0 | 0 | 0 | 1 | 3333.3082
2025-07-12 | 3091.624 | 0 | 6.8 | 1 | 1 | 0 | 0 | 0 | 0 | 0 | 0 | 0 | 0 | 0 | 0 | 0 | 0 | 0 | 0 | 0 | 0 | 0 | 0 | 0 | 0 | 0 | 0 | 0 | 2641.9769
2025-07-12 | 3026.322 | 0 | 7.4 | 1 | 0 | 1 | 0 | 0 | 0 | 0 | 0 | 0 | 0 | 0 | 0 | 0 | 0 | 0 | 0 | 0 | 0 | 0 | 0 | 0 | 0 | 0 | 0 | 0 | 2693.9655
2025-07-12 | 2966.763 | 0 | 5.9 | 1 | 0 | 0 | 1 | 0 | 0 | 0 | 0 | 0 | 0 | 0 | 0 | 0 | 0 | 0 | 0 | 0 | 0 | 0 | 0 | 0 | 0 | 0 | 0 | 0 | 2462.5353
2025-07-12 | 2937.091 | 0 | 5.9 | 1 | 0 | 0 | 0 | 1 | 0 | 0 | 0 | 0 | 0 | 0 | 0 | 0 | 0 | 0 | 0 | 0 | 0 | 0 | 0 | 0 | 0 | 0 | 0 | 0 | 2494.2738
2025-07-12 | 2954.515 | 0 | 5.7 | 1 | 0 | 0 | 0 | 0 | 1 | 0 | 0 | 0 | 0 | 0 | 0 | 0 | 0 | 0 | 0 | 0 | 0 | 0 | 0 | 0 | 0 | 0 | 0 | 0 | 2511.8326
2025-07-12 | 2978.784 | 0 | 5.2 | 1 | 0 | 0 | 0 | 0 | 0 | 1 | 0 | 0 | 0 | 0 | 0 | 0 | 0 | 0 | 0 | 0 | 0 | 0 | 0 | 0 | 0 | 0 | 0 | 0 | 2544.8308
2025-07-12 | 3273.669 | 0 | 4.7 | 1 | 0 | 0 | 0 | 0 | 0 | 0 | 1 | 0 | 0 | 0 | 0 | 0 | 0 | 0 | 0 | 0 | 0 | 0 | 0 | 0 | 0 | 0 | 0 | 0 | 2813.1938
2025-07-12 | 3806.72 | 0 | 6.2 | 1 | 0 | 0 | 0 | 0 | 0 | 0 | 0 | 1 | 0 | 0 | 0 | 0 | 0 | 0 | 0 | 0 | 0 | 0 | 0 | 0 | 0 | 0 | 0 | 0 | 3533.5692
2025-07-12 | 4397.272 | 0 | 8.8 | 1 | 0 | 0 | 0 | 0 | 0 | 0 | 0 | 0 | 1 | 0 | 0 | 0 | 0 | 0 | 0 | 0 | 0 | 0 | 0 | 0 | 0 | 0 | 0 | 0 | 4532.2439
2025-07-12 | 5013.297 | 0 | 9.4 | 1 | 0 | 0 | 0 | 0 | 0 | 0 | 0 | 0 | 0 | 1 | 0 | 0 | 0 | 0 | 0 | 0 | 0 | 0 | 0 | 0 | 0 | 0 | 0 | 0 | 4839.1218
2025-07-12 | 5368.211 | 0 | 10.2 | 1 | 0 | 0 | 0 | 0 | 0 | 0 | 0 | 0 | 0 | 0 | 1 | 0 | 0 | 0 | 0 | 0 | 0 | 0 | 0 | 0 | 0 | 0 | 0 | 0 | 5137.1998
2025-07-12 | 5433.39 | 0 | 11 | 1 | 0 | 0 | 0 | 0 | 0 | 0 | 0 | 0 | 0 | 0 | 0 | 1 | 0 | 0 | 0 | 0 | 0 | 0 | 0 | 0 | 0 | 0 | 0 | 0 | 5278.709
2025-07-12 | 5506.355 | 0 | 12.1 | 1 | 0 | 0 | 0 | 0 | 0 | 0 | 0 | 0 | 0 | 0 | 0 | 0 | 1 | 0 | 0 | 0 | 0 | 0 | 0 | 0 | 0 | 0 | 0 | 0 | 5415.7585
2025-07-12 | 5590.424 | 0 | 12.9 | 1 | 0 | 0 | 0 | 0 | 0 | 0 | 0 | 0 | 0 | 0 | 0 | 0 | 0 | 1 | 0 | 0 | 0 | 0 | 0 | 0 | 0 | 0 | 0 | 0 | 5524.0899
2025-07-12 | 5468.112 | 0 | 12.7 | 1 | 0 | 0 | 0 | 0 | 0 | 0 | 0 | 0 | 0 | 0 | 0 | 0 | 0 | 0 | 1 | 0 | 0 | 0 | 0 | 0 | 0 | 0 | 0 | 0 | 5441.9891
2025-07-12 | 5429.063 | 0 | 13.2 | 1 | 0 | 0 | 0 | 0 | 0 | 0 | 0 | 0 | 0 | 0 | 0 | 0 | 0 | 0 | 0 | 1 | 0 | 0 | 0 | 0 | 0 | 0 | 0 | 0 | 5384.3814
2025-07-12 | 5266.243 | 0 | 15.7 | 1 | 0 | 0 | 0 | 0 | 0 | 0 | 0 | 0 | 0 | 0 | 0 | 0 | 0 | 0 | 0 | 0 | 1 | 0 | 0 | 0 | 0 | 0 | 0 | 0 | 5454.7981
2025-07-12 | 5032.507 | 0 | 14.8 | 1 | 0 | 0 | 0 | 0 | 0 | 0 | 0 | 0 | 0 | 0 | 0 | 0 | 0 | 0 | 0 | 0 | 0 | 1 | 0 | 0 | 0 | 0 | 0 | 0 | 5022.8212
2025-07-12 | 4765.137 | 0 | 14.4 | 1 | 0 | 0 | 0 | 0 | 0 | 0 | 0 | 0 | 0 | 0 | 0 | 0 | 0 | 0 | 0 | 0 | 0 | 0 | 1 | 0 | 0 | 0 | 0 | 0 | 4776.0603
2025-07-12 | 4438.736 | 0 | 13.4 | 1 | 0 | 0 | 0 | 0 | 0 | 0 | 0 | 0 | 0 | 0 | 0 | 0 | 0 | 0 | 0 | 0 | 0 | 0 | 0 | 1 | 0 | 0 | 0 | 0 | 4473.9143
2025-07-12 | 4259.083 | 0 | 12.9 | 1 | 0 | 0 | 0 | 0 | 0 | 0 | 0 | 0 | 0 | 0 | 0 | 0 | 0 | 0 | 0 | 0 | 0 | 0 | 0 | 0 | 1 | 0 | 0 | 0 | 4215.9985
2025-07-12 | 3983.874 | 0 | 12.2 | 1 | 0 | 0 | 0 | 0 | 0 | 0 | 0 | 0 | 0 | 0 | 0 | 0 | 0 | 0 | 0 | 0 | 0 | 0 | 0 | 0 | 0 | 1 | 0 | 0 | 3850.0774
2025-07-12 | 3667.314 | 0 | 11.2 | 1 | 0 | 0 | 0 | 0 | 0 | 0 | 0 | 0 | 0 | 0 | 0 | 0 | 0 | 0 | 0 | 0 | 0 | 0 | 0 | 0 | 0 | 0 | 1 | 0 | 3488.6527
2025-07-12 | 3446.221 | 0 | 9.9 | 1 | 0 | 0 | 0 | 0 | 0 | 0 | 0 | 0 | 0 | 0 | 0 | 0 | 0 | 0 | 0 | 0 | 0 | 0 | 0 | 0 | 0 | 0 | 0 | 1 | 3168.9197
2025-07-13 | 3285.325 | 0 | 9.1 | 1 | 1 | 0 | 0 | 0 | 0 | 0 | 0 | 0 | 0 | 0 | 0 | 0 | 0 | 0 | 0 | 0 | 0 | 0 | 0 | 0 | 0 | 0 | 0 | 0 | 2977.2366
2025-07-13 | 3233.163 | 0 | 7.8 | 1 | 0 | 1 | 0 | 0 | 0 | 0 | 0 | 0 | 0 | 0 | 0 | 0 | 0 | 0 | 0 | 0 | 0 | 0 | 0 | 0 | 0 | 0 | 0 | 0 | 2752.2715
2025-07-13 | 3196.338 | 0 | 6.4 | 1 | 0 | 0 | 1 | 0 | 0 | 0 | 0 | 0 | 0 | 0 | 0 | 0 | 0 | 0 | 0 | 0 | 0 | 0 | 0 | 0 | 0 | 0 | 0 | 0 | 2535.4178
2025-07-13 | 3168.567 | 0 | 6.5 | 1 | 0 | 0 | 0 | 1 | 0 | 0 | 0 | 0 | 0 | 0 | 0 | 0 | 0 | 0 | 0 | 0 | 0 | 0 | 0 | 0 | 0 | 0 | 0 | 0 | 2581.7329
2025-07-13 | 3140.245 | 0 | 6.1 | 1 | 0 | 0 | 0 | 0 | 1 | 0 | 0 | 0 | 0 | 0 | 0 | 0 | 0 | 0 | 0 | 0 | 0 | 0 | 0 | 0 | 0 | 0 | 0 | 0 | 2570.1386
2025-07-13 | 3132.515 | 0 | 6.6 | 1 | 0 | 0 | 0 | 0 | 0 | 1 | 0 | 0 | 0 | 0 | 0 | 0 | 0 | 0 | 0 | 0 | 0 | 0 | 0 | 0 | 0 | 0 | 0 | 0 | 2748.9019
2025-07-13 | 3412.162 | 0 | 6.4 | 1 | 0 | 0 | 0 | 0 | 0 | 0 | 1 | 0 | 0 | 0 | 0 | 0 | 0 | 0 | 0 | 0 | 0 | 0 | 0 | 0 | 0 | 0 | 0 | 0 | 3060.9944
2025-07-13 | 3678.148 | 0 | 7.3 | 1 | 0 | 0 | 0 | 0 | 0 | 0 | 0 | 1 | 0 | 0 | 0 | 0 | 0 | 0 | 0 | 0 | 0 | 0 | 0 | 0 | 0 | 0 | 0 | 0 | 3693.9108
2025-07-13 | 4200.766 | 0 | 6.9 | 1 | 0 | 0 | 0 | 0 | 0 | 0 | 0 | 0 | 1 | 0 | 0 | 0 | 0 | 0 | 0 | 0 | 0 | 0 | 0 | 0 | 0 | 0 | 0 | 0 | 4255.2902
2025-07-13 | 4704.029 | 0 | 6.5 | 1 | 0 | 0 | 0 | 0 | 0 | 0 | 0 | 0 | 0 | 1 | 0 | 0 | 0 | 0 | 0 | 0 | 0 | 0 | 0 | 0 | 0 | 0 | 0 | 0 | 4416.403
2025-07-13 | 4773.053 | 0 | 3.9 | 1 | 0 | 0 | 0 | 0 | 0 | 0 | 0 | 0 | 0 | 0 | 1 | 0 | 0 | 0 | 0 | 0 | 0 | 0 | 0 | 0 | 0 | 0 | 0 | 0 | 4218.8797
2025-07-13 | 4453.137 | 0 | 8.2 | 1 | 0 | 0 | 0 | 0 | 0 | 0 | 0 | 0 | 0 | 0 | 0 | 1 | 0 | 0 | 0 | 0 | 0 | 0 | 0 | 0 | 0 | 0 | 0 | 0 | 4870.5667
2025-07-13 | 4417.465 | 0 | 10.6 | 1 | 0 | 0 | 0 | 0 | 0 | 0 | 0 | 0 | 0 | 0 | 0 | 0 | 1 | 0 | 0 | 0 | 0 | 0 | 0 | 0 | 0 | 0 | 0 | 0 | 5197.1109
2025-07-13 | 4898.75 | 0 | 12 | 1 | 0 | 0 | 0 | 0 | 0 | 0 | 0 | 0 | 0 | 0 | 0 | 0 | 0 | 1 | 0 | 0 | 0 | 0 | 0 | 0 | 0 | 0 | 0 | 0 | 5392.9013
2025-07-13 | 4936.21 | 0 | 12.9 | 1 | 0 | 0 | 0 | 0 | 0 | 0 | 0 | 0 | 0 | 0 | 0 | 0 | 0 | 0 | 1 | 0 | 0 | 0 | 0 | 0 | 0 | 0 | 0 | 0 | 5471.1422
2025-07-13 | 4849.9 | 0 | 10.9 | 1 | 0 | 0 | 0 | 0 | 0 | 0 | 0 | 0 | 0 | 0 | 0 | 0 | 0 | 0 | 0 | 1 | 0 | 0 | 0 | 0 | 0 | 0 | 0 | 0 | 5049.1217
2025-07-13 | 4827.639 | 0 | 13.4 | 1 | 0 | 0 | 0 | 0 | 0 | 0 | 0 | 0 | 0 | 0 | 0 | 0 | 0 | 0 | 0 | 0 | 1 | 0 | 0 | 0 | 0 | 0 | 0 | 0 | 5119.5384
2025-07-13 | 4650.679 | 0 | 12.1 | 1 | 0 | 0 | 0 | 0 | 0 | 0 | 0 | 0 | 0 | 0 | 0 | 0 | 0 | 0 | 0 | 0 | 0 | 1 | 0 | 0 | 0 | 0 | 0 | 0 | 4629.2555
2025-07-13 | 4376.31 | 0 | 11.8 | 1 | 0 | 0 | 0 | 0 | 0 | 0 | 0 | 0 | 0 | 0 | 0 | 0 | 0 | 0 | 0 | 0 | 0 | 0 | 1 | 0 | 0 | 0 | 0 | 0 | 4397.0711
2025-07-13 | 4145.983 | 0 | 11.1 | 1 | 0 | 0 | 0 | 0 | 0 | 0 | 0 | 0 | 0 | 0 | 0 | 0 | 0 | 0 | 0 | 0 | 0 | 0 | 0 | 1 | 0 | 0 | 0 | 0 | 4138.6546
2025-07-13 | 3997.607 | 0 | 9.4 | 1 | 0 | 0 | 0 | 0 | 0 | 0 | 0 | 0 | 0 | 0 | 0 | 0 | 0 | 0 | 0 | 0 | 0 | 0 | 0 | 0 | 1 | 0 | 0 | 0 | 3705.8206
2025-07-13 | 3604.874 | 0 | 8.1 | 1 | 0 | 0 | 0 | 0 | 0 | 0 | 0 | 0 | 0 | 0 | 0 | 0 | 0 | 0 | 0 | 0 | 0 | 0 | 0 | 0 | 0 | 1 | 0 | 0 | 3252.4405
2025-07-13 | 3295.415 | 0 | 6.1 | 1 | 0 | 0 | 0 | 0 | 0 | 0 | 0 | 0 | 0 | 0 | 0 | 0 | 0 | 0 | 0 | 0 | 0 | 0 | 0 | 0 | 0 | 0 | 1 | 0 | 2745.2507
2025-07-13 | 3063.066 | 0 | 6.1 | 1 | 0 | 0 | 0 | 0 | 0 | 0 | 0 | 0 | 0 | 0 | 0 | 0 | 0 | 0 | 0 | 0 | 0 | 0 | 0 | 0 | 0 | 0 | 0 | 1 | 2615.0123
2025-07-14 | 2901.57 | 0 | 5.5 | 0 | 1 | 0 | 0 | 0 | 0 | 0 | 0 | 0 | 0 | 0 | 0 | 0 | 0 | 0 | 0 | 0 | 0 | 0 | 0 | 0 | 0 | 0 | 0 | 0 | 3025.0131
2025-07-14 | 2858.43 | 0 | 4.9 | 0 | 0 | 1 | 0 | 0 | 0 | 0 | 0 | 0 | 0 | 0 | 0 | 0 | 0 | 0 | 0 | 0 | 0 | 0 | 0 | 0 | 0 | 0 | 0 | 0 | 2902.0836
2025-07-14 | 2824.946 | 0 | 4.7 | 0 | 0 | 0 | 1 | 0 | 0 | 0 | 0 | 0 | 0 | 0 | 0 | 0 | 0 | 0 | 0 | 0 | 0 | 0 | 0 | 0 | 0 | 0 | 0 | 0 | 2860.148
2025-07-14 | 2839.483 | 0 | 4.2 | 0 | 0 | 0 | 0 | 1 | 0 | 0 | 0 | 0 | 0 | 0 | 0 | 0 | 0 | 0 | 0 | 0 | 0 | 0 | 0 | 0 | 0 | 0 | 0 | 0 | 2819.004
2025-07-14 | 2866.485 | 0 | 4.4 | 0 | 0 | 0 | 0 | 0 | 1 | 0 | 0 | 0 | 0 | 0 | 0 | 0 | 0 | 0 | 0 | 0 | 0 | 0 | 0 | 0 | 0 | 0 | 0 | 0 | 2894.8688
2025-07-14 | 3019.382 | 0 | 4.2 | 0 | 0 | 0 | 0 | 0 | 0 | 1 | 0 | 0 | 0 | 0 | 0 | 0 | 0 | 0 | 0 | 0 | 0 | 0 | 0 | 0 | 0 | 0 | 0 | 0 | 2971.5965
2025-07-14 | 3613.233 | 0 | 4 | 0 | 0 | 0 | 0 | 0 | 0 | 0 | 1 | 0 | 0 | 0 | 0 | 0 | 0 | 0 | 0 | 0 | 0 | 0 | 0 | 0 | 0 | 0 | 0 | 0 | 3283.6891
2025-07-14 | 4413.917 | 0 | 4.6 | 0 | 0 | 0 | 0 | 0 | 0 | 0 | 0 | 1 | 0 | 0 | 0 | 0 | 0 | 0 | 0 | 0 | 0 | 0 | 0 | 0 | 0 | 0 | 0 | 0 | 3872.8759
2025-07-14 | 5010.082 | 0 | 6.4 | 0 | 0 | 0 | 0 | 0 | 0 | 0 | 0 | 0 | 1 | 0 | 0 | 0 | 0 | 0 | 0 | 0 | 0 | 0 | 0 | 0 | 0 | 0 | 0 | 0 | 4754.9385
2025-07-14 | 5479.713 | 0 | 6.8 | 0 | 0 | 0 | 0 | 0 | 0 | 0 | 0 | 0 | 0 | 1 | 0 | 0 | 0 | 0 | 0 | 0 | 0 | 0 | 0 | 0 | 0 | 0 | 0 | 0 | 5032.6634
2025-07-14 | 6077.455 | 0 | 8.5 | 0 | 0 | 0 | 0 | 0 | 0 | 0 | 0 | 0 | 0 | 0 | 1 | 0 | 0 | 0 | 0 | 0 | 0 | 0 | 0 | 0 | 0 | 0 | 0 | 0 | 5461.93
2025-07-14 | 5850.301 | 0 | 9.8 | 0 | 0 | 0 | 0 | 0 | 0 | 0 | 0 | 0 | 0 | 0 | 0 | 1 | 0 | 0 | 0 | 0 | 0 | 0 | 0 | 0 | 0 | 0 | 0 | 0 | 5676.3217
2025-07-14 | 5996.582 | 0 | 10.3 | 0 | 0 | 0 | 0 | 0 | 0 | 0 | 0 | 0 | 0 | 0 | 0 | 0 | 1 | 0 | 0 | 0 | 0 | 0 | 0 | 0 | 0 | 0 | 0 | 0 | 5725.9122
2025-07-14 | 6123.095 | 0 | 10.1 | 0 | 0 | 0 | 0 | 0 | 0 | 0 | 0 | 0 | 0 | 0 | 0 | 0 | 0 | 1 | 0 | 0 | 0 | 0 | 0 | 0 | 0 | 0 | 0 | 0 | 5688.4785
2025-07-14 | 6216.35 | 0 | 10.5 | 0 | 0 | 0 | 0 | 0 | 0 | 0 | 0 | 0 | 0 | 0 | 0 | 0 | 0 | 0 | 1 | 0 | 0 | 0 | 0 | 0 | 0 | 0 | 0 | 0 | 5693.8368
2025-07-14 | 5956.833 | 0 | 10.3 | 0 | 0 | 0 | 0 | 0 | 0 | 0 | 0 | 0 | 0 | 0 | 0 | 0 | 0 | 0 | 0 | 1 | 0 | 0 | 0 | 0 | 0 | 0 | 0 | 0 | 5534.1935
2025-07-14 | 5452.409 | 0 | 9.5 | 0 | 0 | 0 | 0 | 0 | 0 | 0 | 0 | 0 | 0 | 0 | 0 | 0 | 0 | 0 | 0 | 0 | 1 | 0 | 0 | 0 | 0 | 0 | 0 | 0 | 5123.5854
2025-07-14 | 4925.266 | 0 | 9.4 | 0 | 0 | 0 | 0 | 0 | 0 | 0 | 0 | 0 | 0 | 0 | 0 | 0 | 0 | 0 | 0 | 0 | 0 | 1 | 0 | 0 | 0 | 0 | 0 | 0 | 4808.2206
2025-07-14 | 4615.956 | 0 | 9.5 | 0 | 0 | 0 | 0 | 0 | 0 | 0 | 0 | 0 | 0 | 0 | 0 | 0 | 0 | 0 | 0 | 0 | 0 | 0 | 1 | 0 | 0 | 0 | 0 | 0 | 4634.3422
2025-07-14 | 4356.243 | 0 | 9.2 | 0 | 0 | 0 | 0 | 0 | 0 | 0 | 0 | 0 | 0 | 0 | 0 | 0 | 0 | 0 | 0 | 0 | 0 | 0 | 0 | 1 | 0 | 0 | 0 | 0 | 4434.2318
2025-07-14 | 4090.525 | 0 | 7.8 | 0 | 0 | 0 | 0 | 0 | 0 | 0 | 0 | 0 | 0 | 0 | 0 | 0 | 0 | 0 | 0 | 0 | 0 | 0 | 0 | 0 | 1 | 0 | 0 | 0 | 4045.1273
2025-07-14 | 3546.559 | 0 | 9.6 | 0 | 0 | 0 | 0 | 0 | 0 | 0 | 0 | 0 | 0 | 0 | 0 | 0 | 0 | 0 | 0 | 0 | 0 | 0 | 0 | 0 | 0 | 1 | 0 | 0 | 4043.619
2025-07-14 | 3210.192 | 0 | 7.5 | 0 | 0 | 0 | 0 | 0 | 0 | 0 | 0 | 0 | 0 | 0 | 0 | 0 | 0 | 0 | 0 | 0 | 0 | 0 | 0 | 0 | 0 | 0 | 1 | 0 | 3521.8527
2025-07-14 | 2967.506 | 0 | 5.8 | 0 | 0 | 0 | 0 | 0 | 0 | 0 | 0 | 0 | 0 | 0 | 0 | 0 | 0 | 0 | 0 | 0 | 0 | 0 | 0 | 0 | 0 | 0 | 0 | 1 | 3143.8136
2025-07-15 | 2887.521 | 0 | 4.9 | 0 | 1 | 0 | 0 | 0 | 0 | 0 | 0 | 0 | 0 | 0 | 0 | 0 | 0 | 0 | 0 | 0 | 0 | 0 | 0 | 0 | 0 | 0 | 0 | 0 | 2937.554
2025-07-15 | 2782.14 | 0 | 4.3 | 0 | 0 | 1 | 0 | 0 | 0 | 0 | 0 | 0 | 0 | 0 | 0 | 0 | 0 | 0 | 0 | 0 | 0 | 0 | 0 | 0 | 0 | 0 | 0 | 0 | 2814.6246
2025-07-15 | 2717.807 | 0 | 3.5 | 0 | 0 | 0 | 1 | 0 | 0 | 0 | 0 | 0 | 0 | 0 | 0 | 0 | 0 | 0 | 0 | 0 | 0 | 0 | 0 | 0 | 0 | 0 | 0 | 0 | 2685.2299
2025-07-15 | 2726.164 | 0 | 1.8 | 0 | 0 | 0 | 0 | 1 | 0 | 0 | 0 | 0 | 0 | 0 | 0 | 0 | 0 | 0 | 0 | 0 | 0 | 0 | 0 | 0 | 0 | 0 | 0 | 0 | 2469.1678
2025-07-15 | 2767.643 | 0 | 2.8 | 0 | 0 | 0 | 0 | 0 | 1 | 0 | 0 | 0 | 0 | 0 | 0 | 0 | 0 | 0 | 0 | 0 | 0 | 0 | 0 | 0 | 0 | 0 | 0 | 0 | 2661.6447
2025-07-15 | 2964.535 | 0 | 1.9 | 0 | 0 | 0 | 0 | 0 | 0 | 1 | 0 | 0 | 0 | 0 | 0 | 0 | 0 | 0 | 0 | 0 | 0 | 0 | 0 | 0 | 0 | 0 | 0 | 0 | 2636.3368
2025-07-15 | 3644.416 | 0 | 3.3 | 0 | 0 | 0 | 0 | 0 | 0 | 0 | 1 | 0 | 0 | 0 | 0 | 0 | 0 | 0 | 0 | 0 | 0 | 0 | 0 | 0 | 0 | 0 | 0 | 0 | 3181.6535
2025-07-15 | 4620.03 | 0 | 5.4 | 0 | 0 | 0 | 0 | 0 | 0 | 0 | 0 | 1 | 0 | 0 | 0 | 0 | 0 | 0 | 0 | 0 | 0 | 0 | 0 | 0 | 0 | 0 | 0 | 0 | 3989.4879
2025-07-15 | 5511.091 | 0 | 6.9 | 0 | 0 | 0 | 0 | 0 | 0 | 0 | 0 | 0 | 1 | 0 | 0 | 0 | 0 | 0 | 0 | 0 | 0 | 0 | 0 | 0 | 0 | 0 | 0 | 0 | 4827.8211
2025-07-15 | 6163.411 | 0 | 9.3 | 0 | 0 | 0 | 0 | 0 | 0 | 0 | 0 | 0 | 0 | 1 | 0 | 0 | 0 | 0 | 0 | 0 | 0 | 0 | 0 | 0 | 0 | 0 | 0 | 0 | 5397.0761
2025-07-15 | 6459.318 | 0 | 10.5 | 0 | 0 | 0 | 0 | 0 | 0 | 0 | 0 | 0 | 0 | 0 | 1 | 0 | 0 | 0 | 0 | 0 | 0 | 0 | 0 | 0 | 0 | 0 | 0 | 0 | 5753.4602
2025-07-15 | 6601.941 | 0 | 11.3 | 0 | 0 | 0 | 0 | 0 | 0 | 0 | 0 | 0 | 0 | 0 | 0 | 1 | 0 | 0 | 0 | 0 | 0 | 0 | 0 | 0 | 0 | 0 | 0 | 0 | 5894.9694
2025-07-15 | 6627.209 | 0 | 10.8 | 0 | 0 | 0 | 0 | 0 | 0 | 0 | 0 | 0 | 0 | 0 | 0 | 0 | 1 | 0 | 0 | 0 | 0 | 0 | 0 | 0 | 0 | 0 | 0 | 0 | 5798.7947
2025-07-15 | 6750.547 | 0 | 12.1 | 0 | 0 | 0 | 0 | 0 | 0 | 0 | 0 | 0 | 0 | 0 | 0 | 0 | 0 | 1 | 0 | 0 | 0 | 0 | 0 | 0 | 0 | 0 | 0 | 0 | 5980.0087
2025-07-15 | 6731.236 | 0 | 12.9 | 0 | 0 | 0 | 0 | 0 | 0 | 0 | 0 | 0 | 0 | 0 | 0 | 0 | 0 | 0 | 1 | 0 | 0 | 0 | 0 | 0 | 0 | 0 | 0 | 0 | 6043.673
2025-07-15 | 6497.536 | 0 | 13.3 | 0 | 0 | 0 | 0 | 0 | 0 | 0 | 0 | 0 | 0 | 0 | 0 | 0 | 0 | 0 | 0 | 1 | 0 | 0 | 0 | 0 | 0 | 0 | 0 | 0 | 5971.4888
2025-07-15 | 5846.789 | 0 | 13.5 | 0 | 0 | 0 | 0 | 0 | 0 | 0 | 0 | 0 | 0 | 0 | 0 | 0 | 0 | 0 | 0 | 0 | 1 | 0 | 0 | 0 | 0 | 0 | 0 | 0 | 5706.6457
2025-07-15 | 5303.121 | 0 | 13.5 | 0 | 0 | 0 | 0 | 0 | 0 | 0 | 0 | 0 | 0 | 0 | 0 | 0 | 0 | 0 | 0 | 0 | 0 | 1 | 0 | 0 | 0 | 0 | 0 | 0 | 5405.8574
2025-07-15 | 4914.965 | 0 | 12.6 | 0 | 0 | 0 | 0 | 0 | 0 | 0 | 0 | 0 | 0 | 0 | 0 | 0 | 0 | 0 | 0 | 0 | 0 | 0 | 1 | 0 | 0 | 0 | 0 | 0 | 5086.214
2025-07-15 | 4534.622 | 0 | 11.4 | 0 | 0 | 0 | 0 | 0 | 0 | 0 | 0 | 0 | 0 | 0 | 0 | 0 | 0 | 0 | 0 | 0 | 0 | 0 | 0 | 1 | 0 | 0 | 0 | 0 | 4754.915
2025-07-15 | 4323.152 | 0 | 10.2 | 0 | 0 | 0 | 0 | 0 | 0 | 0 | 0 | 0 | 0 | 0 | 0 | 0 | 0 | 0 | 0 | 0 | 0 | 0 | 0 | 0 | 1 | 0 | 0 | 0 | 4394.9636
2025-07-15 | 3784.75 | 0 | 9.1 | 0 | 0 | 0 | 0 | 0 | 0 | 0 | 0 | 0 | 0 | 0 | 0 | 0 | 0 | 0 | 0 | 0 | 0 | 0 | 0 | 0 | 0 | 1 | 0 | 0 | 3970.7365
2025-07-15 | 3432.188 | 0 | 8.1 | 0 | 0 | 0 | 0 | 0 | 0 | 0 | 0 | 0 | 0 | 0 | 0 | 0 | 0 | 0 | 0 | 0 | 0 | 0 | 0 | 0 | 0 | 0 | 1 | 0 | 3609.3118
2025-07-15 | 3203.207 | 0 | 7.4 | 0 | 0 | 0 | 0 | 0 | 0 | 0 | 0 | 0 | 0 | 0 | 0 | 0 | 0 | 0 | 0 | 0 | 0 | 0 | 0 | 0 | 0 | 0 | 0 | 1 | 3377.0378
2025-07-16 | 3058.137 | 0 | 6.2 | 0 | 1 | 0 | 0 | 0 | 0 | 0 | 0 | 0 | 0 | 0 | 0 | 0 | 0 | 0 | 0 | 0 | 0 | 0 | 0 | 0 | 0 | 0 | 0 | 0 | 3127.0486
2025-07-16 | 2958.563 | 0 | 5.5 | 0 | 0 | 1 | 0 | 0 | 0 | 0 | 0 | 0 | 0 | 0 | 0 | 0 | 0 | 0 | 0 | 0 | 0 | 0 | 0 | 0 | 0 | 0 | 0 | 0 | 2989.5427
2025-07-16 | 2930.741 | 0 | 3.5 | 0 | 0 | 0 | 1 | 0 | 0 | 0 | 0 | 0 | 0 | 0 | 0 | 0 | 0 | 0 | 0 | 0 | 0 | 0 | 0 | 0 | 0 | 0 | 0 | 0 | 2685.2299
2025-07-16 | 2940.384 | 0 | 3.9 | 0 | 0 | 0 | 0 | 1 | 0 | 0 | 0 | 0 | 0 | 0 | 0 | 0 | 0 | 0 | 0 | 0 | 0 | 0 | 0 | 0 | 0 | 0 | 0 | 0 | 2775.2745
2025-07-16 | 2979.794 | 0 | 3.5 | 0 | 0 | 0 | 0 | 0 | 1 | 0 | 0 | 0 | 0 | 0 | 0 | 0 | 0 | 0 | 0 | 0 | 0 | 0 | 0 | 0 | 0 | 0 | 0 | 0 | 2763.6802
2025-07-16 | 3112.605 | 0 | 2.4 | 0 | 0 | 0 | 0 | 0 | 0 | 1 | 0 | 0 | 0 | 0 | 0 | 0 | 0 | 0 | 0 | 0 | 0 | 0 | 0 | 0 | 0 | 0 | 0 | 0 | 2709.2194
2025-07-16 | 3829.47 | 0 | 4.1 | 0 | 0 | 0 | 0 | 0 | 0 | 0 | 1 | 0 | 0 | 0 | 0 | 0 | 0 | 0 | 0 | 0 | 0 | 0 | 0 | 0 | 0 | 0 | 0 | 0 | 3298.2656
2025-07-16 | 4813.718 | 0 | 6.1 | 0 | 0 | 0 | 0 | 0 | 0 | 0 | 0 | 1 | 0 | 0 | 0 | 0 | 0 | 0 | 0 | 0 | 0 | 0 | 0 | 0 | 0 | 0 | 0 | 0 | 4091.5235
2025-07-16 | 5699.321 | 0 | 7.4 | 0 | 0 | 0 | 0 | 0 | 0 | 0 | 0 | 0 | 1 | 0 | 0 | 0 | 0 | 0 | 0 | 0 | 0 | 0 | 0 | 0 | 0 | 0 | 0 | 0 | 4900.7036
2025-07-16 | 6427.307 | 0 | 9.9 | 0 | 0 | 0 | 0 | 0 | 0 | 0 | 0 | 0 | 0 | 1 | 0 | 0 | 0 | 0 | 0 | 0 | 0 | 0 | 0 | 0 | 0 | 0 | 0 | 0 | 5484.5352
2025-07-16 | 6661.325 | 0 | 12.2 | 0 | 0 | 0 | 0 | 0 | 0 | 0 | 0 | 0 | 0 | 0 | 1 | 0 | 0 | 0 | 0 | 0 | 0 | 0 | 0 | 0 | 0 | 0 | 0 | 0 | 6001.2609
2025-07-16 | 6737.923 | 0 | 12 | 0 | 0 | 0 | 0 | 0 | 0 | 0 | 0 | 0 | 0 | 0 | 0 | 1 | 0 | 0 | 0 | 0 | 0 | 0 | 0 | 0 | 0 | 0 | 0 | 0 | 5997.0049
2025-07-16 | 6853.993 | 0 | 11.6 | 0 | 0 | 0 | 0 | 0 | 0 | 0 | 0 | 0 | 0 | 0 | 0 | 0 | 1 | 0 | 0 | 0 | 0 | 0 | 0 | 0 | 0 | 0 | 0 | 0 | 5915.4068
2025-07-16 | 6873.559 | 0 | 13.2 | 0 | 0 | 0 | 0 | 0 | 0 | 0 | 0 | 0 | 0 | 0 | 0 | 0 | 0 | 1 | 0 | 0 | 0 | 0 | 0 | 0 | 0 | 0 | 0 | 0 | 6140.3503
2025-07-16 | 6806.929 | 0 | 14.4 | 0 | 0 | 0 | 0 | 0 | 0 | 0 | 0 | 0 | 0 | 0 | 0 | 0 | 0 | 0 | 1 | 0 | 0 | 0 | 0 | 0 | 0 | 0 | 0 | 0 | 6262.3206
2025-07-16 | 6616.518 | 0 | 12.9 | 0 | 0 | 0 | 0 | 0 | 0 | 0 | 0 | 0 | 0 | 0 | 0 | 0 | 0 | 0 | 0 | 1 | 0 | 0 | 0 | 0 | 0 | 0 | 0 | 0 | 5913.1828
2025-07-16 | 6017.372 | 0 | 13.3 | 0 | 0 | 0 | 0 | 0 | 0 | 0 | 0 | 0 | 0 | 0 | 0 | 0 | 0 | 0 | 0 | 0 | 1 | 0 | 0 | 0 | 0 | 0 | 0 | 0 | 5677.4927
2025-07-16 | 5486.642 | 0 | 11.4 | 0 | 0 | 0 | 0 | 0 | 0 | 0 | 0 | 0 | 0 | 0 | 0 | 0 | 0 | 0 | 0 | 0 | 0 | 1 | 0 | 0 | 0 | 0 | 0 | 0 | 5099.7508
2025-07-16 | 5043.698 | 0 | 10.7 | 0 | 0 | 0 | 0 | 0 | 0 | 0 | 0 | 0 | 0 | 0 | 0 | 0 | 0 | 0 | 0 | 0 | 0 | 0 | 1 | 0 | 0 | 0 | 0 | 0 | 4809.2603
2025-07-16 | 4806.331 | 0 | 10.2 | 0 | 0 | 0 | 0 | 0 | 0 | 0 | 0 | 0 | 0 | 0 | 0 | 0 | 0 | 0 | 0 | 0 | 0 | 0 | 0 | 1 | 0 | 0 | 0 | 0 | 4579.9968
2025-07-16 | 4514.623 | 0 | 9.5 | 0 | 0 | 0 | 0 | 0 | 0 | 0 | 0 | 0 | 0 | 0 | 0 | 0 | 0 | 0 | 0 | 0 | 0 | 0 | 0 | 0 | 1 | 0 | 0 | 0 | 4292.928
2025-07-16 | 3993.441 | 0 | 9.3 | 0 | 0 | 0 | 0 | 0 | 0 | 0 | 0 | 0 | 0 | 0 | 0 | 0 | 0 | 0 | 0 | 0 | 0 | 0 | 0 | 0 | 0 | 1 | 0 | 0 | 3999.8895
2025-07-16 | 3720.052 | 0 | 7.4 | 0 | 0 | 0 | 0 | 0 | 0 | 0 | 0 | 0 | 0 | 0 | 0 | 0 | 0 | 0 | 0 | 0 | 0 | 0 | 0 | 0 | 0 | 0 | 1 | 0 | 3507.2762
2025-07-16 | 3512.642 | 0 | 6.8 | 0 | 0 | 0 | 0 | 0 | 0 | 0 | 0 | 0 | 0 | 0 | 0 | 0 | 0 | 0 | 0 | 0 | 0 | 0 | 0 | 0 | 0 | 0 | 0 | 1 | 3289.5787
2025-07-17 | 3402.602 | 0 | 6.9 | 0 | 1 | 0 | 0 | 0 | 0 | 0 | 0 | 0 | 0 | 0 | 0 | 0 | 0 | 0 | 0 | 0 | 0 | 0 | 0 | 0 | 0 | 0 | 0 | 0 | 3229.0842
2025-07-17 | 3305.331 | 0 | 6.4 | 0 | 0 | 1 | 0 | 0 | 0 | 0 | 0 | 0 | 0 | 0 | 0 | 0 | 0 | 0 | 0 | 0 | 0 | 0 | 0 | 0 | 0 | 0 | 0 | 0 | 3120.7313
2025-07-17 | 3273.909 | 0 | 6.3 | 0 | 0 | 0 | 1 | 0 | 0 | 0 | 0 | 0 | 0 | 0 | 0 | 0 | 0 | 0 | 0 | 0 | 0 | 0 | 0 | 0 | 0 | 0 | 0 | 0 | 3093.3722
2025-07-17 | 3330.291 | 0 | 6.3 | 0 | 0 | 0 | 0 | 1 | 0 | 0 | 0 | 0 | 0 | 0 | 0 | 0 | 0 | 0 | 0 | 0 | 0 | 0 | 0 | 0 | 0 | 0 | 0 | 0 | 3125.1107
2025-07-17 | 3447.072 | 0 | 6.4 | 0 | 0 | 0 | 0 | 0 | 1 | 0 | 0 | 0 | 0 | 0 | 0 | 0 | 0 | 0 | 0 | 0 | 0 | 0 | 0 | 0 | 0 | 0 | 0 | 0 | 3186.399
2025-07-17 | 3622.283 | 0 | 6.9 | 0 | 0 | 0 | 0 | 0 | 0 | 1 | 0 | 0 | 0 | 0 | 0 | 0 | 0 | 0 | 0 | 0 | 0 | 0 | 0 | 0 | 0 | 0 | 0 | 0 | 3365.1623
2025-07-17 | 4208.617 | 0 | 7.3 | 0 | 0 | 0 | 0 | 0 | 0 | 0 | 1 | 0 | 0 | 0 | 0 | 0 | 0 | 0 | 0 | 0 | 0 | 0 | 0 | 0 | 0 | 0 | 0 | 0 | 3764.7139
2025-07-17 | 5040.131 | 0 | 8 | 0 | 0 | 0 | 0 | 0 | 0 | 0 | 0 | 1 | 0 | 0 | 0 | 0 | 0 | 0 | 0 | 0 | 0 | 0 | 0 | 0 | 0 | 0 | 0 | 0 | 4368.4772
2025-07-17 | 5874.793 | 0 | 8.6 | 0 | 0 | 0 | 0 | 0 | 0 | 0 | 0 | 0 | 1 | 0 | 0 | 0 | 0 | 0 | 0 | 0 | 0 | 0 | 0 | 0 | 0 | 0 | 0 | 0 | 5075.6217
2025-07-17 | 6469.058 | 0 | 8.4 | 0 | 0 | 0 | 0 | 0 | 0 | 0 | 0 | 0 | 0 | 1 | 0 | 0 | 0 | 0 | 0 | 0 | 0 | 0 | 0 | 0 | 0 | 0 | 0 | 0 | 5265.8875
2025-07-17 | 6731.302 | 0 | 8.9 | 0 | 0 | 0 | 0 | 0 | 0 | 0 | 0 | 0 | 0 | 0 | 1 | 0 | 0 | 0 | 0 | 0 | 0 | 0 | 0 | 0 | 0 | 0 | 0 | 0 | 5520.236
2025-07-17 | 6672.793 | 0 | 9.1 | 0 | 0 | 0 | 0 | 0 | 0 | 0 | 0 | 0 | 0 | 0 | 0 | 1 | 0 | 0 | 0 | 0 | 0 | 0 | 0 | 0 | 0 | 0 | 0 | 0 | 5574.2862
2025-07-17 | 6724.714 | 0 | 10.5 | 0 | 0 | 0 | 0 | 0 | 0 | 0 | 0 | 0 | 0 | 0 | 0 | 0 | 1 | 0 | 0 | 0 | 0 | 0 | 0 | 0 | 0 | 0 | 0 | 0 | 5755.0652
2025-07-17 | 6683.66 | 0 | 9.8 | 0 | 0 | 0 | 0 | 0 | 0 | 0 | 0 | 0 | 0 | 0 | 0 | 0 | 0 | 1 | 0 | 0 | 0 | 0 | 0 | 0 | 0 | 0 | 0 | 0 | 5644.7489
2025-07-17 | 6597.498 | 0 | 8.6 | 0 | 0 | 0 | 0 | 0 | 0 | 0 | 0 | 0 | 0 | 0 | 0 | 0 | 0 | 0 | 1 | 0 | 0 | 0 | 0 | 0 | 0 | 0 | 0 | 0 | 5416.8831
2025-07-17 | 6262.058 | 0 | 7.5 | 0 | 0 | 0 | 0 | 0 | 0 | 0 | 0 | 0 | 0 | 0 | 0 | 0 | 0 | 0 | 0 | 1 | 0 | 0 | 0 | 0 | 0 | 0 | 0 | 0 | 5126.0513
2025-07-17 | 5436.912 | 0 | 4.9 | 0 | 0 | 0 | 0 | 0 | 0 | 0 | 0 | 0 | 0 | 0 | 0 | 0 | 0 | 0 | 0 | 0 | 1 | 0 | 0 | 0 | 0 | 0 | 0 | 0 | 4453.0659
2025-07-17 | 4641.623 | 0 | 3.9 | 0 | 0 | 0 | 0 | 0 | 0 | 0 | 0 | 0 | 0 | 0 | 0 | 0 | 0 | 0 | 0 | 0 | 0 | 1 | 0 | 0 | 0 | 0 | 0 | 0 | 4006.5126
2025-07-17 | 4218.496 | 0 | 3.3 | 0 | 0 | 0 | 0 | 0 | 0 | 0 | 0 | 0 | 0 | 0 | 0 | 0 | 0 | 0 | 0 | 0 | 0 | 0 | 1 | 0 | 0 | 0 | 0 | 0 | 3730.5986
2025-07-17 | 3981.731 | 0 | 2.3 | 0 | 0 | 0 | 0 | 0 | 0 | 0 | 0 | 0 | 0 | 0 | 0 | 0 | 0 | 0 | 0 | 0 | 0 | 0 | 0 | 1 | 0 | 0 | 0 | 0 | 3428.4526
2025-07-17 | 3718.201 | 0.4 | 0 | 0 | 0 | 0 | 0 | 0 | 0 | 0 | 0 | 0 | 0 | 0 | 0 | 0 | 0 | 0 | 0 | 0 | 0 | 0 | 0 | 0 | 1 | 0 | 0 | 0 | 2934.5128
2025-07-17 | 3311.209 | 0.5 | 0 | 0 | 0 | 0 | 0 | 0 | 0 | 0 | 0 | 0 | 0 | 0 | 0 | 0 | 0 | 0 | 0 | 0 | 0 | 0 | 0 | 0 | 0 | 1 | 0 | 0 | 2677.2155
2025-07-17 | 2909.592 | 1.2 | 0 | 0 | 0 | 0 | 0 | 0 | 0 | 0 | 0 | 0 | 0 | 0 | 0 | 0 | 0 | 0 | 0 | 0 | 0 | 0 | 0 | 0 | 0 | 0 | 1 | 0 | 2507.6739
2025-07-17 | 2723.09 | 2.1 | 0 | 0 | 0 | 0 | 0 | 0 | 0 | 0 | 0 | 0 | 0 | 0 | 0 | 0 | 0 | 0 | 0 | 0 | 0 | 0 | 0 | 0 | 0 | 0 | 0 | 1 | 2436.7301
2025-07-18 | 2630.958 | 2.7 | 0 | 0 | 1 | 0 | 0 | 0 | 0 | 0 | 0 | 0 | 0 | 0 | 0 | 0 | 0 | 0 | 0 | 0 | 0 | 0 | 0 | 0 | 0 | 0 | 0 | 0 | 2401.1888
2025-07-18 | 2549.889 | 3.4 | 0 | 0 | 0 | 1 | 0 | 0 | 0 | 0 | 0 | 0 | 0 | 0 | 0 | 0 | 0 | 0 | 0 | 0 | 0 | 0 | 0 | 0 | 0 | 0 | 0 | 0 | 2411.8364
2025-07-18 | 2653.158 | 3.7 | 0 | 0 | 0 | 0 | 1 | 0 | 0 | 0 | 0 | 0 | 0 | 0 | 0 | 0 | 0 | 0 | 0 | 0 | 0 | 0 | 0 | 0 | 0 | 0 | 0 | 0 | 2418.8186
2025-07-18 | 2518.382 | 3.8 | 0 | 0 | 0 | 0 | 0 | 1 | 0 | 0 | 0 | 0 | 0 | 0 | 0 | 0 | 0 | 0 | 0 | 0 | 0 | 0 | 0 | 0 | 0 | 0 | 0 | 0 | 2457.1455
2025-07-18 | 2511.825 | 4.2 | 0 | 0 | 0 | 0 | 0 | 0 | 1 | 0 | 0 | 0 | 0 | 0 | 0 | 0 | 0 | 0 | 0 | 0 | 0 | 0 | 0 | 0 | 0 | 0 | 0 | 0 | 2530.2104
2025-07-18 | 2647.586 | 4.4 | 0 | 0 | 0 | 0 | 0 | 0 | 0 | 1 | 0 | 0 | 0 | 0 | 0 | 0 | 0 | 0 | 0 | 0 | 0 | 0 | 0 | 0 | 0 | 0 | 0 | 0 | 2649.2677
2025-07-18 | 3202.972 | 3 | 0 | 0 | 0 | 0 | 0 | 0 | 0 | 0 | 1 | 0 | 0 | 0 | 0 | 0 | 0 | 0 | 0 | 0 | 0 | 0 | 0 | 0 | 0 | 0 | 0 | 0 | 2898.2772
2025-07-18 | 3974.323 | 1.6 | 0 | 0 | 0 | 0 | 0 | 0 | 0 | 0 | 0 | 1 | 0 | 0 | 0 | 0 | 0 | 0 | 0 | 0 | 0 | 0 | 0 | 0 | 0 | 0 | 0 | 0 | 3307.769
2025-07-18 | 4564.504 | 0 | 0.6 | 0 | 0 | 0 | 0 | 0 | 0 | 0 | 0 | 0 | 1 | 0 | 0 | 0 | 0 | 0 | 0 | 0 | 0 | 0 | 0 | 0 | 0 | 0 | 0 | 0 | 3909.501
2025-07-18 | 4997.597 | 0 | 2.2 | 0 | 0 | 0 | 0 | 0 | 0 | 0 | 0 | 0 | 0 | 1 | 0 | 0 | 0 | 0 | 0 | 0 | 0 | 0 | 0 | 0 | 0 | 0 | 0 | 0 | 4362.1439
2025-07-18 | 5196.236 | 0 | 3.5 | 0 | 0 | 0 | 0 | 0 | 0 | 0 | 0 | 0 | 0 | 0 | 1 | 0 | 0 | 0 | 0 | 0 | 0 | 0 | 0 | 0 | 0 | 0 | 0 | 0 | 4733.1045
2025-07-18 | 5322.149 | 0 | 3.7 | 0 | 0 | 0 | 0 | 0 | 0 | 0 | 0 | 0 | 0 | 0 | 0 | 1 | 0 | 0 | 0 | 0 | 0 | 0 | 0 | 0 | 0 | 0 | 0 | 0 | 4787.1547
2025-07-18 | 5411.098 | 0 | 4 | 0 | 0 | 0 | 0 | 0 | 0 | 0 | 0 | 0 | 0 | 0 | 0 | 0 | 1 | 0 | 0 | 0 | 0 | 0 | 0 | 0 | 0 | 0 | 0 | 0 | 4807.5921
2025-07-18 | 5407.04 | 0 | 3.8 | 0 | 0 | 0 | 0 | 0 | 0 | 0 | 0 | 0 | 0 | 0 | 0 | 0 | 0 | 1 | 0 | 0 | 0 | 0 | 0 | 0 | 0 | 0 | 0 | 0 | 4770.1584
2025-07-18 | 5287.434 | 0 | 4.1 | 0 | 0 | 0 | 0 | 0 | 0 | 0 | 0 | 0 | 0 | 0 | 0 | 0 | 0 | 0 | 1 | 0 | 0 | 0 | 0 | 0 | 0 | 0 | 0 | 0 | 4760.9402
2025-07-18 | 5037.911 | 0 | 4.4 | 0 | 0 | 0 | 0 | 0 | 0 | 0 | 0 | 0 | 0 | 0 | 0 | 0 | 0 | 0 | 0 | 1 | 0 | 0 | 0 | 0 | 0 | 0 | 0 | 0 | 4674.1795
2025-07-18 | 4659.735 | 0 | 4.1 | 0 | 0 | 0 | 0 | 0 | 0 | 0 | 0 | 0 | 0 | 0 | 0 | 0 | 0 | 0 | 0 | 0 | 1 | 0 | 0 | 0 | 0 | 0 | 0 | 0 | 4336.4539
2025-07-18 | 4290.466 | 0 | 4.3 | 0 | 0 | 0 | 0 | 0 | 0 | 0 | 0 | 0 | 0 | 0 | 0 | 0 | 0 | 0 | 0 | 0 | 0 | 1 | 0 | 0 | 0 | 0 | 0 | 0 | 4064.8186
2025-07-18 | 3988.257 | 0 | 4.1 | 0 | 0 | 0 | 0 | 0 | 0 | 0 | 0 | 0 | 0 | 0 | 0 | 0 | 0 | 0 | 0 | 0 | 0 | 0 | 1 | 0 | 0 | 0 | 0 | 0 | 3847.2107
2025-07-18 | 3676.488 | 0 | 3.5 | 0 | 0 | 0 | 0 | 0 | 0 | 0 | 0 | 0 | 0 | 0 | 0 | 0 | 0 | 0 | 0 | 0 | 0 | 0 | 0 | 1 | 0 | 0 | 0 | 0 | 3603.3707
2025-07-18 | 3426.586 | 0 | 2.6 | 0 | 0 | 0 | 0 | 0 | 0 | 0 | 0 | 0 | 0 | 0 | 0 | 0 | 0 | 0 | 0 | 0 | 0 | 0 | 0 | 0 | 1 | 0 | 0 | 0 | 3287.1489
2025-07-18 | 3055.416 | 0 | 2 | 0 | 0 | 0 | 0 | 0 | 0 | 0 | 0 | 0 | 0 | 0 | 0 | 0 | 0 | 0 | 0 | 0 | 0 | 0 | 0 | 0 | 0 | 1 | 0 | 0 | 2935.8043
2025-07-18 | 2799.876 | 0 | 1.7 | 0 | 0 | 0 | 0 | 0 | 0 | 0 | 0 | 0 | 0 | 0 | 0 | 0 | 0 | 0 | 0 | 0 | 0 | 0 | 0 | 0 | 0 | 0 | 1 | 0 | 2676.4152
2025-07-18 | 2613.293 | 0 | 1.3 | 0 | 0 | 0 | 0 | 0 | 0 | 0 | 0 | 0 | 0 | 0 | 0 | 0 | 0 | 0 | 0 | 0 | 0 | 0 | 0 | 0 | 0 | 0 | 0 | 1 | 2487.8707
2025-07-19 | 2483.065 | 0.1 | 0 | 1 | 1 | 0 | 0 | 0 | 0 | 0 | 0 | 0 | 0 | 0 | 0 | 0 | 0 | 0 | 0 | 0 | 0 | 0 | 0 | 0 | 0 | 0 | 0 | 0 | 1657.3625
2025-07-19 | 2426.192 | 0.7 | 0 | 1 | 0 | 1 | 0 | 0 | 0 | 0 | 0 | 0 | 0 | 0 | 0 | 0 | 0 | 0 | 0 | 0 | 0 | 0 | 0 | 0 | 0 | 0 | 0 | 0 | 1661.4218
2025-07-19 | 2421.417 | 0.7 | 0 | 1 | 0 | 0 | 1 | 0 | 0 | 0 | 0 | 0 | 0 | 0 | 0 | 0 | 0 | 0 | 0 | 0 | 0 | 0 | 0 | 0 | 0 | 0 | 0 | 0 | 1648.6392
2025-07-19 | 2431.043 | 2.2 | 0 | 1 | 0 | 0 | 0 | 1 | 0 | 0 | 0 | 0 | 0 | 0 | 0 | 0 | 0 | 0 | 0 | 0 | 0 | 0 | 0 | 0 | 0 | 0 | 0 | 0 | 1779.202
2025-07-19 | 2384.125 | 2.8 | 0 | 1 | 0 | 0 | 0 | 0 | 1 | 0 | 0 | 0 | 0 | 0 | 0 | 0 | 0 | 0 | 0 | 0 | 0 | 0 | 0 | 0 | 0 | 0 | 0 | 0 | 1865.4435
2025-07-19 | 2389.028 | 2.8 | 0 | 1 | 0 | 0 | 0 | 0 | 0 | 1 | 0 | 0 | 0 | 0 | 0 | 0 | 0 | 0 | 0 | 0 | 0 | 0 | 0 | 0 | 0 | 0 | 0 | 0 | 1971.3243
2025-07-19 | 2683.146 | 1.6 | 0 | 1 | 0 | 0 | 0 | 0 | 0 | 0 | 1 | 0 | 0 | 0 | 0 | 0 | 0 | 0 | 0 | 0 | 0 | 0 | 0 | 0 | 0 | 0 | 0 | 0 | 2233.5104
2025-07-19 | 3136.472 | 0 | 0.6 | 1 | 0 | 0 | 0 | 0 | 0 | 0 | 0 | 1 | 0 | 0 | 0 | 0 | 0 | 0 | 0 | 0 | 0 | 0 | 0 | 0 | 0 | 0 | 0 | 0 | 2717.2846
2025-07-19 | 3724.276 | 0 | 2.9 | 1 | 0 | 0 | 0 | 0 | 0 | 0 | 0 | 0 | 1 | 0 | 0 | 0 | 0 | 0 | 0 | 0 | 0 | 0 | 0 | 0 | 0 | 0 | 0 | 0 | 3672.2298
2025-07-19 | 4176.398 | 0 | 4.5 | 1 | 0 | 0 | 0 | 0 | 0 | 0 | 0 | 0 | 0 | 1 | 0 | 0 | 0 | 0 | 0 | 0 | 0 | 0 | 0 | 0 | 0 | 0 | 0 | 0 | 4124.8728
2025-07-19 | 4425.843 | 0 | 5.2 | 1 | 0 | 0 | 0 | 0 | 0 | 0 | 0 | 0 | 0 | 0 | 1 | 0 | 0 | 0 | 0 | 0 | 0 | 0 | 0 | 0 | 0 | 0 | 0 | 0 | 4408.3744
2025-07-19 | 4492.101 | 0 | 5.6 | 1 | 0 | 0 | 0 | 0 | 0 | 0 | 0 | 0 | 0 | 0 | 0 | 1 | 0 | 0 | 0 | 0 | 0 | 0 | 0 | 0 | 0 | 0 | 0 | 0 | 4491.5775
2025-07-19 | 4570.244 | 0 | 5.6 | 1 | 0 | 0 | 0 | 0 | 0 | 0 | 0 | 0 | 0 | 0 | 0 | 0 | 1 | 0 | 0 | 0 | 0 | 0 | 0 | 0 | 0 | 0 | 0 | 0 | 4468.2854
2025-07-19 | 4612.489 | 0 | 5.9 | 1 | 0 | 0 | 0 | 0 | 0 | 0 | 0 | 0 | 0 | 0 | 0 | 0 | 0 | 1 | 0 | 0 | 0 | 0 | 0 | 0 | 0 | 0 | 0 | 0 | 4503.7342
2025-07-19 | 4578.312 | 0 | 7.5 | 1 | 0 | 0 | 0 | 0 | 0 | 0 | 0 | 0 | 0 | 0 | 0 | 0 | 0 | 0 | 1 | 0 | 0 | 0 | 0 | 0 | 0 | 0 | 0 | 0 | 4684.0107
2025-07-19 | 4504.589 | 0 | 8.7 | 1 | 0 | 0 | 0 | 0 | 0 | 0 | 0 | 0 | 0 | 0 | 0 | 0 | 0 | 0 | 0 | 1 | 0 | 0 | 0 | 0 | 0 | 0 | 0 | 0 | 4728.4385
2025-07-19 | 4203.772 | 0 | 7.1 | 1 | 0 | 0 | 0 | 0 | 0 | 0 | 0 | 0 | 0 | 0 | 0 | 0 | 0 | 0 | 0 | 0 | 1 | 0 | 0 | 0 | 0 | 0 | 0 | 0 | 4201.2183
2025-07-19 | 3989.247 | 0 | 6.4 | 1 | 0 | 0 | 0 | 0 | 0 | 0 | 0 | 0 | 0 | 0 | 0 | 0 | 0 | 0 | 0 | 0 | 0 | 1 | 0 | 0 | 0 | 0 | 0 | 0 | 3798.3944
2025-07-19 | 3822.942 | 0 | 6.1 | 1 | 0 | 0 | 0 | 0 | 0 | 0 | 0 | 0 | 0 | 0 | 0 | 0 | 0 | 0 | 0 | 0 | 0 | 0 | 1 | 0 | 0 | 0 | 0 | 0 | 3566.2101
2025-07-19 | 3595.32 | 0 | 5.2 | 1 | 0 | 0 | 0 | 0 | 0 | 0 | 0 | 0 | 0 | 0 | 0 | 0 | 0 | 0 | 0 | 0 | 0 | 0 | 0 | 1 | 0 | 0 | 0 | 0 | 3278.6405
2025-07-19 | 3512.202 | 0 | 4.6 | 1 | 0 | 0 | 0 | 0 | 0 | 0 | 0 | 0 | 0 | 0 | 0 | 0 | 0 | 0 | 0 | 0 | 0 | 0 | 0 | 0 | 1 | 0 | 0 | 0 | 3006.1482
2025-07-19 | 3208.056 | 0 | 4.6 | 1 | 0 | 0 | 0 | 0 | 0 | 0 | 0 | 0 | 0 | 0 | 0 | 0 | 0 | 0 | 0 | 0 | 0 | 0 | 0 | 0 | 0 | 1 | 0 | 0 | 2742.2627
2025-07-19 | 2991.533 | 0 | 4.8 | 1 | 0 | 0 | 0 | 0 | 0 | 0 | 0 | 0 | 0 | 0 | 0 | 0 | 0 | 0 | 0 | 0 | 0 | 0 | 0 | 0 | 0 | 0 | 1 | 0 | 2555.7561
2025-07-19 | 2840.257 | 0 | 5 | 1 | 0 | 0 | 0 | 0 | 0 | 0 | 0 | 0 | 0 | 0 | 0 | 0 | 0 | 0 | 0 | 0 | 0 | 0 | 0 | 0 | 0 | 0 | 0 | 1 | 2454.6707
2025-07-20 | 2745.229 | 0 | 4.9 | 1 | 1 | 0 | 0 | 0 | 0 | 0 | 0 | 0 | 0 | 0 | 0 | 0 | 0 | 0 | 0 | 0 | 0 | 0 | 0 | 0 | 0 | 0 | 0 | 0 | 2365.0232
2025-07-20 | 2693.868 | 0 | 5 | 1 | 0 | 1 | 0 | 0 | 0 | 0 | 0 | 0 | 0 | 0 | 0 | 0 | 0 | 0 | 0 | 0 | 0 | 0 | 0 | 0 | 0 | 0 | 0 | 0 | 2344.1293
2025-07-20 | 2642.436 | 0 | 4.1 | 1 | 0 | 0 | 1 | 0 | 0 | 0 | 0 | 0 | 0 | 0 | 0 | 0 | 0 | 0 | 0 | 0 | 0 | 0 | 0 | 0 | 0 | 0 | 0 | 0 | 2200.1581
2025-07-20 | 2640.077 | 0 | 1.2 | 1 | 0 | 0 | 0 | 1 | 0 | 0 | 0 | 0 | 0 | 0 | 0 | 0 | 0 | 0 | 0 | 0 | 0 | 0 | 0 | 0 | 0 | 0 | 0 | 0 | 1809.1779
2025-07-20 | 2651.298 | 0 | 1.2 | 1 | 0 | 0 | 0 | 0 | 1 | 0 | 0 | 0 | 0 | 0 | 0 | 0 | 0 | 0 | 0 | 0 | 0 | 0 | 0 | 0 | 0 | 0 | 0 | 0 | 1855.8897
2025-07-20 | 2627.773 | 0 | 1.1 | 1 | 0 | 0 | 0 | 0 | 0 | 1 | 0 | 0 | 0 | 0 | 0 | 0 | 0 | 0 | 0 | 0 | 0 | 0 | 0 | 0 | 0 | 0 | 0 | 0 | 1947.1939
2025-07-20 | 2726.272 | 0 | 2.7 | 1 | 0 | 0 | 0 | 0 | 0 | 0 | 1 | 0 | 0 | 0 | 0 | 0 | 0 | 0 | 0 | 0 | 0 | 0 | 0 | 0 | 0 | 0 | 0 | 0 | 2521.6636
2025-07-20 | 2993.043 | 0 | 3.9 | 1 | 0 | 0 | 0 | 0 | 0 | 0 | 0 | 1 | 0 | 0 | 0 | 0 | 0 | 0 | 0 | 0 | 0 | 0 | 0 | 0 | 0 | 0 | 0 | 0 | 3198.3094
2025-07-20 | 3321.923 | 0 | 4.7 | 1 | 0 | 0 | 0 | 0 | 0 | 0 | 0 | 0 | 1 | 0 | 0 | 0 | 0 | 0 | 0 | 0 | 0 | 0 | 0 | 0 | 0 | 0 | 0 | 0 | 3934.607
2025-07-20 | 3783.394 | 0 | 4.7 | 1 | 0 | 0 | 0 | 0 | 0 | 0 | 0 | 0 | 0 | 1 | 0 | 0 | 0 | 0 | 0 | 0 | 0 | 0 | 0 | 0 | 0 | 0 | 0 | 0 | 4154.0258
2025-07-20 | 3932.045 | 0 | 6.6 | 1 | 0 | 0 | 0 | 0 | 0 | 0 | 0 | 0 | 0 | 0 | 1 | 0 | 0 | 0 | 0 | 0 | 0 | 0 | 0 | 0 | 0 | 0 | 0 | 0 | 4612.4455
2025-07-20 | 4224.609 | 0 | 7.2 | 1 | 0 | 0 | 0 | 0 | 0 | 0 | 0 | 0 | 0 | 0 | 0 | 1 | 0 | 0 | 0 | 0 | 0 | 0 | 0 | 0 | 0 | 0 | 0 | 0 | 4724.8017
2025-07-20 | 4222.265 | 0 | 6.7 | 1 | 0 | 0 | 0 | 0 | 0 | 0 | 0 | 0 | 0 | 0 | 0 | 0 | 1 | 0 | 0 | 0 | 0 | 0 | 0 | 0 | 0 | 0 | 0 | 0 | 4628.627
2025-07-20 | 4291.211 | 0 | 8.2 | 1 | 0 | 0 | 0 | 0 | 0 | 0 | 0 | 0 | 0 | 0 | 0 | 0 | 0 | 1 | 0 | 0 | 0 | 0 | 0 | 0 | 0 | 0 | 0 | 0 | 4838.9939
2025-07-20 | 4232.85 | 0 | 8.7 | 1 | 0 | 0 | 0 | 0 | 0 | 0 | 0 | 0 | 0 | 0 | 0 | 0 | 0 | 0 | 1 | 0 | 0 | 0 | 0 | 0 | 0 | 0 | 0 | 0 | 4858.9288
2025-07-20 | 4166.626 | 0 | 9.5 | 1 | 0 | 0 | 0 | 0 | 0 | 0 | 0 | 0 | 0 | 0 | 0 | 0 | 0 | 0 | 0 | 1 | 0 | 0 | 0 | 0 | 0 | 0 | 0 | 0 | 4845.0506
2025-07-20 | 4178.549 | 0 | 8.8 | 1 | 0 | 0 | 0 | 0 | 0 | 0 | 0 | 0 | 0 | 0 | 0 | 0 | 0 | 0 | 0 | 0 | 1 | 0 | 0 | 0 | 0 | 0 | 0 | 0 | 4449.019
2025-07-20 | 4138.547 | 0 | 8.2 | 1 | 0 | 0 | 0 | 0 | 0 | 0 | 0 | 0 | 0 | 0 | 0 | 0 | 0 | 0 | 0 | 0 | 0 | 1 | 0 | 0 | 0 | 0 | 0 | 0 | 4060.7716
2025-07-20 | 3908.604 | 0 | 7.5 | 1 | 0 | 0 | 0 | 0 | 0 | 0 | 0 | 0 | 0 | 0 | 0 | 0 | 0 | 0 | 0 | 0 | 0 | 0 | 1 | 0 | 0 | 0 | 0 | 0 | 3770.2812
2025-07-20 | 3617.516 | 0 | 6 | 1 | 0 | 0 | 0 | 0 | 0 | 0 | 0 | 0 | 0 | 0 | 0 | 0 | 0 | 0 | 0 | 0 | 0 | 0 | 0 | 1 | 0 | 0 | 0 | 0 | 3395.2526
2025-07-20 | 3388.794 | 0 | 4.3 | 1 | 0 | 0 | 0 | 0 | 0 | 0 | 0 | 0 | 0 | 0 | 0 | 0 | 0 | 0 | 0 | 0 | 0 | 0 | 0 | 0 | 1 | 0 | 0 | 0 | 2962.4187
2025-07-20 | 3097.621 | 0 | 3.5 | 1 | 0 | 0 | 0 | 0 | 0 | 0 | 0 | 0 | 0 | 0 | 0 | 0 | 0 | 0 | 0 | 0 | 0 | 0 | 0 | 0 | 0 | 1 | 0 | 0 | 2581.9211
2025-07-20 | 2819.168 | 0 | 2.5 | 1 | 0 | 0 | 0 | 0 | 0 | 0 | 0 | 0 | 0 | 0 | 0 | 0 | 0 | 0 | 0 | 0 | 0 | 0 | 0 | 0 | 0 | 0 | 1 | 0 | 2220.4964
2025-07-20 | 2654.664 | 0 | 2.2 | 1 | 0 | 0 | 0 | 0 | 0 | 0 | 0 | 0 | 0 | 0 | 0 | 0 | 0 | 0 | 0 | 0 | 0 | 0 | 0 | 0 | 0 | 0 | 0 | 1 | 2046.5284
2025-07-21 | 2568.724 | 0 | 1.1 | 0 | 1 | 0 | 0 | 0 | 0 | 0 | 0 | 0 | 0 | 0 | 0 | 0 | 0 | 0 | 0 | 0 | 0 | 0 | 0 | 0 | 0 | 0 | 0 | 0 | 2383.6467
2025-07-21 | 2522.886 | 0 | 0.5 | 0 | 0 | 1 | 0 | 0 | 0 | 0 | 0 | 0 | 0 | 0 | 0 | 0 | 0 | 0 | 0 | 0 | 0 | 0 | 0 | 0 | 0 | 0 | 0 | 0 | 2260.7172
2025-07-21 | 2470.594 | 0 | 0.1 | 0 | 0 | 0 | 1 | 0 | 0 | 0 | 0 | 0 | 0 | 0 | 0 | 0 | 0 | 0 | 0 | 0 | 0 | 0 | 0 | 0 | 0 | 0 | 0 | 0 | 2189.6286
2025-07-21 | 2482.546 | 0.5 | 0 | 0 | 0 | 0 | 0 | 1 | 0 | 0 | 0 | 0 | 0 | 0 | 0 | 0 | 0 | 0 | 0 | 0 | 0 | 0 | 0 | 0 | 0 | 0 | 0 | 0 | 2239.732
2025-07-21 | 2527.314 | 1.2 | 0 | 0 | 0 | 0 | 0 | 0 | 1 | 0 | 0 | 0 | 0 | 0 | 0 | 0 | 0 | 0 | 0 | 0 | 0 | 0 | 0 | 0 | 0 | 0 | 0 | 0 | 2332.5618
2025-07-21 | 2597.523 | 1.9 | 0 | 0 | 0 | 0 | 0 | 0 | 0 | 1 | 0 | 0 | 0 | 0 | 0 | 0 | 0 | 0 | 0 | 0 | 0 | 0 | 0 | 0 | 0 | 0 | 0 | 0 | 2484.5606
2025-07-21 | 3125.966 | 1.5 | 0 | 0 | 0 | 0 | 0 | 0 | 0 | 0 | 1 | 0 | 0 | 0 | 0 | 0 | 0 | 0 | 0 | 0 | 0 | 0 | 0 | 0 | 0 | 0 | 0 | 0 | 2799.453
2025-07-21 | 3869.494 | 0.8 | 0 | 0 | 0 | 0 | 0 | 0 | 0 | 0 | 0 | 1 | 0 | 0 | 0 | 0 | 0 | 0 | 0 | 0 | 0 | 0 | 0 | 0 | 0 | 0 | 0 | 0 | 3255.0627
2025-07-21 | 4524.476 | 0 | 0.3 | 0 | 0 | 0 | 0 | 0 | 0 | 0 | 0 | 0 | 1 | 0 | 0 | 0 | 0 | 0 | 0 | 0 | 0 | 0 | 0 | 0 | 0 | 0 | 0 | 0 | 3865.7715
2025-07-21 | 4926.731 | 0 | 1.5 | 0 | 0 | 0 | 0 | 0 | 0 | 0 | 0 | 0 | 0 | 1 | 0 | 0 | 0 | 0 | 0 | 0 | 0 | 0 | 0 | 0 | 0 | 0 | 0 | 0 | 4260.1084
2025-07-21 | 5158.945 | 0 | 2.1 | 0 | 0 | 0 | 0 | 0 | 0 | 0 | 0 | 0 | 0 | 0 | 1 | 0 | 0 | 0 | 0 | 0 | 0 | 0 | 0 | 0 | 0 | 0 | 0 | 0 | 4529.0334
2025-07-21 | 5179.296 | 0 | 2.6 | 0 | 0 | 0 | 0 | 0 | 0 | 0 | 0 | 0 | 0 | 0 | 0 | 1 | 0 | 0 | 0 | 0 | 0 | 0 | 0 | 0 | 0 | 0 | 0 | 0 | 4626.8131
2025-07-21 | 5258.491 | 0 | 3.3 | 0 | 0 | 0 | 0 | 0 | 0 | 0 | 0 | 0 | 0 | 0 | 0 | 0 | 1 | 0 | 0 | 0 | 0 | 0 | 0 | 0 | 0 | 0 | 0 | 0 | 4705.5566
2025-07-21 | 5290.253 | 0 | 3.7 | 0 | 0 | 0 | 0 | 0 | 0 | 0 | 0 | 0 | 0 | 0 | 0 | 0 | 0 | 1 | 0 | 0 | 0 | 0 | 0 | 0 | 0 | 0 | 0 | 0 | 4755.5819
2025-07-21 | 5244.907 | 0 | 4.9 | 0 | 0 | 0 | 0 | 0 | 0 | 0 | 0 | 0 | 0 | 0 | 0 | 0 | 0 | 0 | 1 | 0 | 0 | 0 | 0 | 0 | 0 | 0 | 0 | 0 | 4877.5523
2025-07-21 | 4914.254 | 0 | 5.2 | 0 | 0 | 0 | 0 | 0 | 0 | 0 | 0 | 0 | 0 | 0 | 0 | 0 | 0 | 0 | 0 | 1 | 0 | 0 | 0 | 0 | 0 | 0 | 0 | 0 | 4790.7915
2025-07-21 | 4435.065 | 0 | 5.1 | 0 | 0 | 0 | 0 | 0 | 0 | 0 | 0 | 0 | 0 | 0 | 0 | 0 | 0 | 0 | 0 | 0 | 1 | 0 | 0 | 0 | 0 | 0 | 0 | 0 | 4482.219
2025-07-21 | 4078.44 | 0 | 4.3 | 0 | 0 | 0 | 0 | 0 | 0 | 0 | 0 | 0 | 0 | 0 | 0 | 0 | 0 | 0 | 0 | 0 | 0 | 1 | 0 | 0 | 0 | 0 | 0 | 0 | 4064.8186
2025-07-21 | 3798.393 | 0 | 2.7 | 0 | 0 | 0 | 0 | 0 | 0 | 0 | 0 | 0 | 0 | 0 | 0 | 0 | 0 | 0 | 0 | 0 | 0 | 0 | 1 | 0 | 0 | 0 | 0 | 0 | 3643.1396
2025-07-21 | 3577.292 | 0 | 2.8 | 0 | 0 | 0 | 0 | 0 | 0 | 0 | 0 | 0 | 0 | 0 | 0 | 0 | 0 | 0 | 0 | 0 | 0 | 0 | 0 | 1 | 0 | 0 | 0 | 0 | 3501.3352
2025-07-21 | 3450.92 | 0 | 2 | 0 | 0 | 0 | 0 | 0 | 0 | 0 | 0 | 0 | 0 | 0 | 0 | 0 | 0 | 0 | 0 | 0 | 0 | 0 | 0 | 0 | 1 | 0 | 0 | 0 | 3199.6898
2025-07-21 | 2943.036 | 0 | 0.7 | 0 | 0 | 0 | 0 | 0 | 0 | 0 | 0 | 0 | 0 | 0 | 0 | 0 | 0 | 0 | 0 | 0 | 0 | 0 | 0 | 0 | 0 | 1 | 0 | 0 | 2746.3097
2025-07-21 | 2676.226 | 0.8 | 0 | 0 | 0 | 0 | 0 | 0 | 0 | 0 | 0 | 0 | 0 | 0 | 0 | 0 | 0 | 0 | 0 | 0 | 0 | 0 | 0 | 0 | 0 | 0 | 1 | 0 | 2481.3208
2025-07-21 | 2543.104 | 1.3 | 0 | 0 | 0 | 0 | 0 | 0 | 0 | 0 | 0 | 0 | 0 | 0 | 0 | 0 | 0 | 0 | 0 | 0 | 0 | 0 | 0 | 0 | 0 | 0 | 0 | 1 | 2384.0238
2025-07-22 | 2454.178 | 1.9 | 0 | 0 | 1 | 0 | 0 | 0 | 0 | 0 | 0 | 0 | 0 | 0 | 0 | 0 | 0 | 0 | 0 | 0 | 0 | 0 | 0 | 0 | 0 | 0 | 0 | 0 | 2348.4825
2025-07-22 | 2412.057 | 2.4 | 0 | 0 | 0 | 1 | 0 | 0 | 0 | 0 | 0 | 0 | 0 | 0 | 0 | 0 | 0 | 0 | 0 | 0 | 0 | 0 | 0 | 0 | 0 | 0 | 0 | 0 | 2345.9535
2025-07-22 | 2364.204 | 2.7 | 0 | 0 | 0 | 0 | 1 | 0 | 0 | 0 | 0 | 0 | 0 | 0 | 0 | 0 | 0 | 0 | 0 | 0 | 0 | 0 | 0 | 0 | 0 | 0 | 0 | 0 | 2352.9358
2025-07-22 | 2399.02 | 3.4 | 0 | 0 | 0 | 0 | 0 | 1 | 0 | 0 | 0 | 0 | 0 | 0 | 0 | 0 | 0 | 0 | 0 | 0 | 0 | 0 | 0 | 0 | 0 | 0 | 0 | 0 | 2430.7923
2025-07-22 | 2422.886 | 2.5 | 0 | 0 | 0 | 0 | 0 | 0 | 1 | 0 | 0 | 0 | 0 | 0 | 0 | 0 | 0 | 0 | 0 | 0 | 0 | 0 | 0 | 0 | 0 | 0 | 0 | 0 | 2418.2095
2025-07-22 | 2531.607 | 2.7 | 0 | 0 | 0 | 0 | 0 | 0 | 0 | 1 | 0 | 0 | 0 | 0 | 0 | 0 | 0 | 0 | 0 | 0 | 0 | 0 | 0 | 0 | 0 | 0 | 0 | 0 | 2537.2669
2025-07-22 | 3120.695 | 1.9 | 0 | 0 | 0 | 0 | 0 | 0 | 0 | 0 | 1 | 0 | 0 | 0 | 0 | 0 | 0 | 0 | 0 | 0 | 0 | 0 | 0 | 0 | 0 | 0 | 0 | 0 | 2825.8061
2025-07-22 | 3894.441 | 0.5 | 0 | 0 | 0 | 0 | 0 | 0 | 0 | 0 | 0 | 1 | 0 | 0 | 0 | 0 | 0 | 0 | 0 | 0 | 0 | 0 | 0 | 0 | 0 | 0 | 0 | 0 | 3235.2979
2025-07-22 | 4518.923 | 0 | 1.3 | 0 | 0 | 0 | 0 | 0 | 0 | 0 | 0 | 0 | 1 | 0 | 0 | 0 | 0 | 0 | 0 | 0 | 0 | 0 | 0 | 0 | 0 | 0 | 0 | 0 | 4011.5365
2025-07-22 | 5002.515 | 0 | 2.7 | 0 | 0 | 0 | 0 | 0 | 0 | 0 | 0 | 0 | 0 | 1 | 0 | 0 | 0 | 0 | 0 | 0 | 0 | 0 | 0 | 0 | 0 | 0 | 0 | 0 | 4435.0265
2025-07-22 | 5246.643 | 0 | 3 | 0 | 0 | 0 | 0 | 0 | 0 | 0 | 0 | 0 | 0 | 0 | 1 | 0 | 0 | 0 | 0 | 0 | 0 | 0 | 0 | 0 | 0 | 0 | 0 | 0 | 4660.222
2025-07-22 | 5331.724 | 0 | 4.4 | 0 | 0 | 0 | 0 | 0 | 0 | 0 | 0 | 0 | 0 | 0 | 0 | 1 | 0 | 0 | 0 | 0 | 0 | 0 | 0 | 0 | 0 | 0 | 0 | 0 | 4889.1902
2025-07-22 | 5443.531 | 0 | 4.1 | 0 | 0 | 0 | 0 | 0 | 0 | 0 | 0 | 0 | 0 | 0 | 0 | 0 | 1 | 0 | 0 | 0 | 0 | 0 | 0 | 0 | 0 | 0 | 0 | 0 | 4822.1686
2025-07-22 | 5486.252 | 0 | 5.3 | 0 | 0 | 0 | 0 | 0 | 0 | 0 | 0 | 0 | 0 | 0 | 0 | 0 | 0 | 1 | 0 | 0 | 0 | 0 | 0 | 0 | 0 | 0 | 0 | 0 | 4988.806
2025-07-22 | 5516.396 | 0 | 5.1 | 0 | 0 | 0 | 0 | 0 | 0 | 0 | 0 | 0 | 0 | 0 | 0 | 0 | 0 | 0 | 1 | 0 | 0 | 0 | 0 | 0 | 0 | 0 | 0 | 0 | 4906.7053
2025-07-22 | 5168.955 | 0 | 5.7 | 0 | 0 | 0 | 0 | 0 | 0 | 0 | 0 | 0 | 0 | 0 | 0 | 0 | 0 | 0 | 0 | 1 | 0 | 0 | 0 | 0 | 0 | 0 | 0 | 0 | 4863.6741
2025-07-22 | 4703.754 | 0 | 5.2 | 0 | 0 | 0 | 0 | 0 | 0 | 0 | 0 | 0 | 0 | 0 | 0 | 0 | 0 | 0 | 0 | 0 | 1 | 0 | 0 | 0 | 0 | 0 | 0 | 0 | 4496.7955
2025-07-22 | 4230.712 | 0 | 4.9 | 0 | 0 | 0 | 0 | 0 | 0 | 0 | 0 | 0 | 0 | 0 | 0 | 0 | 0 | 0 | 0 | 0 | 0 | 1 | 0 | 0 | 0 | 0 | 0 | 0 | 4152.2776
2025-07-22 | 3922.88 | 0 | 4.2 | 0 | 0 | 0 | 0 | 0 | 0 | 0 | 0 | 0 | 0 | 0 | 0 | 0 | 0 | 0 | 0 | 0 | 0 | 0 | 1 | 0 | 0 | 0 | 0 | 0 | 3861.7872
2025-07-22 | 3731.096 | 0 | 3.3 | 0 | 0 | 0 | 0 | 0 | 0 | 0 | 0 | 0 | 0 | 0 | 0 | 0 | 0 | 0 | 0 | 0 | 0 | 0 | 0 | 1 | 0 | 0 | 0 | 0 | 3574.2177
2025-07-22 | 3474.311 | 0 | 2.1 | 0 | 0 | 0 | 0 | 0 | 0 | 0 | 0 | 0 | 0 | 0 | 0 | 0 | 0 | 0 | 0 | 0 | 0 | 0 | 0 | 0 | 1 | 0 | 0 | 0 | 3214.2663
2025-07-22 | 3058.101 | 0 | 1.6 | 0 | 0 | 0 | 0 | 0 | 0 | 0 | 0 | 0 | 0 | 0 | 0 | 0 | 0 | 0 | 0 | 0 | 0 | 0 | 0 | 0 | 0 | 1 | 0 | 0 | 2877.4983
2025-07-22 | 2701.919 | 0 | 1.8 | 0 | 0 | 0 | 0 | 0 | 0 | 0 | 0 | 0 | 0 | 0 | 0 | 0 | 0 | 0 | 0 | 0 | 0 | 0 | 0 | 0 | 0 | 0 | 1 | 0 | 2690.9917
2025-07-22 | 2552.148 | 0 | 1.7 | 0 | 0 | 0 | 0 | 0 | 0 | 0 | 0 | 0 | 0 | 0 | 0 | 0 | 0 | 0 | 0 | 0 | 0 | 0 | 0 | 0 | 0 | 0 | 0 | 1 | 2546.1767
2025-07-23 | 2431.53 | 0 | 1.2 | 0 | 1 | 0 | 0 | 0 | 0 | 0 | 0 | 0 | 0 | 0 | 0 | 0 | 0 | 0 | 0 | 0 | 0 | 0 | 0 | 0 | 0 | 0 | 0 | 0 | 2398.2232
2025-07-23 | 2379.849 | 0 | 1.1 | 0 | 0 | 1 | 0 | 0 | 0 | 0 | 0 | 0 | 0 | 0 | 0 | 0 | 0 | 0 | 0 | 0 | 0 | 0 | 0 | 0 | 0 | 0 | 0 | 0 | 2348.1763
2025-07-23 | 2352.221 | 0 | 0.4 | 0 | 0 | 0 | 1 | 0 | 0 | 0 | 0 | 0 | 0 | 0 | 0 | 0 | 0 | 0 | 0 | 0 | 0 | 0 | 0 | 0 | 0 | 0 | 0 | 0 | 2233.3581
2025-07-23 | 2394.198 | 0.5 | 0 | 0 | 0 | 0 | 0 | 1 | 0 | 0 | 0 | 0 | 0 | 0 | 0 | 0 | 0 | 0 | 0 | 0 | 0 | 0 | 0 | 0 | 0 | 0 | 0 | 0 | 2239.732
2025-07-23 | 2423.038 | 2.1 | 0 | 0 | 0 | 0 | 0 | 0 | 1 | 0 | 0 | 0 | 0 | 0 | 0 | 0 | 0 | 0 | 0 | 0 | 0 | 0 | 0 | 0 | 0 | 0 | 0 | 0 | 2391.8564
2025-07-23 | 2521.821 | 0.9 | 0 | 0 | 0 | 0 | 0 | 0 | 0 | 1 | 0 | 0 | 0 | 0 | 0 | 0 | 0 | 0 | 0 | 0 | 0 | 0 | 0 | 0 | 0 | 0 | 0 | 0 | 2418.6777
2025-07-23 | 3122.413 | 0 | 0 | 0 | 0 | 0 | 0 | 0 | 0 | 0 | 1 | 0 | 0 | 0 | 0 | 0 | 0 | 0 | 0 | 0 | 0 | 0 | 0 | 0 | 0 | 0 | 0 | 0 | 2700.6287
2025-07-23 | 3892.864 | 0 | 2 | 0 | 0 | 0 | 0 | 0 | 0 | 0 | 0 | 1 | 0 | 0 | 0 | 0 | 0 | 0 | 0 | 0 | 0 | 0 | 0 | 0 | 0 | 0 | 0 | 0 | 3493.8866
2025-07-23 | 4624.631 | 0 | 3.6 | 0 | 0 | 0 | 0 | 0 | 0 | 0 | 0 | 0 | 1 | 0 | 0 | 0 | 0 | 0 | 0 | 0 | 0 | 0 | 0 | 0 | 0 | 0 | 0 | 0 | 4346.7963
2025-07-23 | 5115.599 | 0 | 5.2 | 0 | 0 | 0 | 0 | 0 | 0 | 0 | 0 | 0 | 0 | 1 | 0 | 0 | 0 | 0 | 0 | 0 | 0 | 0 | 0 | 0 | 0 | 0 | 0 | 0 | 4799.4392
2025-07-23 | 5434.426 | 0 | 5.4 | 0 | 0 | 0 | 0 | 0 | 0 | 0 | 0 | 0 | 0 | 0 | 1 | 0 | 0 | 0 | 0 | 0 | 0 | 0 | 0 | 0 | 0 | 0 | 0 | 0 | 5010.0582
2025-07-23 | 5593.777 | 0 | 6.2 | 0 | 0 | 0 | 0 | 0 | 0 | 0 | 0 | 0 | 0 | 0 | 0 | 1 | 0 | 0 | 0 | 0 | 0 | 0 | 0 | 0 | 0 | 0 | 0 | 0 | 5151.5674
2025-07-23 | 5684.42 | 0 | 7.5 | 0 | 0 | 0 | 0 | 0 | 0 | 0 | 0 | 0 | 0 | 0 | 0 | 0 | 1 | 0 | 0 | 0 | 0 | 0 | 0 | 0 | 0 | 0 | 0 | 0 | 5317.7699
2025-07-23 | 5725.722 | 0 | 8.2 | 0 | 0 | 0 | 0 | 0 | 0 | 0 | 0 | 0 | 0 | 0 | 0 | 0 | 0 | 1 | 0 | 0 | 0 | 0 | 0 | 0 | 0 | 0 | 0 | 0 | 5411.5248
2025-07-23 | 5735.542 | 0 | 9 | 0 | 0 | 0 | 0 | 0 | 0 | 0 | 0 | 0 | 0 | 0 | 0 | 0 | 0 | 0 | 1 | 0 | 0 | 0 | 0 | 0 | 0 | 0 | 0 | 0 | 5475.1891
2025-07-23 | 5586.111 | 0 | 9.4 | 0 | 0 | 0 | 0 | 0 | 0 | 0 | 0 | 0 | 0 | 0 | 0 | 0 | 0 | 0 | 0 | 1 | 0 | 0 | 0 | 0 | 0 | 0 | 0 | 0 | 5403.0049
2025-07-23 | 5089.975 | 0 | 8.6 | 0 | 0 | 0 | 0 | 0 | 0 | 0 | 0 | 0 | 0 | 0 | 0 | 0 | 0 | 0 | 0 | 0 | 1 | 0 | 0 | 0 | 0 | 0 | 0 | 0 | 4992.3968
2025-07-23 | 4597.058 | 0 | 7.6 | 0 | 0 | 0 | 0 | 0 | 0 | 0 | 0 | 0 | 0 | 0 | 0 | 0 | 0 | 0 | 0 | 0 | 0 | 1 | 0 | 0 | 0 | 0 | 0 | 0 | 4545.8434
2025-07-23 | 4197.706 | 0 | 6.4 | 0 | 0 | 0 | 0 | 0 | 0 | 0 | 0 | 0 | 0 | 0 | 0 | 0 | 0 | 0 | 0 | 0 | 0 | 0 | 1 | 0 | 0 | 0 | 0 | 0 | 4182.4704
2025-07-23 | 3860.66 | 0 | 5.6 | 0 | 0 | 0 | 0 | 0 | 0 | 0 | 0 | 0 | 0 | 0 | 0 | 0 | 0 | 0 | 0 | 0 | 0 | 0 | 0 | 1 | 0 | 0 | 0 | 0 | 3909.4774
2025-07-23 | 3660.319 | 0 | 4.3 | 0 | 0 | 0 | 0 | 0 | 0 | 0 | 0 | 0 | 0 | 0 | 0 | 0 | 0 | 0 | 0 | 0 | 0 | 0 | 0 | 0 | 1 | 0 | 0 | 0 | 3534.9495
2025-07-23 | 3162.334 | 0 | 4 | 0 | 0 | 0 | 0 | 0 | 0 | 0 | 0 | 0 | 0 | 0 | 0 | 0 | 0 | 0 | 0 | 0 | 0 | 0 | 0 | 0 | 0 | 1 | 0 | 0 | 3227.3345
2025-07-23 | 2860.032 | 0 | 3.6 | 0 | 0 | 0 | 0 | 0 | 0 | 0 | 0 | 0 | 0 | 0 | 0 | 0 | 0 | 0 | 0 | 0 | 0 | 0 | 0 | 0 | 0 | 0 | 1 | 0 | 2953.3689
2025-07-23 | 2703.44 | 0 | 2.8 | 0 | 0 | 0 | 0 | 0 | 0 | 0 | 0 | 0 | 0 | 0 | 0 | 0 | 0 | 0 | 0 | 0 | 0 | 0 | 0 | 0 | 0 | 0 | 0 | 1 | 2706.5183
2025-07-24 | 2598.905 | 0 | 3 | 0 | 1 | 0 | 0 | 0 | 0 | 0 | 0 | 0 | 0 | 0 | 0 | 0 | 0 | 0 | 0 | 0 | 0 | 0 | 0 | 0 | 0 | 0 | 0 | 0 | 2660.6003
2025-07-24 | 2520.014 | 0 | 2.8 | 0 | 0 | 1 | 0 | 0 | 0 | 0 | 0 | 0 | 0 | 0 | 0 | 0 | 0 | 0 | 0 | 0 | 0 | 0 | 0 | 0 | 0 | 0 | 0 | 0 | 2595.9769
2025-07-24 | 2504.42 | 0 | 2.5 | 0 | 0 | 0 | 1 | 0 | 0 | 0 | 0 | 0 | 0 | 0 | 0 | 0 | 0 | 0 | 0 | 0 | 0 | 0 | 0 | 0 | 0 | 0 | 0 | 0 | 2539.4648
2025-07-24 | 2515.082 | 0 | 2.6 | 0 | 0 | 0 | 0 | 1 | 0 | 0 | 0 | 0 | 0 | 0 | 0 | 0 | 0 | 0 | 0 | 0 | 0 | 0 | 0 | 0 | 0 | 0 | 0 | 0 | 2585.7799
2025-07-24 | 2586.599 | 0 | 2.2 | 0 | 0 | 0 | 0 | 0 | 1 | 0 | 0 | 0 | 0 | 0 | 0 | 0 | 0 | 0 | 0 | 0 | 0 | 0 | 0 | 0 | 0 | 0 | 0 | 0 | 2574.1856
2025-07-24 | 2690.2 | 0 | 1.2 | 0 | 0 | 0 | 0 | 0 | 0 | 1 | 0 | 0 | 0 | 0 | 0 | 0 | 0 | 0 | 0 | 0 | 0 | 0 | 0 | 0 | 0 | 0 | 0 | 0 | 2534.3013
2025-07-24 | 3389.048 | 0 | 4.2 | 0 | 0 | 0 | 0 | 0 | 0 | 0 | 1 | 0 | 0 | 0 | 0 | 0 | 0 | 0 | 0 | 0 | 0 | 0 | 0 | 0 | 0 | 0 | 0 | 0 | 3312.8421
2025-07-24 | 4224.76 | 0 | 6.1 | 0 | 0 | 0 | 0 | 0 | 0 | 0 | 0 | 1 | 0 | 0 | 0 | 0 | 0 | 0 | 0 | 0 | 0 | 0 | 0 | 0 | 0 | 0 | 0 | 0 | 4091.5235
2025-07-24 | 5079.301 | 0 | 7.8 | 0 | 0 | 0 | 0 | 0 | 0 | 0 | 0 | 0 | 1 | 0 | 0 | 0 | 0 | 0 | 0 | 0 | 0 | 0 | 0 | 0 | 0 | 0 | 0 | 0 | 4959.0097
2025-07-24 | 5776.266 | 0 | 10.4 | 0 | 0 | 0 | 0 | 0 | 0 | 0 | 0 | 0 | 0 | 1 | 0 | 0 | 0 | 0 | 0 | 0 | 0 | 0 | 0 | 0 | 0 | 0 | 0 | 0 | 5557.4177
2025-07-24 | 6256.489 | 0 | 11.2 | 0 | 0 | 0 | 0 | 0 | 0 | 0 | 0 | 0 | 0 | 0 | 1 | 0 | 0 | 0 | 0 | 0 | 0 | 0 | 0 | 0 | 0 | 0 | 0 | 0 | 5855.4958
2025-07-24 | 6374.715 | 0 | 12.9 | 0 | 0 | 0 | 0 | 0 | 0 | 0 | 0 | 0 | 0 | 0 | 0 | 1 | 0 | 0 | 0 | 0 | 0 | 0 | 0 | 0 | 0 | 0 | 0 | 0 | 6128.1935
2025-07-24 | 6474.231 | 0 | 13.6 | 0 | 0 | 0 | 0 | 0 | 0 | 0 | 0 | 0 | 0 | 0 | 0 | 0 | 1 | 0 | 0 | 0 | 0 | 0 | 0 | 0 | 0 | 0 | 0 | 0 | 6206.937
2025-07-24 | 6728.815 | 0 | 13.7 | 0 | 0 | 0 | 0 | 0 | 0 | 0 | 0 | 0 | 0 | 0 | 0 | 0 | 0 | 1 | 0 | 0 | 0 | 0 | 0 | 0 | 0 | 0 | 0 | 0 | 6213.2328
2025-07-24 | 6707.655 | 0 | 14 | 0 | 0 | 0 | 0 | 0 | 0 | 0 | 0 | 0 | 0 | 0 | 0 | 0 | 0 | 0 | 1 | 0 | 0 | 0 | 0 | 0 | 0 | 0 | 0 | 0 | 6204.0146
2025-07-24 | 6474.136 | 0 | 14.3 | 0 | 0 | 0 | 0 | 0 | 0 | 0 | 0 | 0 | 0 | 0 | 0 | 0 | 0 | 0 | 0 | 1 | 0 | 0 | 0 | 0 | 0 | 0 | 0 | 0 | 6117.2539
2025-07-24 | 5939.449 | 0 | 15.2 | 0 | 0 | 0 | 0 | 0 | 0 | 0 | 0 | 0 | 0 | 0 | 0 | 0 | 0 | 0 | 0 | 0 | 1 | 0 | 0 | 0 | 0 | 0 | 0 | 0 | 5954.4464
2025-07-24 | 5415.969 | 0 | 14.7 | 0 | 0 | 0 | 0 | 0 | 0 | 0 | 0 | 0 | 0 | 0 | 0 | 0 | 0 | 0 | 0 | 0 | 0 | 1 | 0 | 0 | 0 | 0 | 0 | 0 | 5580.7756
2025-07-24 | 4950.881 | 0 | 13.5 | 0 | 0 | 0 | 0 | 0 | 0 | 0 | 0 | 0 | 0 | 0 | 0 | 0 | 0 | 0 | 0 | 0 | 0 | 0 | 1 | 0 | 0 | 0 | 0 | 0 | 5217.4026
2025-07-24 | 4748.749 | 0 | 12.6 | 0 | 0 | 0 | 0 | 0 | 0 | 0 | 0 | 0 | 0 | 0 | 0 | 0 | 0 | 0 | 0 | 0 | 0 | 0 | 0 | 1 | 0 | 0 | 0 | 0 | 4929.8331
2025-07-24 | 4349.227 | 0 | 6.2 | 0 | 0 | 0 | 0 | 0 | 0 | 0 | 0 | 0 | 0 | 0 | 0 | 0 | 0 | 0 | 0 | 0 | 0 | 0 | 0 | 0 | 1 | 0 | 0 | 0 | 3811.9032
2025-07-24 | 3855.172 | 0 | 5.3 | 0 | 0 | 0 | 0 | 0 | 0 | 0 | 0 | 0 | 0 | 0 | 0 | 0 | 0 | 0 | 0 | 0 | 0 | 0 | 0 | 0 | 0 | 1 | 0 | 0 | 3416.8291
2025-07-24 | 3430.435 | 0 | 5 | 0 | 0 | 0 | 0 | 0 | 0 | 0 | 0 | 0 | 0 | 0 | 0 | 0 | 0 | 0 | 0 | 0 | 0 | 0 | 0 | 0 | 0 | 0 | 1 | 0 | 3157.44
2025-07-24 | 3208.834 | 0 | 4.9 | 0 | 0 | 0 | 0 | 0 | 0 | 0 | 0 | 0 | 0 | 0 | 0 | 0 | 0 | 0 | 0 | 0 | 0 | 0 | 0 | 0 | 0 | 0 | 0 | 1 | 3012.625
2025-07-25 | 3131.64 | 0 | 4.8 | 0 | 1 | 0 | 0 | 0 | 0 | 0 | 0 | 0 | 0 | 0 | 0 | 0 | 0 | 0 | 0 | 0 | 0 | 0 | 0 | 0 | 0 | 0 | 0 | 0 | 2922.9775
2025-07-25 | 3075.49 | 0 | 5.5 | 0 | 0 | 1 | 0 | 0 | 0 | 0 | 0 | 0 | 0 | 0 | 0 | 0 | 0 | 0 | 0 | 0 | 0 | 0 | 0 | 0 | 0 | 0 | 0 | 0 | 2989.5427
2025-07-25 | 3060.681 | 0 | 5 | 0 | 0 | 0 | 1 | 0 | 0 | 0 | 0 | 0 | 0 | 0 | 0 | 0 | 0 | 0 | 0 | 0 | 0 | 0 | 0 | 0 | 0 | 0 | 0 | 0 | 2903.8776
2025-07-25 | 3041.97 | 0 | 4.8 | 0 | 0 | 0 | 0 | 1 | 0 | 0 | 0 | 0 | 0 | 0 | 0 | 0 | 0 | 0 | 0 | 0 | 0 | 0 | 0 | 0 | 0 | 0 | 0 | 0 | 2906.4631
2025-07-25 | 3159.189 | 0 | 4.8 | 0 | 0 | 0 | 0 | 0 | 1 | 0 | 0 | 0 | 0 | 0 | 0 | 0 | 0 | 0 | 0 | 0 | 0 | 0 | 0 | 0 | 0 | 0 | 0 | 0 | 2953.1748
2025-07-25 | 3252.09 | 0 | 4.8 | 0 | 0 | 0 | 0 | 0 | 0 | 1 | 0 | 0 | 0 | 0 | 0 | 0 | 0 | 0 | 0 | 0 | 0 | 0 | 0 | 0 | 0 | 0 | 0 | 0 | 3059.0556
2025-07-25 | 3771.796 | 0 | 5.2 | 0 | 0 | 0 | 0 | 0 | 0 | 0 | 1 | 0 | 0 | 0 | 0 | 0 | 0 | 0 | 0 | 0 | 0 | 0 | 0 | 0 | 0 | 0 | 0 | 0 | 3458.6072
2025-07-25 | 4516.954 | 0 | 5.3 | 0 | 0 | 0 | 0 | 0 | 0 | 0 | 0 | 1 | 0 | 0 | 0 | 0 | 0 | 0 | 0 | 0 | 0 | 0 | 0 | 0 | 0 | 0 | 0 | 0 | 3974.9114
2025-07-25 | 5173.752 | 0 | 5.9 | 0 | 0 | 0 | 0 | 0 | 0 | 0 | 0 | 0 | 1 | 0 | 0 | 0 | 0 | 0 | 0 | 0 | 0 | 0 | 0 | 0 | 0 | 0 | 0 | 0 | 4682.056
2025-07-25 | 5707.188 | 0 | 7.1 | 0 | 0 | 0 | 0 | 0 | 0 | 0 | 0 | 0 | 0 | 1 | 0 | 0 | 0 | 0 | 0 | 0 | 0 | 0 | 0 | 0 | 0 | 0 | 0 | 0 | 5076.3929
2025-07-25 | 6011.182 | 0 | 8.1 | 0 | 0 | 0 | 0 | 0 | 0 | 0 | 0 | 0 | 0 | 0 | 1 | 0 | 0 | 0 | 0 | 0 | 0 | 0 | 0 | 0 | 0 | 0 | 0 | 0 | 5403.624
2025-07-25 | 6081.575 | 0 | 8.7 | 0 | 0 | 0 | 0 | 0 | 0 | 0 | 0 | 0 | 0 | 0 | 0 | 1 | 0 | 0 | 0 | 0 | 0 | 0 | 0 | 0 | 0 | 0 | 0 | 0 | 5515.9801
2025-07-25 | 6174.463 | 0 | 9.6 | 0 | 0 | 0 | 0 | 0 | 0 | 0 | 0 | 0 | 0 | 0 | 0 | 0 | 1 | 0 | 0 | 0 | 0 | 0 | 0 | 0 | 0 | 0 | 0 | 0 | 5623.8766
2025-07-25 | 6319.129 | 0 | 10.2 | 0 | 0 | 0 | 0 | 0 | 0 | 0 | 0 | 0 | 0 | 0 | 0 | 0 | 0 | 1 | 0 | 0 | 0 | 0 | 0 | 0 | 0 | 0 | 0 | 0 | 5703.055
2025-07-25 | 6165.694 | 0 | 10.8 | 0 | 0 | 0 | 0 | 0 | 0 | 0 | 0 | 0 | 0 | 0 | 0 | 0 | 0 | 0 | 1 | 0 | 0 | 0 | 0 | 0 | 0 | 0 | 0 | 0 | 5737.5663
2025-07-25 | 5856.09 | 0 | 11.2 | 0 | 0 | 0 | 0 | 0 | 0 | 0 | 0 | 0 | 0 | 0 | 0 | 0 | 0 | 0 | 0 | 1 | 0 | 0 | 0 | 0 | 0 | 0 | 0 | 0 | 5665.3821
2025-07-25 | 5434.458 | 0 | 11.4 | 0 | 0 | 0 | 0 | 0 | 0 | 0 | 0 | 0 | 0 | 0 | 0 | 0 | 0 | 0 | 0 | 0 | 1 | 0 | 0 | 0 | 0 | 0 | 0 | 0 | 5400.539
2025-07-25 | 4747.055 | 0 | 11.2 | 0 | 0 | 0 | 0 | 0 | 0 | 0 | 0 | 0 | 0 | 0 | 0 | 0 | 0 | 0 | 0 | 0 | 0 | 1 | 0 | 0 | 0 | 0 | 0 | 0 | 5070.5977
2025-07-25 | 4444.726 | 0 | 10.1 | 0 | 0 | 0 | 0 | 0 | 0 | 0 | 0 | 0 | 0 | 0 | 0 | 0 | 0 | 0 | 0 | 0 | 0 | 0 | 1 | 0 | 0 | 0 | 0 | 0 | 4721.8013
2025-07-25 | 4122.186 | 0 | 8.7 | 0 | 0 | 0 | 0 | 0 | 0 | 0 | 0 | 0 | 0 | 0 | 0 | 0 | 0 | 0 | 0 | 0 | 0 | 0 | 0 | 1 | 0 | 0 | 0 | 0 | 4361.3492
2025-07-25 | 4003.424 | 0 | 7.3 | 0 | 0 | 0 | 0 | 0 | 0 | 0 | 0 | 0 | 0 | 0 | 0 | 0 | 0 | 0 | 0 | 0 | 0 | 0 | 0 | 0 | 1 | 0 | 0 | 0 | 3972.2448
2025-07-25 | 3618.505 | 0 | 6.8 | 0 | 0 | 0 | 0 | 0 | 0 | 0 | 0 | 0 | 0 | 0 | 0 | 0 | 0 | 0 | 0 | 0 | 0 | 0 | 0 | 0 | 0 | 1 | 0 | 0 | 3635.4768
2025-07-25 | 3352.265 | 0 | 4.9 | 0 | 0 | 0 | 0 | 0 | 0 | 0 | 0 | 0 | 0 | 0 | 0 | 0 | 0 | 0 | 0 | 0 | 0 | 0 | 0 | 0 | 0 | 0 | 1 | 0 | 3142.8635
2025-07-25 | 3106.892 | 0 | 4 | 0 | 0 | 0 | 0 | 0 | 0 | 0 | 0 | 0 | 0 | 0 | 0 | 0 | 0 | 0 | 0 | 0 | 0 | 0 | 0 | 0 | 0 | 0 | 0 | 1 | 2881.4365
2025-07-26 | 2969.268 | 0 | 3.6 | 1 | 1 | 0 | 0 | 0 | 0 | 0 | 0 | 0 | 0 | 0 | 0 | 0 | 0 | 0 | 0 | 0 | 0 | 0 | 0 | 0 | 0 | 0 | 0 | 0 | 2175.5286
2025-07-26 | 2928.651 | 0 | 2.8 | 1 | 0 | 1 | 0 | 0 | 0 | 0 | 0 | 0 | 0 | 0 | 0 | 0 | 0 | 0 | 0 | 0 | 0 | 0 | 0 | 0 | 0 | 0 | 0 | 0 | 2023.4461
2025-07-26 | 2893.481 | 0 | 2.6 | 1 | 0 | 0 | 1 | 0 | 0 | 0 | 0 | 0 | 0 | 0 | 0 | 0 | 0 | 0 | 0 | 0 | 0 | 0 | 0 | 0 | 0 | 0 | 0 | 0 | 1981.5105
2025-07-26 | 2913.447 | 0 | 2.2 | 1 | 0 | 0 | 0 | 1 | 0 | 0 | 0 | 0 | 0 | 0 | 0 | 0 | 0 | 0 | 0 | 0 | 0 | 0 | 0 | 0 | 0 | 0 | 0 | 0 | 1954.943
2025-07-26 | 2924.628 | 0 | 1.8 | 1 | 0 | 0 | 0 | 0 | 1 | 0 | 0 | 0 | 0 | 0 | 0 | 0 | 0 | 0 | 0 | 0 | 0 | 0 | 0 | 0 | 0 | 0 | 0 | 0 | 1943.3487
2025-07-26 | 2902.227 | 0 | 1.6 | 1 | 0 | 0 | 0 | 0 | 0 | 1 | 0 | 0 | 0 | 0 | 0 | 0 | 0 | 0 | 0 | 0 | 0 | 0 | 0 | 0 | 0 | 0 | 0 | 0 | 2020.0765
2025-07-26 | 3156.809 | 0 | 1.7 | 1 | 0 | 0 | 0 | 0 | 0 | 0 | 1 | 0 | 0 | 0 | 0 | 0 | 0 | 0 | 0 | 0 | 0 | 0 | 0 | 0 | 0 | 0 | 0 | 0 | 2375.8985
2025-07-26 | 3753.631 | 0 | 3.8 | 1 | 0 | 0 | 0 | 0 | 0 | 0 | 0 | 1 | 0 | 0 | 0 | 0 | 0 | 0 | 0 | 0 | 0 | 0 | 0 | 0 | 0 | 0 | 0 | 0 | 3183.7329
2025-07-26 | 4366.536 | 0 | 5.6 | 1 | 0 | 0 | 0 | 0 | 0 | 0 | 0 | 0 | 1 | 0 | 0 | 0 | 0 | 0 | 0 | 0 | 0 | 0 | 0 | 0 | 0 | 0 | 0 | 0 | 4065.7956
2025-07-26 | 4822.328 | 0 | 7.4 | 1 | 0 | 0 | 0 | 0 | 0 | 0 | 0 | 0 | 0 | 1 | 0 | 0 | 0 | 0 | 0 | 0 | 0 | 0 | 0 | 0 | 0 | 0 | 0 | 0 | 4547.5916
2025-07-26 | 5048.244 | 0 | 7.9 | 1 | 0 | 0 | 0 | 0 | 0 | 0 | 0 | 0 | 0 | 0 | 1 | 0 | 0 | 0 | 0 | 0 | 0 | 0 | 0 | 0 | 0 | 0 | 0 | 0 | 4801.9401
2025-07-26 | 5269.516 | 0 | 8.3 | 1 | 0 | 0 | 0 | 0 | 0 | 0 | 0 | 0 | 0 | 0 | 0 | 1 | 0 | 0 | 0 | 0 | 0 | 0 | 0 | 0 | 0 | 0 | 0 | 0 | 4885.1433
2025-07-26 | 5360.429 | 0 | 9.6 | 1 | 0 | 0 | 0 | 0 | 0 | 0 | 0 | 0 | 0 | 0 | 0 | 0 | 1 | 0 | 0 | 0 | 0 | 0 | 0 | 0 | 0 | 0 | 0 | 0 | 5051.3458
2025-07-26 | 5283.634 | 0 | 10.5 | 1 | 0 | 0 | 0 | 0 | 0 | 0 | 0 | 0 | 0 | 0 | 0 | 0 | 0 | 1 | 0 | 0 | 0 | 0 | 0 | 0 | 0 | 0 | 0 | 0 | 5174.2537
2025-07-26 | 5182.164 | 0 | 10.2 | 1 | 0 | 0 | 0 | 0 | 0 | 0 | 0 | 0 | 0 | 0 | 0 | 0 | 0 | 0 | 1 | 0 | 0 | 0 | 0 | 0 | 0 | 0 | 0 | 0 | 5077.5764
2025-07-26 | 4979.686 | 0 | 9.8 | 1 | 0 | 0 | 0 | 0 | 0 | 0 | 0 | 0 | 0 | 0 | 0 | 0 | 0 | 0 | 0 | 1 | 0 | 0 | 0 | 0 | 0 | 0 | 0 | 0 | 4888.7801
2025-07-26 | 4726.051 | 0 | 8.1 | 1 | 0 | 0 | 0 | 0 | 0 | 0 | 0 | 0 | 0 | 0 | 0 | 0 | 0 | 0 | 0 | 0 | 1 | 0 | 0 | 0 | 0 | 0 | 0 | 0 | 4346.9834
2025-07-26 | 4487.025 | 0 | 6.6 | 1 | 0 | 0 | 0 | 0 | 0 | 0 | 0 | 0 | 0 | 0 | 0 | 0 | 0 | 0 | 0 | 0 | 0 | 1 | 0 | 0 | 0 | 0 | 0 | 0 | 3827.5475
2025-07-26 | 4264.811 | 0 | 5.4 | 1 | 0 | 0 | 0 | 0 | 0 | 0 | 0 | 0 | 0 | 0 | 0 | 0 | 0 | 0 | 0 | 0 | 0 | 0 | 1 | 0 | 0 | 0 | 0 | 0 | 3464.1745
2025-07-26 | 4068.365 | 0 | 5.2 | 1 | 0 | 0 | 0 | 0 | 0 | 0 | 0 | 0 | 0 | 0 | 0 | 0 | 0 | 0 | 0 | 0 | 0 | 0 | 0 | 1 | 0 | 0 | 0 | 0 | 3278.6405
2025-07-26 | 3902.975 | 0 | 5.1 | 1 | 0 | 0 | 0 | 0 | 0 | 0 | 0 | 0 | 0 | 0 | 0 | 0 | 0 | 0 | 0 | 0 | 0 | 0 | 0 | 0 | 1 | 0 | 0 | 0 | 3079.0307
2025-07-26 | 3592.721 | 0 | 5.1 | 1 | 0 | 0 | 0 | 0 | 0 | 0 | 0 | 0 | 0 | 0 | 0 | 0 | 0 | 0 | 0 | 0 | 0 | 0 | 0 | 0 | 0 | 1 | 0 | 0 | 2815.1452
2025-07-26 | 3325.373 | 0 | 5.1 | 1 | 0 | 0 | 0 | 0 | 0 | 0 | 0 | 0 | 0 | 0 | 0 | 0 | 0 | 0 | 0 | 0 | 0 | 0 | 0 | 0 | 0 | 0 | 1 | 0 | 2599.4857
2025-07-26 | 3130.69 | 0 | 5.5 | 1 | 0 | 0 | 0 | 0 | 0 | 0 | 0 | 0 | 0 | 0 | 0 | 0 | 0 | 0 | 0 | 0 | 0 | 0 | 0 | 0 | 0 | 0 | 0 | 1 | 2527.5533
2025-07-27 | 3027.836 | 0 | 5.7 | 1 | 1 | 0 | 0 | 0 | 0 | 0 | 0 | 0 | 0 | 0 | 0 | 0 | 0 | 0 | 0 | 0 | 0 | 0 | 0 | 0 | 0 | 0 | 0 | 0 | 2481.6352
2025-07-27 | 3016.878 | 0 | 5.7 | 1 | 0 | 1 | 0 | 0 | 0 | 0 | 0 | 0 | 0 | 0 | 0 | 0 | 0 | 0 | 0 | 0 | 0 | 0 | 0 | 0 | 0 | 0 | 0 | 0 | 2446.1649
2025-07-27 | 2974.138 | 0 | 5.7 | 1 | 0 | 0 | 1 | 0 | 0 | 0 | 0 | 0 | 0 | 0 | 0 | 0 | 0 | 0 | 0 | 0 | 0 | 0 | 0 | 0 | 0 | 0 | 0 | 0 | 2433.3823
2025-07-27 | 2979.721 | 0 | 5.6 | 1 | 0 | 0 | 0 | 1 | 0 | 0 | 0 | 0 | 0 | 0 | 0 | 0 | 0 | 0 | 0 | 0 | 0 | 0 | 0 | 0 | 0 | 0 | 0 | 0 | 2450.5443
2025-07-27 | 3004.191 | 0 | 5.3 | 1 | 0 | 0 | 0 | 0 | 1 | 0 | 0 | 0 | 0 | 0 | 0 | 0 | 0 | 0 | 0 | 0 | 0 | 0 | 0 | 0 | 0 | 0 | 0 | 0 | 2453.5265
2025-07-27 | 2952.288 | 0 | 4.8 | 1 | 0 | 0 | 0 | 0 | 0 | 1 | 0 | 0 | 0 | 0 | 0 | 0 | 0 | 0 | 0 | 0 | 0 | 0 | 0 | 0 | 0 | 0 | 0 | 0 | 2486.5248
2025-07-27 | 3176.259 | 0 | 5.6 | 1 | 0 | 0 | 0 | 0 | 0 | 0 | 1 | 0 | 0 | 0 | 0 | 0 | 0 | 0 | 0 | 0 | 0 | 0 | 0 | 0 | 0 | 0 | 0 | 0 | 2944.3824
2025-07-27 | 3390.81 | 0 | 6.5 | 1 | 0 | 0 | 0 | 0 | 0 | 0 | 0 | 1 | 0 | 0 | 0 | 0 | 0 | 0 | 0 | 0 | 0 | 0 | 0 | 0 | 0 | 0 | 0 | 0 | 3577.2987
2025-07-27 | 3838.612 | 0 | 7.6 | 1 | 0 | 0 | 0 | 0 | 0 | 0 | 0 | 0 | 1 | 0 | 0 | 0 | 0 | 0 | 0 | 0 | 0 | 0 | 0 | 0 | 0 | 0 | 0 | 0 | 4357.3258
2025-07-27 | 4410.699 | 0 | 8.4 | 1 | 0 | 0 | 0 | 0 | 0 | 0 | 0 | 0 | 0 | 1 | 0 | 0 | 0 | 0 | 0 | 0 | 0 | 0 | 0 | 0 | 0 | 0 | 0 | 0 | 4693.3567
2025-07-27 | 4666.619 | 0 | 10.1 | 1 | 0 | 0 | 0 | 0 | 0 | 0 | 0 | 0 | 0 | 0 | 1 | 0 | 0 | 0 | 0 | 0 | 0 | 0 | 0 | 0 | 0 | 0 | 0 | 0 | 5122.6233
2025-07-27 | 4865.248 | 0 | 11.1 | 1 | 0 | 0 | 0 | 0 | 0 | 0 | 0 | 0 | 0 | 0 | 0 | 1 | 0 | 0 | 0 | 0 | 0 | 0 | 0 | 0 | 0 | 0 | 0 | 0 | 5293.2855
2025-07-27 | 5012.038 | 0 | 11.8 | 1 | 0 | 0 | 0 | 0 | 0 | 0 | 0 | 0 | 0 | 0 | 0 | 0 | 1 | 0 | 0 | 0 | 0 | 0 | 0 | 0 | 0 | 0 | 0 | 0 | 5372.029
2025-07-27 | 5174.324 | 0 | 12.5 | 1 | 0 | 0 | 0 | 0 | 0 | 0 | 0 | 0 | 0 | 0 | 0 | 0 | 0 | 1 | 0 | 0 | 0 | 0 | 0 | 0 | 0 | 0 | 0 | 0 | 5465.7838
2025-07-27 | 5029.526 | 0 | 13.3 | 1 | 0 | 0 | 0 | 0 | 0 | 0 | 0 | 0 | 0 | 0 | 0 | 0 | 0 | 0 | 1 | 0 | 0 | 0 | 0 | 0 | 0 | 0 | 0 | 0 | 5529.4482
2025-07-27 | 4973.987 | 0 | 13.9 | 1 | 0 | 0 | 0 | 0 | 0 | 0 | 0 | 0 | 0 | 0 | 0 | 0 | 0 | 0 | 0 | 1 | 0 | 0 | 0 | 0 | 0 | 0 | 0 | 0 | 5486.417
2025-07-27 | 4855.251 | 0 | 14 | 1 | 0 | 0 | 0 | 0 | 0 | 0 | 0 | 0 | 0 | 0 | 0 | 0 | 0 | 0 | 0 | 0 | 1 | 0 | 0 | 0 | 0 | 0 | 0 | 0 | 5206.9974
2025-07-27 | 4784.07 | 0 | 13.6 | 1 | 0 | 0 | 0 | 0 | 0 | 0 | 0 | 0 | 0 | 0 | 0 | 0 | 0 | 0 | 0 | 0 | 0 | 1 | 0 | 0 | 0 | 0 | 0 | 0 | 4847.9031
2025-07-27 | 4592.533 | 0 | 12.9 | 1 | 0 | 0 | 0 | 0 | 0 | 0 | 0 | 0 | 0 | 0 | 0 | 0 | 0 | 0 | 0 | 0 | 0 | 0 | 1 | 0 | 0 | 0 | 0 | 0 | 4557.4127
2025-07-27 | 4235.336 | 0 | 10.4 | 1 | 0 | 0 | 0 | 0 | 0 | 0 | 0 | 0 | 0 | 0 | 0 | 0 | 0 | 0 | 0 | 0 | 0 | 0 | 0 | 1 | 0 | 0 | 0 | 0 | 4036.619
2025-07-27 | 4014.235 | 0 | 8.5 | 1 | 0 | 0 | 0 | 0 | 0 | 0 | 0 | 0 | 0 | 0 | 0 | 0 | 0 | 0 | 0 | 0 | 0 | 0 | 0 | 0 | 1 | 0 | 0 | 0 | 3574.6321
2025-07-27 | 3661.715 | 0 | 7.1 | 1 | 0 | 0 | 0 | 0 | 0 | 0 | 0 | 0 | 0 | 0 | 0 | 0 | 0 | 0 | 0 | 0 | 0 | 0 | 0 | 0 | 0 | 1 | 0 | 0 | 3106.6754
2025-07-27 | 3378.742 | 0 | 6.3 | 1 | 0 | 0 | 0 | 0 | 0 | 0 | 0 | 0 | 0 | 0 | 0 | 0 | 0 | 0 | 0 | 0 | 0 | 0 | 0 | 0 | 0 | 0 | 1 | 0 | 2774.4038
2025-07-27 | 3135.341 | 0 | 5.6 | 1 | 0 | 0 | 0 | 0 | 0 | 0 | 0 | 0 | 0 | 0 | 0 | 0 | 0 | 0 | 0 | 0 | 0 | 0 | 0 | 0 | 0 | 0 | 0 | 1 | 2542.1298
2025-07-28 | 3005.957 | 0 | 5.7 | 0 | 1 | 0 | 0 | 0 | 0 | 0 | 0 | 0 | 0 | 0 | 0 | 0 | 0 | 0 | 0 | 0 | 0 | 0 | 0 | 0 | 0 | 0 | 0 | 0 | 3054.1661
2025-07-28 | 3042.616 | 0 | 4.6 | 0 | 0 | 1 | 0 | 0 | 0 | 0 | 0 | 0 | 0 | 0 | 0 | 0 | 0 | 0 | 0 | 0 | 0 | 0 | 0 | 0 | 0 | 0 | 0 | 0 | 2858.3541
2025-07-28 | 2944.186 | 0 | 3.9 | 0 | 0 | 0 | 1 | 0 | 0 | 0 | 0 | 0 | 0 | 0 | 0 | 0 | 0 | 0 | 0 | 0 | 0 | 0 | 0 | 0 | 0 | 0 | 0 | 0 | 2743.536
2025-07-28 | 2964.901 | 0 | 2.9 | 0 | 0 | 0 | 0 | 1 | 0 | 0 | 0 | 0 | 0 | 0 | 0 | 0 | 0 | 0 | 0 | 0 | 0 | 0 | 0 | 0 | 0 | 0 | 0 | 0 | 2629.5094
2025-07-28 | 2981.087 | 0 | 3.3 | 0 | 0 | 0 | 0 | 0 | 1 | 0 | 0 | 0 | 0 | 0 | 0 | 0 | 0 | 0 | 0 | 0 | 0 | 0 | 0 | 0 | 0 | 0 | 0 | 0 | 2734.5272
2025-07-28 | 3081.801 | 0 | 2.6 | 0 | 0 | 0 | 0 | 0 | 0 | 1 | 0 | 0 | 0 | 0 | 0 | 0 | 0 | 0 | 0 | 0 | 0 | 0 | 0 | 0 | 0 | 0 | 0 | 0 | 2738.3724
2025-07-28 | 3722.403 | 0 | 4.5 | 0 | 0 | 0 | 0 | 0 | 0 | 0 | 1 | 0 | 0 | 0 | 0 | 0 | 0 | 0 | 0 | 0 | 0 | 0 | 0 | 0 | 0 | 0 | 0 | 0 | 3356.5716
2025-07-28 | 4607.446 | 0 | 6.5 | 0 | 0 | 0 | 0 | 0 | 0 | 0 | 0 | 1 | 0 | 0 | 0 | 0 | 0 | 0 | 0 | 0 | 0 | 0 | 0 | 0 | 0 | 0 | 0 | 0 | 4149.8295
2025-07-28 | 5419.993 | 0 | 8.6 | 0 | 0 | 0 | 0 | 0 | 0 | 0 | 0 | 0 | 1 | 0 | 0 | 0 | 0 | 0 | 0 | 0 | 0 | 0 | 0 | 0 | 0 | 0 | 0 | 0 | 5075.6217
2025-07-28 | 5885.455 | 0 | 10.4 | 0 | 0 | 0 | 0 | 0 | 0 | 0 | 0 | 0 | 0 | 1 | 0 | 0 | 0 | 0 | 0 | 0 | 0 | 0 | 0 | 0 | 0 | 0 | 0 | 0 | 5557.4177
2025-07-28 | 6276.223 | 0 | 11.2 | 0 | 0 | 0 | 0 | 0 | 0 | 0 | 0 | 0 | 0 | 0 | 1 | 0 | 0 | 0 | 0 | 0 | 0 | 0 | 0 | 0 | 0 | 0 | 0 | 0 | 5855.4958
2025-07-28 | 6195.46 | 0 | 12.4 | 0 | 0 | 0 | 0 | 0 | 0 | 0 | 0 | 0 | 0 | 0 | 0 | 1 | 0 | 0 | 0 | 0 | 0 | 0 | 0 | 0 | 0 | 0 | 0 | 0 | 6055.311
2025-07-28 | 6288.51 | 0 | 13.2 | 0 | 0 | 0 | 0 | 0 | 0 | 0 | 0 | 0 | 0 | 0 | 0 | 0 | 1 | 0 | 0 | 0 | 0 | 0 | 0 | 0 | 0 | 0 | 0 | 0 | 6148.631
2025-07-28 | 6438.783 | 0 | 14.5 | 0 | 0 | 0 | 0 | 0 | 0 | 0 | 0 | 0 | 0 | 0 | 0 | 0 | 0 | 1 | 0 | 0 | 0 | 0 | 0 | 0 | 0 | 0 | 0 | 0 | 6329.8449
2025-07-28 | 6516.727 | 0 | 13.7 | 0 | 0 | 0 | 0 | 0 | 0 | 0 | 0 | 0 | 0 | 0 | 0 | 0 | 0 | 0 | 1 | 0 | 0 | 0 | 0 | 0 | 0 | 0 | 0 | 0 | 6160.2851
2025-07-28 | 6341.646 | 0 | 14.9 | 0 | 0 | 0 | 0 | 0 | 0 | 0 | 0 | 0 | 0 | 0 | 0 | 0 | 0 | 0 | 0 | 1 | 0 | 0 | 0 | 0 | 0 | 0 | 0 | 0 | 6204.7129
2025-07-28 | 5728.642 | 0 | 14.8 | 0 | 0 | 0 | 0 | 0 | 0 | 0 | 0 | 0 | 0 | 0 | 0 | 0 | 0 | 0 | 0 | 0 | 1 | 0 | 0 | 0 | 0 | 0 | 0 | 0 | 5896.1404
2025-07-28 | 5178.969 | 0 | 14.1 | 0 | 0 | 0 | 0 | 0 | 0 | 0 | 0 | 0 | 0 | 0 | 0 | 0 | 0 | 0 | 0 | 0 | 0 | 1 | 0 | 0 | 0 | 0 | 0 | 0 | 5493.3165
2025-07-28 | 4931.164 | 0 | 14 | 0 | 0 | 0 | 0 | 0 | 0 | 0 | 0 | 0 | 0 | 0 | 0 | 0 | 0 | 0 | 0 | 0 | 0 | 0 | 1 | 0 | 0 | 0 | 0 | 0 | 5290.2851
2025-07-28 | 4733.513 | 0 | 12.8 | 0 | 0 | 0 | 0 | 0 | 0 | 0 | 0 | 0 | 0 | 0 | 0 | 0 | 0 | 0 | 0 | 0 | 0 | 0 | 0 | 1 | 0 | 0 | 0 | 0 | 4958.9861
2025-07-28 | 4434.203 | 0 | 11.3 | 0 | 0 | 0 | 0 | 0 | 0 | 0 | 0 | 0 | 0 | 0 | 0 | 0 | 0 | 0 | 0 | 0 | 0 | 0 | 0 | 0 | 1 | 0 | 0 | 0 | 4555.3052
2025-07-28 | 3919.585 | 0 | 10.3 | 0 | 0 | 0 | 0 | 0 | 0 | 0 | 0 | 0 | 0 | 0 | 0 | 0 | 0 | 0 | 0 | 0 | 0 | 0 | 0 | 0 | 0 | 1 | 0 | 0 | 4145.6546
2025-07-28 | 3595.934 | 0 | 8.8 | 0 | 0 | 0 | 0 | 0 | 0 | 0 | 0 | 0 | 0 | 0 | 0 | 0 | 0 | 0 | 0 | 0 | 0 | 0 | 0 | 0 | 0 | 0 | 1 | 0 | 3711.3473
2025-07-28 | 3338.019 | 0 | 7.2 | 0 | 0 | 0 | 0 | 0 | 0 | 0 | 0 | 0 | 0 | 0 | 0 | 0 | 0 | 0 | 0 | 0 | 0 | 0 | 0 | 0 | 0 | 0 | 0 | 1 | 3347.8848
2025-07-29 | 3204.854 | 0 | 7.4 | 0 | 1 | 0 | 0 | 0 | 0 | 0 | 0 | 0 | 0 | 0 | 0 | 0 | 0 | 0 | 0 | 0 | 0 | 0 | 0 | 0 | 0 | 0 | 0 | 0 | 3301.9668
2025-07-29 | 3139.883 | 0 | 7.3 | 0 | 0 | 1 | 0 | 0 | 0 | 0 | 0 | 0 | 0 | 0 | 0 | 0 | 0 | 0 | 0 | 0 | 0 | 0 | 0 | 0 | 0 | 0 | 0 | 0 | 3251.9199
2025-07-29 | 3118.926 | 0 | 6.3 | 0 | 0 | 0 | 1 | 0 | 0 | 0 | 0 | 0 | 0 | 0 | 0 | 0 | 0 | 0 | 0 | 0 | 0 | 0 | 0 | 0 | 0 | 0 | 0 | 0 | 3093.3722
2025-07-29 | 3116.205 | 0 | 6.1 | 0 | 0 | 0 | 0 | 1 | 0 | 0 | 0 | 0 | 0 | 0 | 0 | 0 | 0 | 0 | 0 | 0 | 0 | 0 | 0 | 0 | 0 | 0 | 0 | 0 | 3095.9577
2025-07-29 | 3142.484 | 0 | 5.1 | 0 | 0 | 0 | 0 | 0 | 1 | 0 | 0 | 0 | 0 | 0 | 0 | 0 | 0 | 0 | 0 | 0 | 0 | 0 | 0 | 0 | 0 | 0 | 0 | 0 | 2996.9044
2025-07-29 | 3221.719 | 0 | 4.1 | 0 | 0 | 0 | 0 | 0 | 0 | 1 | 0 | 0 | 0 | 0 | 0 | 0 | 0 | 0 | 0 | 0 | 0 | 0 | 0 | 0 | 0 | 0 | 0 | 0 | 2957.02
2025-07-29 | 3919.77 | 0 | 4.1 | 0 | 0 | 0 | 0 | 0 | 0 | 0 | 1 | 0 | 0 | 0 | 0 | 0 | 0 | 0 | 0 | 0 | 0 | 0 | 0 | 0 | 0 | 0 | 0 | 0 | 3298.2656
2025-07-29 | 4855.357 | 0 | 4.9 | 0 | 0 | 0 | 0 | 0 | 0 | 0 | 0 | 1 | 0 | 0 | 0 | 0 | 0 | 0 | 0 | 0 | 0 | 0 | 0 | 0 | 0 | 0 | 0 | 0 | 3916.6054
2025-07-29 | 5621.518 | 0 | 6.6 | 0 | 0 | 0 | 0 | 0 | 0 | 0 | 0 | 0 | 1 | 0 | 0 | 0 | 0 | 0 | 0 | 0 | 0 | 0 | 0 | 0 | 0 | 0 | 0 | 0 | 4784.0915
2025-07-29 | 6261.533 | 0 | 8.7 | 0 | 0 | 0 | 0 | 0 | 0 | 0 | 0 | 0 | 0 | 1 | 0 | 0 | 0 | 0 | 0 | 0 | 0 | 0 | 0 | 0 | 0 | 0 | 0 | 0 | 5309.6171
2025-07-29 | 6591.72 | 0 | 10.2 | 0 | 0 | 0 | 0 | 0 | 0 | 0 | 0 | 0 | 0 | 0 | 1 | 0 | 0 | 0 | 0 | 0 | 0 | 0 | 0 | 0 | 0 | 0 | 0 | 0 | 5709.7307
2025-07-29 | 6613.389 | 0 | 11.2 | 0 | 0 | 0 | 0 | 0 | 0 | 0 | 0 | 0 | 0 | 0 | 0 | 1 | 0 | 0 | 0 | 0 | 0 | 0 | 0 | 0 | 0 | 0 | 0 | 0 | 5880.3929
2025-07-29 | 6663.041 | 0 | 12.4 | 0 | 0 | 0 | 0 | 0 | 0 | 0 | 0 | 0 | 0 | 0 | 0 | 0 | 1 | 0 | 0 | 0 | 0 | 0 | 0 | 0 | 0 | 0 | 0 | 0 | 6032.0189
2025-07-29 | 6732.423 | 0 | 12.7 | 0 | 0 | 0 | 0 | 0 | 0 | 0 | 0 | 0 | 0 | 0 | 0 | 0 | 0 | 1 | 0 | 0 | 0 | 0 | 0 | 0 | 0 | 0 | 0 | 0 | 6067.4677
2025-07-29 | 6662.915 | 0 | 12.5 | 0 | 0 | 0 | 0 | 0 | 0 | 0 | 0 | 0 | 0 | 0 | 0 | 0 | 0 | 0 | 1 | 0 | 0 | 0 | 0 | 0 | 0 | 0 | 0 | 0 | 5985.367
2025-07-29 | 6444.916 | 0 | 12.7 | 0 | 0 | 0 | 0 | 0 | 0 | 0 | 0 | 0 | 0 | 0 | 0 | 0 | 0 | 0 | 0 | 1 | 0 | 0 | 0 | 0 | 0 | 0 | 0 | 0 | 5884.0297
2025-07-29 | 5833.796 | 0 | 13.7 | 0 | 0 | 0 | 0 | 0 | 0 | 0 | 0 | 0 | 0 | 0 | 0 | 0 | 0 | 0 | 0 | 0 | 1 | 0 | 0 | 0 | 0 | 0 | 0 | 0 | 5735.7988
2025-07-29 | 5339.293 | 0 | 14.5 | 0 | 0 | 0 | 0 | 0 | 0 | 0 | 0 | 0 | 0 | 0 | 0 | 0 | 0 | 0 | 0 | 0 | 0 | 1 | 0 | 0 | 0 | 0 | 0 | 0 | 5551.6225
2025-07-29 | 4848.785 | 0 | 12 | 0 | 0 | 0 | 0 | 0 | 0 | 0 | 0 | 0 | 0 | 0 | 0 | 0 | 0 | 0 | 0 | 0 | 0 | 0 | 1 | 0 | 0 | 0 | 0 | 0 | 4998.755
2025-07-29 | 4536.268 | 0 | 9.9 | 0 | 0 | 0 | 0 | 0 | 0 | 0 | 0 | 0 | 0 | 0 | 0 | 0 | 0 | 0 | 0 | 0 | 0 | 0 | 0 | 1 | 0 | 0 | 0 | 0 | 4536.2673
2025-07-29 | 4250.06 | 0 | 8 | 0 | 0 | 0 | 0 | 0 | 0 | 0 | 0 | 0 | 0 | 0 | 0 | 0 | 0 | 0 | 0 | 0 | 0 | 0 | 0 | 0 | 1 | 0 | 0 | 0 | 4074.2804
2025-07-29 | 3805.773 | 0 | 7.2 | 0 | 0 | 0 | 0 | 0 | 0 | 0 | 0 | 0 | 0 | 0 | 0 | 0 | 0 | 0 | 0 | 0 | 0 | 0 | 0 | 0 | 0 | 1 | 0 | 0 | 3693.7828
2025-07-29 | 3470.873 | 0 | 6.4 | 0 | 0 | 0 | 0 | 0 | 0 | 0 | 0 | 0 | 0 | 0 | 0 | 0 | 0 | 0 | 0 | 0 | 0 | 0 | 0 | 0 | 0 | 0 | 1 | 0 | 3361.5111
2025-07-29 | 3283.614 | 0 | 5.7 | 0 | 0 | 0 | 0 | 0 | 0 | 0 | 0 | 0 | 0 | 0 | 0 | 0 | 0 | 0 | 0 | 0 | 0 | 0 | 0 | 0 | 0 | 0 | 0 | 1 | 3129.2371
2025-07-30 | 3123.991 | 0 | 5.2 | 0 | 1 | 0 | 0 | 0 | 0 | 0 | 0 | 0 | 0 | 0 | 0 | 0 | 0 | 0 | 0 | 0 | 0 | 0 | 0 | 0 | 0 | 0 | 0 | 0 | 2981.2835
2025-07-30 | 3017.731 | 0 | 4.5 | 0 | 0 | 1 | 0 | 0 | 0 | 0 | 0 | 0 | 0 | 0 | 0 | 0 | 0 | 0 | 0 | 0 | 0 | 0 | 0 | 0 | 0 | 0 | 0 | 0 | 2843.7776
2025-07-30 | 2955.619 | 0 | 3.9 | 0 | 0 | 0 | 1 | 0 | 0 | 0 | 0 | 0 | 0 | 0 | 0 | 0 | 0 | 0 | 0 | 0 | 0 | 0 | 0 | 0 | 0 | 0 | 0 | 0 | 2743.536
2025-07-30 | 3000.168 | 0 | 3 | 0 | 0 | 0 | 0 | 1 | 0 | 0 | 0 | 0 | 0 | 0 | 0 | 0 | 0 | 0 | 0 | 0 | 0 | 0 | 0 | 0 | 0 | 0 | 0 | 0 | 2644.0859
2025-07-30 | 3038.534 | 0 | 3.5 | 0 | 0 | 0 | 0 | 0 | 1 | 0 | 0 | 0 | 0 | 0 | 0 | 0 | 0 | 0 | 0 | 0 | 0 | 0 | 0 | 0 | 0 | 0 | 0 | 0 | 2763.6802
2025-07-30 | 3139.015 | 0 | 3.4 | 0 | 0 | 0 | 0 | 0 | 0 | 1 | 0 | 0 | 0 | 0 | 0 | 0 | 0 | 0 | 0 | 0 | 0 | 0 | 0 | 0 | 0 | 0 | 0 | 0 | 2854.9845
2025-07-30 | 3701.309 | 0 | 4.3 | 0 | 0 | 0 | 0 | 0 | 0 | 0 | 1 | 0 | 0 | 0 | 0 | 0 | 0 | 0 | 0 | 0 | 0 | 0 | 0 | 0 | 0 | 0 | 0 | 0 | 3327.4186
2025-07-30 | 4544.06 | 0 | 4.9 | 0 | 0 | 0 | 0 | 0 | 0 | 0 | 0 | 1 | 0 | 0 | 0 | 0 | 0 | 0 | 0 | 0 | 0 | 0 | 0 | 0 | 0 | 0 | 0 | 0 | 3916.6054
2025-07-30 | 5411.803 | 0 | 6.4 | 0 | 0 | 0 | 0 | 0 | 0 | 0 | 0 | 0 | 1 | 0 | 0 | 0 | 0 | 0 | 0 | 0 | 0 | 0 | 0 | 0 | 0 | 0 | 0 | 0 | 4754.9385
2025-07-30 | 5997.098 | 0 | 7.6 | 0 | 0 | 0 | 0 | 0 | 0 | 0 | 0 | 0 | 0 | 1 | 0 | 0 | 0 | 0 | 0 | 0 | 0 | 0 | 0 | 0 | 0 | 0 | 0 | 0 | 5149.2755
2025-07-30 | 6425.857 | 0 | 8 | 0 | 0 | 0 | 0 | 0 | 0 | 0 | 0 | 0 | 0 | 0 | 1 | 0 | 0 | 0 | 0 | 0 | 0 | 0 | 0 | 0 | 0 | 0 | 0 | 0 | 5389.0475
2025-07-30 | 6413.572 | 0 | 9.7 | 0 | 0 | 0 | 0 | 0 | 0 | 0 | 0 | 0 | 0 | 0 | 0 | 1 | 0 | 0 | 0 | 0 | 0 | 0 | 0 | 0 | 0 | 0 | 0 | 0 | 5661.7452
2025-07-30 | 6512.432 | 0 | 11.3 | 0 | 0 | 0 | 0 | 0 | 0 | 0 | 0 | 0 | 0 | 0 | 0 | 0 | 1 | 0 | 0 | 0 | 0 | 0 | 0 | 0 | 0 | 0 | 0 | 0 | 5871.6773
2025-07-30 | 6481.304 | 0 | 10.7 | 0 | 0 | 0 | 0 | 0 | 0 | 0 | 0 | 0 | 0 | 0 | 0 | 0 | 0 | 1 | 0 | 0 | 0 | 0 | 0 | 0 | 0 | 0 | 0 | 0 | 5775.9375
2025-07-30 | 6552.082 | 0 | 10.8 | 0 | 0 | 0 | 0 | 0 | 0 | 0 | 0 | 0 | 0 | 0 | 0 | 0 | 0 | 0 | 1 | 0 | 0 | 0 | 0 | 0 | 0 | 0 | 0 | 0 | 5737.5663
2025-07-30 | 6348.373 | 0 | 11.6 | 0 | 0 | 0 | 0 | 0 | 0 | 0 | 0 | 0 | 0 | 0 | 0 | 0 | 0 | 0 | 0 | 1 | 0 | 0 | 0 | 0 | 0 | 0 | 0 | 0 | 5723.6881
2025-07-30 | 5752.231 | 0 | 11.6 | 0 | 0 | 0 | 0 | 0 | 0 | 0 | 0 | 0 | 0 | 0 | 0 | 0 | 0 | 0 | 0 | 0 | 1 | 0 | 0 | 0 | 0 | 0 | 0 | 0 | 5429.6921
2025-07-30 | 5261.769 | 0 | 9.8 | 0 | 0 | 0 | 0 | 0 | 0 | 0 | 0 | 0 | 0 | 0 | 0 | 0 | 0 | 0 | 0 | 0 | 0 | 1 | 0 | 0 | 0 | 0 | 0 | 0 | 4866.5266
2025-07-30 | 4792.545 | 0 | 8.5 | 0 | 0 | 0 | 0 | 0 | 0 | 0 | 0 | 0 | 0 | 0 | 0 | 0 | 0 | 0 | 0 | 0 | 0 | 0 | 1 | 0 | 0 | 0 | 0 | 0 | 4488.5771
2025-07-30 | 4603.029 | 0 | 6.1 | 0 | 0 | 0 | 0 | 0 | 0 | 0 | 0 | 0 | 0 | 0 | 0 | 0 | 0 | 0 | 0 | 0 | 0 | 0 | 0 | 1 | 0 | 0 | 0 | 0 | 3982.36
2025-07-30 | 4269.672 | 0 | 5.2 | 0 | 0 | 0 | 0 | 0 | 0 | 0 | 0 | 0 | 0 | 0 | 0 | 0 | 0 | 0 | 0 | 0 | 0 | 0 | 0 | 0 | 1 | 0 | 0 | 0 | 3666.1381
2025-07-30 | 3774.831 | 0 | 4.9 | 0 | 0 | 0 | 0 | 0 | 0 | 0 | 0 | 0 | 0 | 0 | 0 | 0 | 0 | 0 | 0 | 0 | 0 | 0 | 0 | 0 | 0 | 1 | 0 | 0 | 3358.5231
2025-07-30 | 3299.847 | 0 | 4.4 | 0 | 0 | 0 | 0 | 0 | 0 | 0 | 0 | 0 | 0 | 0 | 0 | 0 | 0 | 0 | 0 | 0 | 0 | 0 | 0 | 0 | 0 | 0 | 1 | 0 | 3069.9809
2025-07-30 | 3074.126 | 0 | 3.8 | 0 | 0 | 0 | 0 | 0 | 0 | 0 | 0 | 0 | 0 | 0 | 0 | 0 | 0 | 0 | 0 | 0 | 0 | 0 | 0 | 0 | 0 | 0 | 0 | 1 | 2852.2834
2025-07-31 | 2942.907 | 0 | 2.8 | 0 | 1 | 0 | 0 | 0 | 0 | 0 | 0 | 0 | 0 | 0 | 0 | 0 | 0 | 0 | 0 | 0 | 0 | 0 | 0 | 0 | 0 | 0 | 0 | 0 | 2631.4473
2025-07-31 | 2828.235 | 0 | 0.7 | 0 | 0 | 1 | 0 | 0 | 0 | 0 | 0 | 0 | 0 | 0 | 0 | 0 | 0 | 0 | 0 | 0 | 0 | 0 | 0 | 0 | 0 | 0 | 0 | 0 | 2289.8702
2025-07-31 | 2809.067 | 0.5 | 0 | 0 | 0 | 0 | 1 | 0 | 0 | 0 | 0 | 0 | 0 | 0 | 0 | 0 | 0 | 0 | 0 | 0 | 0 | 0 | 0 | 0 | 0 | 0 | 0 | 0 | 2207.9935
2025-07-31 | 2806.513 | 0.9 | 0 | 0 | 0 | 0 | 0 | 1 | 0 | 0 | 0 | 0 | 0 | 0 | 0 | 0 | 0 | 0 | 0 | 0 | 0 | 0 | 0 | 0 | 0 | 0 | 0 | 0 | 2266.0852
2025-07-31 | 2883.105 | 0.7 | 0 | 0 | 0 | 0 | 0 | 0 | 1 | 0 | 0 | 0 | 0 | 0 | 0 | 0 | 0 | 0 | 0 | 0 | 0 | 0 | 0 | 0 | 0 | 0 | 0 | 0 | 2299.6204
2025-07-31 | 2956.488 | 0.3 | 0 | 0 | 0 | 0 | 0 | 0 | 0 | 1 | 0 | 0 | 0 | 0 | 0 | 0 | 0 | 0 | 0 | 0 | 0 | 0 | 0 | 0 | 0 | 0 | 0 | 0 | 2379.148
2025-07-31 | 3410.393 | 0 | 0.4 | 0 | 0 | 0 | 0 | 0 | 0 | 0 | 1 | 0 | 0 | 0 | 0 | 0 | 0 | 0 | 0 | 0 | 0 | 0 | 0 | 0 | 0 | 0 | 0 | 0 | 2758.9347
2025-07-31 | 4058.966 | 0 | 1.5 | 0 | 0 | 0 | 0 | 0 | 0 | 0 | 0 | 1 | 0 | 0 | 0 | 0 | 0 | 0 | 0 | 0 | 0 | 0 | 0 | 0 | 0 | 0 | 0 | 0 | 3421.0041
2025-07-31 | 4750.653 | 0 | 1.5 | 0 | 0 | 0 | 0 | 0 | 0 | 0 | 0 | 0 | 1 | 0 | 0 | 0 | 0 | 0 | 0 | 0 | 0 | 0 | 0 | 0 | 0 | 0 | 0 | 0 | 4040.6896
2025-07-31 | 5159.865 | 0 | 1.6 | 0 | 0 | 0 | 0 | 0 | 0 | 0 | 0 | 0 | 0 | 1 | 0 | 0 | 0 | 0 | 0 | 0 | 0 | 0 | 0 | 0 | 0 | 0 | 0 | 0 | 4274.6849
2025-07-31 | 5236.177 | 0 | 1.7 | 0 | 0 | 0 | 0 | 0 | 0 | 0 | 0 | 0 | 0 | 0 | 1 | 0 | 0 | 0 | 0 | 0 | 0 | 0 | 0 | 0 | 0 | 0 | 0 | 0 | 4470.7274
2025-07-31 | 5178.428 | 0 | 2.5 | 0 | 0 | 0 | 0 | 0 | 0 | 0 | 0 | 0 | 0 | 0 | 0 | 1 | 0 | 0 | 0 | 0 | 0 | 0 | 0 | 0 | 0 | 0 | 0 | 0 | 4612.2366
2025-07-31 | 5278.872 | 0 | 3.5 | 0 | 0 | 0 | 0 | 0 | 0 | 0 | 0 | 0 | 0 | 0 | 0 | 0 | 1 | 0 | 0 | 0 | 0 | 0 | 0 | 0 | 0 | 0 | 0 | 0 | 4734.7096
2025-07-31 | 5264.114 | 0 | 3.8 | 0 | 0 | 0 | 0 | 0 | 0 | 0 | 0 | 0 | 0 | 0 | 0 | 0 | 0 | 1 | 0 | 0 | 0 | 0 | 0 | 0 | 0 | 0 | 0 | 0 | 4770.1584
2025-07-31 | 5125.933 | 0 | 4.5 | 0 | 0 | 0 | 0 | 0 | 0 | 0 | 0 | 0 | 0 | 0 | 0 | 0 | 0 | 0 | 1 | 0 | 0 | 0 | 0 | 0 | 0 | 0 | 0 | 0 | 4819.2462
2025-07-31 | 5095.505 | 0 | 5.6 | 0 | 0 | 0 | 0 | 0 | 0 | 0 | 0 | 0 | 0 | 0 | 0 | 0 | 0 | 0 | 0 | 1 | 0 | 0 | 0 | 0 | 0 | 0 | 0 | 0 | 4849.0976
2025-07-31 | 4714.575 | 0 | 5.5 | 0 | 0 | 0 | 0 | 0 | 0 | 0 | 0 | 0 | 0 | 0 | 0 | 0 | 0 | 0 | 0 | 0 | 1 | 0 | 0 | 0 | 0 | 0 | 0 | 0 | 4540.525
2025-07-31 | 4278.733 | 0 | 4.9 | 0 | 0 | 0 | 0 | 0 | 0 | 0 | 0 | 0 | 0 | 0 | 0 | 0 | 0 | 0 | 0 | 0 | 0 | 1 | 0 | 0 | 0 | 0 | 0 | 0 | 4152.2776
2025-07-31 | 3922.48 | 0 | 3.9 | 0 | 0 | 0 | 0 | 0 | 0 | 0 | 0 | 0 | 0 | 0 | 0 | 0 | 0 | 0 | 0 | 0 | 0 | 0 | 1 | 0 | 0 | 0 | 0 | 0 | 3818.0577
2025-07-31 | 3638.763 | 0 | 3.3 | 0 | 0 | 0 | 0 | 0 | 0 | 0 | 0 | 0 | 0 | 0 | 0 | 0 | 0 | 0 | 0 | 0 | 0 | 0 | 0 | 1 | 0 | 0 | 0 | 0 | 3574.2177
2025-07-31 | 3361.739 | 0 | 2.1 | 0 | 0 | 0 | 0 | 0 | 0 | 0 | 0 | 0 | 0 | 0 | 0 | 0 | 0 | 0 | 0 | 0 | 0 | 0 | 0 | 0 | 1 | 0 | 0 | 0 | 3214.2663
2025-07-31 | 2976.043 | 0 | 1.9 | 0 | 0 | 0 | 0 | 0 | 0 | 0 | 0 | 0 | 0 | 0 | 0 | 0 | 0 | 0 | 0 | 0 | 0 | 0 | 0 | 0 | 0 | 1 | 0 | 0 | 2921.2278
2025-07-31 | 2687.553 | 0 | 1.4 | 0 | 0 | 0 | 0 | 0 | 0 | 0 | 0 | 0 | 0 | 0 | 0 | 0 | 0 | 0 | 0 | 0 | 0 | 0 | 0 | 0 | 0 | 0 | 1 | 0 | 2632.6857
2025-07-31 | 2510.621 | 0 | 0.6 | 0 | 0 | 0 | 0 | 0 | 0 | 0 | 0 | 0 | 0 | 0 | 0 | 0 | 0 | 0 | 0 | 0 | 0 | 0 | 0 | 0 | 0 | 0 | 0 | 1 | 2385.8351
2025-08-01 | 2457.415 | 0 | 0.8 | 0 | 1 | 0 | 0 | 0 | 0 | 0 | 0 | 0 | 0 | 0 | 0 | 0 | 0 | 0 | 0 | 0 | 0 | 0 | 0 | 0 | 0 | 0 | 0 | 0 | 2339.9171
2025-08-01 | 2411.743 | 0.9 | 0 | 0 | 0 | 1 | 0 | 0 | 0 | 0 | 0 | 0 | 0 | 0 | 0 | 0 | 0 | 0 | 0 | 0 | 0 | 0 | 0 | 0 | 0 | 0 | 0 | 0 | 2247.1292
2025-08-01 | 2385.212 | 1.8 | 0 | 0 | 0 | 0 | 1 | 0 | 0 | 0 | 0 | 0 | 0 | 0 | 0 | 0 | 0 | 0 | 0 | 0 | 0 | 0 | 0 | 0 | 0 | 0 | 0 | 0 | 2293.6412
2025-08-01 | 2414.777 | 2.2 | 0 | 0 | 0 | 0 | 0 | 1 | 0 | 0 | 0 | 0 | 0 | 0 | 0 | 0 | 0 | 0 | 0 | 0 | 0 | 0 | 0 | 0 | 0 | 0 | 0 | 0 | 2351.7329
2025-08-01 | 2482.879 | 1.6 | 0 | 0 | 0 | 0 | 0 | 0 | 1 | 0 | 0 | 0 | 0 | 0 | 0 | 0 | 0 | 0 | 0 | 0 | 0 | 0 | 0 | 0 | 0 | 0 | 0 | 0 | 2358.915
2025-08-01 | 2534.565 | 2.3 | 0 | 0 | 0 | 0 | 0 | 0 | 0 | 1 | 0 | 0 | 0 | 0 | 0 | 0 | 0 | 0 | 0 | 0 | 0 | 0 | 0 | 0 | 0 | 0 | 0 | 0 | 2510.9137
2025-08-01 | 2980.432 | 1.8 | 0 | 0 | 0 | 0 | 0 | 0 | 0 | 0 | 1 | 0 | 0 | 0 | 0 | 0 | 0 | 0 | 0 | 0 | 0 | 0 | 0 | 0 | 0 | 0 | 0 | 0 | 2819.2178
2025-08-01 | 3681.806 | 0.8 | 0 | 0 | 0 | 0 | 0 | 0 | 0 | 0 | 0 | 1 | 0 | 0 | 0 | 0 | 0 | 0 | 0 | 0 | 0 | 0 | 0 | 0 | 0 | 0 | 0 | 0 | 3255.0627
2025-08-01 | 4326.287 | 0 | 1.1 | 0 | 0 | 0 | 0 | 0 | 0 | 0 | 0 | 0 | 1 | 0 | 0 | 0 | 0 | 0 | 0 | 0 | 0 | 0 | 0 | 0 | 0 | 0 | 0 | 0 | 3982.3835
2025-08-01 | 4825.277 | 0 | 2.9 | 0 | 0 | 0 | 0 | 0 | 0 | 0 | 0 | 0 | 0 | 1 | 0 | 0 | 0 | 0 | 0 | 0 | 0 | 0 | 0 | 0 | 0 | 0 | 0 | 0 | 4464.1795
2025-08-01 | 5111.245 | 0 | 4.9 | 0 | 0 | 0 | 0 | 0 | 0 | 0 | 0 | 0 | 0 | 0 | 1 | 0 | 0 | 0 | 0 | 0 | 0 | 0 | 0 | 0 | 0 | 0 | 0 | 0 | 4937.1757
2025-08-01 | 5216.669 | 0 | 3.7 | 0 | 0 | 0 | 0 | 0 | 0 | 0 | 0 | 0 | 0 | 0 | 0 | 1 | 0 | 0 | 0 | 0 | 0 | 0 | 0 | 0 | 0 | 0 | 0 | 0 | 4787.1547
2025-08-01 | 5327.696 | 0 | 4.5 | 0 | 0 | 0 | 0 | 0 | 0 | 0 | 0 | 0 | 0 | 0 | 0 | 0 | 1 | 0 | 0 | 0 | 0 | 0 | 0 | 0 | 0 | 0 | 0 | 0 | 4880.4747
2025-08-01 | 5329.914 | 0 | 4.3 | 0 | 0 | 0 | 0 | 0 | 0 | 0 | 0 | 0 | 0 | 0 | 0 | 0 | 0 | 1 | 0 | 0 | 0 | 0 | 0 | 0 | 0 | 0 | 0 | 0 | 4843.0409
2025-08-01 | 5342.343 | 0 | 6 | 0 | 0 | 0 | 0 | 0 | 0 | 0 | 0 | 0 | 0 | 0 | 0 | 0 | 0 | 0 | 1 | 0 | 0 | 0 | 0 | 0 | 0 | 0 | 0 | 0 | 5037.8939
2025-08-01 | 5061.736 | 0 | 6.2 | 0 | 0 | 0 | 0 | 0 | 0 | 0 | 0 | 0 | 0 | 0 | 0 | 0 | 0 | 0 | 0 | 1 | 0 | 0 | 0 | 0 | 0 | 0 | 0 | 0 | 4936.5566
2025-08-01 | 4698.252 | 0 | 6.7 | 0 | 0 | 0 | 0 | 0 | 0 | 0 | 0 | 0 | 0 | 0 | 0 | 0 | 0 | 0 | 0 | 0 | 1 | 0 | 0 | 0 | 0 | 0 | 0 | 0 | 4715.4431
2025-08-01 | 4361.365 | 0 | 6.1 | 0 | 0 | 0 | 0 | 0 | 0 | 0 | 0 | 0 | 0 | 0 | 0 | 0 | 0 | 0 | 0 | 0 | 0 | 1 | 0 | 0 | 0 | 0 | 0 | 0 | 4327.1958
2025-08-01 | 4029.574 | 0 | 5.4 | 0 | 0 | 0 | 0 | 0 | 0 | 0 | 0 | 0 | 0 | 0 | 0 | 0 | 0 | 0 | 0 | 0 | 0 | 0 | 1 | 0 | 0 | 0 | 0 | 0 | 4036.7053
2025-08-01 | 3728.596 | 0 | 4.6 | 0 | 0 | 0 | 0 | 0 | 0 | 0 | 0 | 0 | 0 | 0 | 0 | 0 | 0 | 0 | 0 | 0 | 0 | 0 | 0 | 1 | 0 | 0 | 0 | 0 | 3763.7123
2025-08-01 | 3479.957 | 0 | 3.1 | 0 | 0 | 0 | 0 | 0 | 0 | 0 | 0 | 0 | 0 | 0 | 0 | 0 | 0 | 0 | 0 | 0 | 0 | 0 | 0 | 0 | 1 | 0 | 0 | 0 | 3360.0314
2025-08-01 | 3038.789 | 0 | 2.1 | 0 | 0 | 0 | 0 | 0 | 0 | 0 | 0 | 0 | 0 | 0 | 0 | 0 | 0 | 0 | 0 | 0 | 0 | 0 | 0 | 0 | 0 | 1 | 0 | 0 | 2950.3808
2025-08-01 | 2736.692 | 0 | 0.8 | 0 | 0 | 0 | 0 | 0 | 0 | 0 | 0 | 0 | 0 | 0 | 0 | 0 | 0 | 0 | 0 | 0 | 0 | 0 | 0 | 0 | 0 | 0 | 1 | 0 | 2545.2266
2025-08-01 | 2568.787 | 0.3 | 0 | 0 | 0 | 0 | 0 | 0 | 0 | 0 | 0 | 0 | 0 | 0 | 0 | 0 | 0 | 0 | 0 | 0 | 0 | 0 | 0 | 0 | 0 | 0 | 0 | 1 | 2318.1409
2025-08-02 | 2427.671 | 1 | 0 | 1 | 1 | 0 | 0 | 0 | 0 | 0 | 0 | 0 | 0 | 0 | 0 | 0 | 0 | 0 | 0 | 0 | 0 | 0 | 0 | 0 | 0 | 0 | 0 | 0 | 1716.6571
2025-08-02 | 2408.577 | 1.4 | 0 | 1 | 0 | 1 | 0 | 0 | 0 | 0 | 0 | 0 | 0 | 0 | 0 | 0 | 0 | 0 | 0 | 0 | 0 | 0 | 0 | 0 | 0 | 0 | 0 | 0 | 1707.5398
2025-08-02 | 2377.042 | 2.1 | 0 | 1 | 0 | 0 | 1 | 0 | 0 | 0 | 0 | 0 | 0 | 0 | 0 | 0 | 0 | 0 | 0 | 0 | 0 | 0 | 0 | 0 | 0 | 0 | 0 | 0 | 1740.8752
2025-08-02 | 2428.473 | 3 | 0 | 1 | 0 | 0 | 0 | 1 | 0 | 0 | 0 | 0 | 0 | 0 | 0 | 0 | 0 | 0 | 0 | 0 | 0 | 0 | 0 | 0 | 0 | 0 | 0 | 0 | 1831.9083
2025-08-02 | 2401.928 | 3.1 | 0 | 1 | 0 | 0 | 0 | 0 | 1 | 0 | 0 | 0 | 0 | 0 | 0 | 0 | 0 | 0 | 0 | 0 | 0 | 0 | 0 | 0 | 0 | 0 | 0 | 0 | 1885.2084
2025-08-02 | 2361.852 | 3.5 | 0 | 1 | 0 | 0 | 0 | 0 | 0 | 1 | 0 | 0 | 0 | 0 | 0 | 0 | 0 | 0 | 0 | 0 | 0 | 0 | 0 | 0 | 0 | 0 | 0 | 0 | 2017.4423
2025-08-02 | 2566.659 | 2.7 | 0 | 1 | 0 | 0 | 0 | 0 | 0 | 0 | 1 | 0 | 0 | 0 | 0 | 0 | 0 | 0 | 0 | 0 | 0 | 0 | 0 | 0 | 0 | 0 | 0 | 0 | 2305.9815
2025-08-02 | 2961.867 | 0.6 | 0 | 1 | 0 | 0 | 0 | 0 | 0 | 0 | 0 | 1 | 0 | 0 | 0 | 0 | 0 | 0 | 0 | 0 | 0 | 0 | 0 | 0 | 0 | 0 | 0 | 0 | 2669.3553
2025-08-02 | 3522.385 | 0 | 2.2 | 1 | 0 | 0 | 0 | 0 | 0 | 0 | 0 | 0 | 1 | 0 | 0 | 0 | 0 | 0 | 0 | 0 | 0 | 0 | 0 | 0 | 0 | 0 | 0 | 0 | 3570.1943
2025-08-02 | 4124.53 | 0 | 4.5 | 1 | 0 | 0 | 0 | 0 | 0 | 0 | 0 | 0 | 0 | 1 | 0 | 0 | 0 | 0 | 0 | 0 | 0 | 0 | 0 | 0 | 0 | 0 | 0 | 0 | 4124.8728
2025-08-02 | 4381.085 | 0 | 5.3 | 1 | 0 | 0 | 0 | 0 | 0 | 0 | 0 | 0 | 0 | 0 | 1 | 0 | 0 | 0 | 0 | 0 | 0 | 0 | 0 | 0 | 0 | 0 | 0 | 0 | 4422.9509
2025-08-02 | 4487.587 | 0 | 5.9 | 1 | 0 | 0 | 0 | 0 | 0 | 0 | 0 | 0 | 0 | 0 | 0 | 1 | 0 | 0 | 0 | 0 | 0 | 0 | 0 | 0 | 0 | 0 | 0 | 0 | 4535.307
2025-08-02 | 4562.5 | 0 | 7.6 | 1 | 0 | 0 | 0 | 0 | 0 | 0 | 0 | 0 | 0 | 0 | 0 | 0 | 1 | 0 | 0 | 0 | 0 | 0 | 0 | 0 | 0 | 0 | 0 | 0 | 4759.8156
2025-08-02 | 4616.832 | 0 | 7.1 | 1 | 0 | 0 | 0 | 0 | 0 | 0 | 0 | 0 | 0 | 0 | 0 | 0 | 0 | 1 | 0 | 0 | 0 | 0 | 0 | 0 | 0 | 0 | 0 | 0 | 4678.6523
2025-08-02 | 4610.192 | 0 | 7 | 1 | 0 | 0 | 0 | 0 | 0 | 0 | 0 | 0 | 0 | 0 | 0 | 0 | 0 | 0 | 1 | 0 | 0 | 0 | 0 | 0 | 0 | 0 | 0 | 0 | 4611.1281
2025-08-02 | 4528.433 | 0 | 8.2 | 1 | 0 | 0 | 0 | 0 | 0 | 0 | 0 | 0 | 0 | 0 | 0 | 0 | 0 | 0 | 0 | 1 | 0 | 0 | 0 | 0 | 0 | 0 | 0 | 0 | 4655.556
2025-08-02 | 4344.241 | 0 | 8.5 | 1 | 0 | 0 | 0 | 0 | 0 | 0 | 0 | 0 | 0 | 0 | 0 | 0 | 0 | 0 | 0 | 0 | 1 | 0 | 0 | 0 | 0 | 0 | 0 | 0 | 4405.2894
2025-08-02 | 4158.409 | 0 | 8.2 | 1 | 0 | 0 | 0 | 0 | 0 | 0 | 0 | 0 | 0 | 0 | 0 | 0 | 0 | 0 | 0 | 0 | 0 | 1 | 0 | 0 | 0 | 0 | 0 | 0 | 4060.7716
2025-08-02 | 3893.827 | 0 | 7.4 | 1 | 0 | 0 | 0 | 0 | 0 | 0 | 0 | 0 | 0 | 0 | 0 | 0 | 0 | 0 | 0 | 0 | 0 | 0 | 1 | 0 | 0 | 0 | 0 | 0 | 3755.7047
2025-08-02 | 3650.608 | 0 | 6.6 | 1 | 0 | 0 | 0 | 0 | 0 | 0 | 0 | 0 | 0 | 0 | 0 | 0 | 0 | 0 | 0 | 0 | 0 | 0 | 0 | 1 | 0 | 0 | 0 | 0 | 3482.7117
2025-08-02 | 3466.572 | 0 | 5.2 | 1 | 0 | 0 | 0 | 0 | 0 | 0 | 0 | 0 | 0 | 0 | 0 | 0 | 0 | 0 | 0 | 0 | 0 | 0 | 0 | 0 | 1 | 0 | 0 | 0 | 3093.6073
2025-08-02 | 3089.25 | 0 | 4.4 | 1 | 0 | 0 | 0 | 0 | 0 | 0 | 0 | 0 | 0 | 0 | 0 | 0 | 0 | 0 | 0 | 0 | 0 | 0 | 0 | 0 | 0 | 1 | 0 | 0 | 2713.1097
2025-08-02 | 2830.667 | 0 | 3.4 | 1 | 0 | 0 | 0 | 0 | 0 | 0 | 0 | 0 | 0 | 0 | 0 | 0 | 0 | 0 | 0 | 0 | 0 | 0 | 0 | 0 | 0 | 0 | 1 | 0 | 2351.685
2025-08-02 | 2638.392 | 0 | 2.6 | 1 | 0 | 0 | 0 | 0 | 0 | 0 | 0 | 0 | 0 | 0 | 0 | 0 | 0 | 0 | 0 | 0 | 0 | 0 | 0 | 0 | 0 | 0 | 0 | 1 | 2104.8345
2025-08-03 | 2506.406 | 0 | 1.9 | 1 | 1 | 0 | 0 | 0 | 0 | 0 | 0 | 0 | 0 | 0 | 0 | 0 | 0 | 0 | 0 | 0 | 0 | 0 | 0 | 0 | 0 | 0 | 0 | 0 | 1927.7279
2025-08-03 | 2433.522 | 0.1 | 0 | 1 | 0 | 1 | 0 | 0 | 0 | 0 | 0 | 0 | 0 | 0 | 0 | 0 | 0 | 0 | 0 | 0 | 0 | 0 | 0 | 0 | 0 | 0 | 0 | 0 | 1621.8921
2025-08-03 | 2411.228 | 0 | 0.7 | 1 | 0 | 0 | 1 | 0 | 0 | 0 | 0 | 0 | 0 | 0 | 0 | 0 | 0 | 0 | 0 | 0 | 0 | 0 | 0 | 0 | 0 | 0 | 0 | 0 | 1704.5568
2025-08-03 | 2411.91 | 0.5 | 0 | 1 | 0 | 0 | 0 | 1 | 0 | 0 | 0 | 0 | 0 | 0 | 0 | 0 | 0 | 0 | 0 | 0 | 0 | 0 | 0 | 0 | 0 | 0 | 0 | 0 | 1667.2012
2025-08-03 | 2383.262 | 1.5 | 0 | 1 | 0 | 0 | 0 | 0 | 1 | 0 | 0 | 0 | 0 | 0 | 0 | 0 | 0 | 0 | 0 | 0 | 0 | 0 | 0 | 0 | 0 | 0 | 0 | 0 | 1779.7958
2025-08-03 | 2286.625 | 1.6 | 0 | 1 | 0 | 0 | 0 | 0 | 0 | 1 | 0 | 0 | 0 | 0 | 0 | 0 | 0 | 0 | 0 | 0 | 0 | 0 | 0 | 0 | 0 | 0 | 0 | 0 | 1892.2649
2025-08-03 | 2496.94 | 0.6 | 0 | 1 | 0 | 0 | 0 | 0 | 0 | 0 | 1 | 0 | 0 | 0 | 0 | 0 | 0 | 0 | 0 | 0 | 0 | 0 | 0 | 0 | 0 | 0 | 0 | 0 | 2167.6275
2025-08-03 | 2764.817 | 0 | 1.4 | 1 | 0 | 0 | 0 | 0 | 0 | 0 | 0 | 1 | 0 | 0 | 0 | 0 | 0 | 0 | 0 | 0 | 0 | 0 | 0 | 0 | 0 | 0 | 0 | 0 | 2833.8967
2025-08-03 | 3211.199 | 0 | 3.7 | 1 | 0 | 0 | 0 | 0 | 0 | 0 | 0 | 0 | 1 | 0 | 0 | 0 | 0 | 0 | 0 | 0 | 0 | 0 | 0 | 0 | 0 | 0 | 0 | 0 | 3788.8419
2025-08-03 | 3694.376 | 0 | 5.8 | 1 | 0 | 0 | 0 | 0 | 0 | 0 | 0 | 0 | 0 | 1 | 0 | 0 | 0 | 0 | 0 | 0 | 0 | 0 | 0 | 0 | 0 | 0 | 0 | 0 | 4314.3674
2025-08-03 | 3976.619 | 0 | 7.6 | 1 | 0 | 0 | 0 | 0 | 0 | 0 | 0 | 0 | 0 | 0 | 1 | 0 | 0 | 0 | 0 | 0 | 0 | 0 | 0 | 0 | 0 | 0 | 0 | 0 | 4758.2106
2025-08-03 | 4080.257 | 0 | 7.8 | 1 | 0 | 0 | 0 | 0 | 0 | 0 | 0 | 0 | 0 | 0 | 0 | 1 | 0 | 0 | 0 | 0 | 0 | 0 | 0 | 0 | 0 | 0 | 0 | 0 | 4812.2607
2025-08-03 | 4216.228 | 0 | 9.3 | 1 | 0 | 0 | 0 | 0 | 0 | 0 | 0 | 0 | 0 | 0 | 0 | 0 | 1 | 0 | 0 | 0 | 0 | 0 | 0 | 0 | 0 | 0 | 0 | 0 | 5007.6163
2025-08-03 | 4299.94 | 0 | 10 | 1 | 0 | 0 | 0 | 0 | 0 | 0 | 0 | 0 | 0 | 0 | 0 | 0 | 0 | 1 | 0 | 0 | 0 | 0 | 0 | 0 | 0 | 0 | 0 | 0 | 5101.3711
2025-08-03 | 4296.163 | 0 | 10.6 | 1 | 0 | 0 | 0 | 0 | 0 | 0 | 0 | 0 | 0 | 0 | 0 | 0 | 0 | 0 | 1 | 0 | 0 | 0 | 0 | 0 | 0 | 0 | 0 | 0 | 5135.8824
2025-08-03 | 4225.418 | 0 | 10.4 | 1 | 0 | 0 | 0 | 0 | 0 | 0 | 0 | 0 | 0 | 0 | 0 | 0 | 0 | 0 | 0 | 1 | 0 | 0 | 0 | 0 | 0 | 0 | 0 | 0 | 4976.2392
2025-08-03 | 4109.149 | 0 | 10.4 | 1 | 0 | 0 | 0 | 0 | 0 | 0 | 0 | 0 | 0 | 0 | 0 | 0 | 0 | 0 | 0 | 0 | 1 | 0 | 0 | 0 | 0 | 0 | 0 | 0 | 4682.2431
2025-08-03 | 3860.245 | 0 | 9.5 | 1 | 0 | 0 | 0 | 0 | 0 | 0 | 0 | 0 | 0 | 0 | 0 | 0 | 0 | 0 | 0 | 0 | 0 | 1 | 0 | 0 | 0 | 0 | 0 | 0 | 4250.2662
2025-08-03 | 3642.251 | 0 | 9.5 | 1 | 0 | 0 | 0 | 0 | 0 | 0 | 0 | 0 | 0 | 0 | 0 | 0 | 0 | 0 | 0 | 0 | 0 | 0 | 1 | 0 | 0 | 0 | 0 | 0 | 4061.8114
2025-08-03 | 3439.844 | 0 | 8.1 | 1 | 0 | 0 | 0 | 0 | 0 | 0 | 0 | 0 | 0 | 0 | 0 | 0 | 0 | 0 | 0 | 0 | 0 | 0 | 0 | 1 | 0 | 0 | 0 | 0 | 3701.3593
2025-08-03 | 3286.398 | 0 | 6.7 | 1 | 0 | 0 | 0 | 0 | 0 | 0 | 0 | 0 | 0 | 0 | 0 | 0 | 0 | 0 | 0 | 0 | 0 | 0 | 0 | 0 | 1 | 0 | 0 | 0 | 3312.2549
2025-08-03 | 2976.828 | 0 | 6 | 1 | 0 | 0 | 0 | 0 | 0 | 0 | 0 | 0 | 0 | 0 | 0 | 0 | 0 | 0 | 0 | 0 | 0 | 0 | 0 | 0 | 0 | 1 | 0 | 0 | 2946.3338
2025-08-03 | 2745.479 | 0 | 5.4 | 1 | 0 | 0 | 0 | 0 | 0 | 0 | 0 | 0 | 0 | 0 | 0 | 0 | 0 | 0 | 0 | 0 | 0 | 0 | 0 | 0 | 0 | 0 | 1 | 0 | 2643.2152
2025-08-03 | 2626.466 | 0 | 4.2 | 1 | 0 | 0 | 0 | 0 | 0 | 0 | 0 | 0 | 0 | 0 | 0 | 0 | 0 | 0 | 0 | 0 | 0 | 0 | 0 | 0 | 0 | 0 | 0 | 1 | 2338.0586
2025-08-04 | 2534.932 | 0 | 2.6 | 0 | 1 | 0 | 0 | 0 | 0 | 0 | 0 | 0 | 0 | 0 | 0 | 0 | 0 | 0 | 0 | 0 | 0 | 0 | 0 | 0 | 0 | 0 | 0 | 0 | 2602.2943
2025-08-04 | 2459.129 | 0 | 1.8 | 0 | 0 | 1 | 0 | 0 | 0 | 0 | 0 | 0 | 0 | 0 | 0 | 0 | 0 | 0 | 0 | 0 | 0 | 0 | 0 | 0 | 0 | 0 | 0 | 0 | 2450.2118
2025-08-04 | 2432.094 | 0 | 0.9 | 0 | 0 | 0 | 1 | 0 | 0 | 0 | 0 | 0 | 0 | 0 | 0 | 0 | 0 | 0 | 0 | 0 | 0 | 0 | 0 | 0 | 0 | 0 | 0 | 0 | 2306.2407
2025-08-04 | 2431.937 | 0 | 0 | 0 | 0 | 0 | 0 | 1 | 0 | 0 | 0 | 0 | 0 | 0 | 0 | 0 | 0 | 0 | 0 | 0 | 0 | 0 | 0 | 0 | 0 | 0 | 0 | 0 | 2206.7906
2025-08-04 | 2471.82 | 0 | 0.5 | 0 | 0 | 0 | 0 | 0 | 1 | 0 | 0 | 0 | 0 | 0 | 0 | 0 | 0 | 0 | 0 | 0 | 0 | 0 | 0 | 0 | 0 | 0 | 0 | 0 | 2326.3849
2025-08-04 | 2427.528 | 1.7 | 0 | 0 | 0 | 0 | 0 | 0 | 0 | 1 | 0 | 0 | 0 | 0 | 0 | 0 | 0 | 0 | 0 | 0 | 0 | 0 | 0 | 0 | 0 | 0 | 0 | 0 | 2471.384
2025-08-04 | 2644.1 | 0.6 | 0 | 0 | 0 | 0 | 0 | 0 | 0 | 0 | 1 | 0 | 0 | 0 | 0 | 0 | 0 | 0 | 0 | 0 | 0 | 0 | 0 | 0 | 0 | 0 | 0 | 0 | 2740.1584
2025-08-04 | 3021.434 | 0 | 2.1 | 0 | 0 | 0 | 0 | 0 | 0 | 0 | 0 | 1 | 0 | 0 | 0 | 0 | 0 | 0 | 0 | 0 | 0 | 0 | 0 | 0 | 0 | 0 | 0 | 0 | 3508.4631
2025-08-04 | 3505.309 | 0 | 4.1 | 0 | 0 | 0 | 0 | 0 | 0 | 0 | 0 | 0 | 1 | 0 | 0 | 0 | 0 | 0 | 0 | 0 | 0 | 0 | 0 | 0 | 0 | 0 | 0 | 0 | 4419.6788
2025-08-04 | 3974.943 | 0 | 6.5 | 0 | 0 | 0 | 0 | 0 | 0 | 0 | 0 | 0 | 0 | 1 | 0 | 0 | 0 | 0 | 0 | 0 | 0 | 0 | 0 | 0 | 0 | 0 | 0 | 0 | 4988.9338
2025-08-04 | 4247.703 | 0 | 8.3 | 0 | 0 | 0 | 0 | 0 | 0 | 0 | 0 | 0 | 0 | 0 | 1 | 0 | 0 | 0 | 0 | 0 | 0 | 0 | 0 | 0 | 0 | 0 | 0 | 0 | 5432.777
2025-08-04 | 4389.901 | 0 | 9 | 0 | 0 | 0 | 0 | 0 | 0 | 0 | 0 | 0 | 0 | 0 | 0 | 1 | 0 | 0 | 0 | 0 | 0 | 0 | 0 | 0 | 0 | 0 | 0 | 0 | 5559.7097
2025-08-04 | 4507.608 | 0 | 10 | 0 | 0 | 0 | 0 | 0 | 0 | 0 | 0 | 0 | 0 | 0 | 0 | 0 | 1 | 0 | 0 | 0 | 0 | 0 | 0 | 0 | 0 | 0 | 0 | 0 | 5682.1827
2025-08-04 | 4593.833 | 0 | 10.7 | 0 | 0 | 0 | 0 | 0 | 0 | 0 | 0 | 0 | 0 | 0 | 0 | 0 | 0 | 1 | 0 | 0 | 0 | 0 | 0 | 0 | 0 | 0 | 0 | 0 | 5775.9375
2025-08-04 | 4562.571 | 0 | 9.9 | 0 | 0 | 0 | 0 | 0 | 0 | 0 | 0 | 0 | 0 | 0 | 0 | 0 | 0 | 0 | 1 | 0 | 0 | 0 | 0 | 0 | 0 | 0 | 0 | 0 | 5606.3777
2025-08-04 | 4536.266 | 0 | 9.5 | 0 | 0 | 0 | 0 | 0 | 0 | 0 | 0 | 0 | 0 | 0 | 0 | 0 | 0 | 0 | 0 | 1 | 0 | 0 | 0 | 0 | 0 | 0 | 0 | 0 | 5417.5814
2025-08-04 | 4433.251 | 0 | 9.3 | 0 | 0 | 0 | 0 | 0 | 0 | 0 | 0 | 0 | 0 | 0 | 0 | 0 | 0 | 0 | 0 | 0 | 1 | 0 | 0 | 0 | 0 | 0 | 0 | 0 | 5094.4324
2025-08-04 | 4138.335 | 0 | 8.5 | 0 | 0 | 0 | 0 | 0 | 0 | 0 | 0 | 0 | 0 | 0 | 0 | 0 | 0 | 0 | 0 | 0 | 0 | 1 | 0 | 0 | 0 | 0 | 0 | 0 | 4677.032
2025-08-04 | 3914.941 | 0 | 8.1 | 0 | 0 | 0 | 0 | 0 | 0 | 0 | 0 | 0 | 0 | 0 | 0 | 0 | 0 | 0 | 0 | 0 | 0 | 0 | 1 | 0 | 0 | 0 | 0 | 0 | 4430.2711
2025-08-04 | 3769.165 | 0 | 7.5 | 0 | 0 | 0 | 0 | 0 | 0 | 0 | 0 | 0 | 0 | 0 | 0 | 0 | 0 | 0 | 0 | 0 | 0 | 0 | 0 | 1 | 0 | 0 | 0 | 0 | 4186.4311
2025-08-04 | 3553.393 | 0 | 6.8 | 0 | 0 | 0 | 0 | 0 | 0 | 0 | 0 | 0 | 0 | 0 | 0 | 0 | 0 | 0 | 0 | 0 | 0 | 0 | 0 | 0 | 1 | 0 | 0 | 0 | 3899.3623
2025-08-04 | 3150.065 | 0 | 6.5 | 0 | 0 | 0 | 0 | 0 | 0 | 0 | 0 | 0 | 0 | 0 | 0 | 0 | 0 | 0 | 0 | 0 | 0 | 0 | 0 | 0 | 0 | 1 | 0 | 0 | 3591.7472
2025-08-04 | 2855.236 | 0 | 5.1 | 0 | 0 | 0 | 0 | 0 | 0 | 0 | 0 | 0 | 0 | 0 | 0 | 0 | 0 | 0 | 0 | 0 | 0 | 0 | 0 | 0 | 0 | 0 | 1 | 0 | 3172.0165
2025-08-04 | 2755.941 | 0 | 4.2 | 0 | 0 | 0 | 0 | 0 | 0 | 0 | 0 | 0 | 0 | 0 | 0 | 0 | 0 | 0 | 0 | 0 | 0 | 0 | 0 | 0 | 0 | 0 | 0 | 1 | 2910.5895
2025-08-05 | 2684.452 | 0 | 3.1 | 0 | 1 | 0 | 0 | 0 | 0 | 0 | 0 | 0 | 0 | 0 | 0 | 0 | 0 | 0 | 0 | 0 | 0 | 0 | 0 | 0 | 0 | 0 | 0 | 0 | 2675.1769
2025-08-05 | 2622.631 | 0 | 1.9 | 0 | 0 | 1 | 0 | 0 | 0 | 0 | 0 | 0 | 0 | 0 | 0 | 0 | 0 | 0 | 0 | 0 | 0 | 0 | 0 | 0 | 0 | 0 | 0 | 0 | 2464.7883
2025-08-05 | 2620.911 | 0 | 1.4 | 0 | 0 | 0 | 1 | 0 | 0 | 0 | 0 | 0 | 0 | 0 | 0 | 0 | 0 | 0 | 0 | 0 | 0 | 0 | 0 | 0 | 0 | 0 | 0 | 0 | 2379.1232
2025-08-05 | 2632.952 | 0 | 1.1 | 0 | 0 | 0 | 0 | 1 | 0 | 0 | 0 | 0 | 0 | 0 | 0 | 0 | 0 | 0 | 0 | 0 | 0 | 0 | 0 | 0 | 0 | 0 | 0 | 0 | 2367.1322
2025-08-05 | 2682.602 | 0 | 1.6 | 0 | 0 | 0 | 0 | 0 | 1 | 0 | 0 | 0 | 0 | 0 | 0 | 0 | 0 | 0 | 0 | 0 | 0 | 0 | 0 | 0 | 0 | 0 | 0 | 0 | 2486.7265
2025-08-05 | 2767.621 | 0 | 2.3 | 0 | 0 | 0 | 0 | 0 | 0 | 1 | 0 | 0 | 0 | 0 | 0 | 0 | 0 | 0 | 0 | 0 | 0 | 0 | 0 | 0 | 0 | 0 | 0 | 0 | 2694.6429
2025-08-05 | 3301.307 | 0 | 2.5 | 0 | 0 | 0 | 0 | 0 | 0 | 0 | 1 | 0 | 0 | 0 | 0 | 0 | 0 | 0 | 0 | 0 | 0 | 0 | 0 | 0 | 0 | 0 | 0 | 0 | 3065.0414
2025-08-05 | 4050.008 | 0 | 3.1 | 0 | 0 | 0 | 0 | 0 | 0 | 0 | 0 | 1 | 0 | 0 | 0 | 0 | 0 | 0 | 0 | 0 | 0 | 0 | 0 | 0 | 0 | 0 | 0 | 0 | 3654.2282
2025-08-05 | 4774.602 | 0 | 4.2 | 0 | 0 | 0 | 0 | 0 | 0 | 0 | 0 | 0 | 1 | 0 | 0 | 0 | 0 | 0 | 0 | 0 | 0 | 0 | 0 | 0 | 0 | 0 | 0 | 0 | 4434.2553
2025-08-05 | 5422.89 | 0 | 5.6 | 0 | 0 | 0 | 0 | 0 | 0 | 0 | 0 | 0 | 0 | 1 | 0 | 0 | 0 | 0 | 0 | 0 | 0 | 0 | 0 | 0 | 0 | 0 | 0 | 0 | 4857.7453
2025-08-05 | 5668.521 | 0 | 6.9 | 0 | 0 | 0 | 0 | 0 | 0 | 0 | 0 | 0 | 0 | 0 | 1 | 0 | 0 | 0 | 0 | 0 | 0 | 0 | 0 | 0 | 0 | 0 | 0 | 0 | 5228.7059
2025-08-05 | 5848.437 | 0 | 8 | 0 | 0 | 0 | 0 | 0 | 0 | 0 | 0 | 0 | 0 | 0 | 0 | 1 | 0 | 0 | 0 | 0 | 0 | 0 | 0 | 0 | 0 | 0 | 0 | 0 | 5413.9446
2025-08-05 | 6002.906 | 0 | 9 | 0 | 0 | 0 | 0 | 0 | 0 | 0 | 0 | 0 | 0 | 0 | 0 | 0 | 1 | 0 | 0 | 0 | 0 | 0 | 0 | 0 | 0 | 0 | 0 | 0 | 5536.4176
2025-08-05 | 6066.734 | 0 | 9.2 | 0 | 0 | 0 | 0 | 0 | 0 | 0 | 0 | 0 | 0 | 0 | 0 | 0 | 0 | 1 | 0 | 0 | 0 | 0 | 0 | 0 | 0 | 0 | 0 | 0 | 5557.2899
2025-08-05 | 6103.73 | 0 | 9.9 | 0 | 0 | 0 | 0 | 0 | 0 | 0 | 0 | 0 | 0 | 0 | 0 | 0 | 0 | 0 | 1 | 0 | 0 | 0 | 0 | 0 | 0 | 0 | 0 | 0 | 5606.3777
2025-08-05 | 5911.093 | 0 | 9.9 | 0 | 0 | 0 | 0 | 0 | 0 | 0 | 0 | 0 | 0 | 0 | 0 | 0 | 0 | 0 | 0 | 1 | 0 | 0 | 0 | 0 | 0 | 0 | 0 | 0 | 5475.8875
2025-08-05 | 5333.624 | 0 | 9.6 | 0 | 0 | 0 | 0 | 0 | 0 | 0 | 0 | 0 | 0 | 0 | 0 | 0 | 0 | 0 | 0 | 0 | 1 | 0 | 0 | 0 | 0 | 0 | 0 | 0 | 5138.1619
2025-08-05 | 4823.544 | 0 | 9.5 | 0 | 0 | 0 | 0 | 0 | 0 | 0 | 0 | 0 | 0 | 0 | 0 | 0 | 0 | 0 | 0 | 0 | 0 | 1 | 0 | 0 | 0 | 0 | 0 | 0 | 4822.7971
2025-08-05 | 4437.52 | 0 | 8.6 | 0 | 0 | 0 | 0 | 0 | 0 | 0 | 0 | 0 | 0 | 0 | 0 | 0 | 0 | 0 | 0 | 0 | 0 | 0 | 1 | 0 | 0 | 0 | 0 | 0 | 4503.1536
2025-08-05 | 4162.254 | 0 | 7.1 | 0 | 0 | 0 | 0 | 0 | 0 | 0 | 0 | 0 | 0 | 0 | 0 | 0 | 0 | 0 | 0 | 0 | 0 | 0 | 0 | 1 | 0 | 0 | 0 | 0 | 4128.1251
2025-08-05 | 3767.37 | 0 | 5.9 | 0 | 0 | 0 | 0 | 0 | 0 | 0 | 0 | 0 | 0 | 0 | 0 | 0 | 0 | 0 | 0 | 0 | 0 | 0 | 0 | 0 | 1 | 0 | 0 | 0 | 3768.1737
2025-08-05 | 3339.469 | 0 | 5.2 | 0 | 0 | 0 | 0 | 0 | 0 | 0 | 0 | 0 | 0 | 0 | 0 | 0 | 0 | 0 | 0 | 0 | 0 | 0 | 0 | 0 | 0 | 1 | 0 | 0 | 3402.2526
2025-08-05 | 3052.328 | 0 | 4.9 | 0 | 0 | 0 | 0 | 0 | 0 | 0 | 0 | 0 | 0 | 0 | 0 | 0 | 0 | 0 | 0 | 0 | 0 | 0 | 0 | 0 | 0 | 0 | 1 | 0 | 3142.8635
2025-08-05 | 2852.541 | 0 | 4.6 | 0 | 0 | 0 | 0 | 0 | 0 | 0 | 0 | 0 | 0 | 0 | 0 | 0 | 0 | 0 | 0 | 0 | 0 | 0 | 0 | 0 | 0 | 0 | 0 | 1 | 2968.8955
2025-08-06 | 2762.6 | 0 | 4.5 | 0 | 1 | 0 | 0 | 0 | 0 | 0 | 0 | 0 | 0 | 0 | 0 | 0 | 0 | 0 | 0 | 0 | 0 | 0 | 0 | 0 | 0 | 0 | 0 | 0 | 2879.248
2025-08-06 | 2665.623 | 0 | 4 | 0 | 0 | 1 | 0 | 0 | 0 | 0 | 0 | 0 | 0 | 0 | 0 | 0 | 0 | 0 | 0 | 0 | 0 | 0 | 0 | 0 | 0 | 0 | 0 | 0 | 2770.895
2025-08-06 | 2639.963 | 0 | 3.4 | 0 | 0 | 0 | 1 | 0 | 0 | 0 | 0 | 0 | 0 | 0 | 0 | 0 | 0 | 0 | 0 | 0 | 0 | 0 | 0 | 0 | 0 | 0 | 0 | 0 | 2670.6534
2025-08-06 | 2667.389 | 0 | 3 | 0 | 0 | 0 | 0 | 1 | 0 | 0 | 0 | 0 | 0 | 0 | 0 | 0 | 0 | 0 | 0 | 0 | 0 | 0 | 0 | 0 | 0 | 0 | 0 | 0 | 2644.0859
2025-08-06 | 2751.185 | 0 | 2.4 | 0 | 0 | 0 | 0 | 0 | 1 | 0 | 0 | 0 | 0 | 0 | 0 | 0 | 0 | 0 | 0 | 0 | 0 | 0 | 0 | 0 | 0 | 0 | 0 | 0 | 2603.3386
2025-08-06 | 2869.149 | 0 | 2.7 | 0 | 0 | 0 | 0 | 0 | 0 | 1 | 0 | 0 | 0 | 0 | 0 | 0 | 0 | 0 | 0 | 0 | 0 | 0 | 0 | 0 | 0 | 0 | 0 | 0 | 2752.9489
2025-08-06 | 3368.771 | 0 | 2.7 | 0 | 0 | 0 | 0 | 0 | 0 | 0 | 1 | 0 | 0 | 0 | 0 | 0 | 0 | 0 | 0 | 0 | 0 | 0 | 0 | 0 | 0 | 0 | 0 | 0 | 3094.1944
2025-08-06 | 4025.298 | 0 | 2.8 | 0 | 0 | 0 | 0 | 0 | 0 | 0 | 0 | 1 | 0 | 0 | 0 | 0 | 0 | 0 | 0 | 0 | 0 | 0 | 0 | 0 | 0 | 0 | 0 | 0 | 3610.4987
2025-08-06 | 4774.498 | 0 | 3.4 | 0 | 0 | 0 | 0 | 0 | 0 | 0 | 0 | 0 | 1 | 0 | 0 | 0 | 0 | 0 | 0 | 0 | 0 | 0 | 0 | 0 | 0 | 0 | 0 | 0 | 4317.6432
2025-08-06 | 5303.76 | 0 | 4.4 | 0 | 0 | 0 | 0 | 0 | 0 | 0 | 0 | 0 | 0 | 1 | 0 | 0 | 0 | 0 | 0 | 0 | 0 | 0 | 0 | 0 | 0 | 0 | 0 | 0 | 4682.8272
2025-08-06 | 5702.007 | 0 | 6.2 | 0 | 0 | 0 | 0 | 0 | 0 | 0 | 0 | 0 | 0 | 0 | 1 | 0 | 0 | 0 | 0 | 0 | 0 | 0 | 0 | 0 | 0 | 0 | 0 | 0 | 5126.6703
2025-08-06 | 5882.653 | 0 | 5.5 | 0 | 0 | 0 | 0 | 0 | 0 | 0 | 0 | 0 | 0 | 0 | 0 | 1 | 0 | 0 | 0 | 0 | 0 | 0 | 0 | 0 | 0 | 0 | 0 | 0 | 5049.5318
2025-08-06 | 6061.839 | 0 | 6.4 | 0 | 0 | 0 | 0 | 0 | 0 | 0 | 0 | 0 | 0 | 0 | 0 | 0 | 1 | 0 | 0 | 0 | 0 | 0 | 0 | 0 | 0 | 0 | 0 | 0 | 5157.4283
2025-08-06 | 6175.629 | 0 | 7.4 | 0 | 0 | 0 | 0 | 0 | 0 | 0 | 0 | 0 | 0 | 0 | 0 | 0 | 0 | 1 | 0 | 0 | 0 | 0 | 0 | 0 | 0 | 0 | 0 | 0 | 5294.9127
2025-08-06 | 6238.323 | 0 | 9 | 0 | 0 | 0 | 0 | 0 | 0 | 0 | 0 | 0 | 0 | 0 | 0 | 0 | 0 | 0 | 1 | 0 | 0 | 0 | 0 | 0 | 0 | 0 | 0 | 0 | 5475.1891
2025-08-06 | 5873.781 | 0 | 9.7 | 0 | 0 | 0 | 0 | 0 | 0 | 0 | 0 | 0 | 0 | 0 | 0 | 0 | 0 | 0 | 0 | 1 | 0 | 0 | 0 | 0 | 0 | 0 | 0 | 0 | 5446.7345
2025-08-06 | 5287.376 | 0 | 10 | 0 | 0 | 0 | 0 | 0 | 0 | 0 | 0 | 0 | 0 | 0 | 0 | 0 | 0 | 0 | 0 | 0 | 1 | 0 | 0 | 0 | 0 | 0 | 0 | 0 | 5196.4679
2025-08-06 | 4737.292 | 0 | 9.2 | 0 | 0 | 0 | 0 | 0 | 0 | 0 | 0 | 0 | 0 | 0 | 0 | 0 | 0 | 0 | 0 | 0 | 0 | 1 | 0 | 0 | 0 | 0 | 0 | 0 | 4779.0675
2025-08-06 | 4384.886 | 0 | 8.4 | 0 | 0 | 0 | 0 | 0 | 0 | 0 | 0 | 0 | 0 | 0 | 0 | 0 | 0 | 0 | 0 | 0 | 0 | 0 | 1 | 0 | 0 | 0 | 0 | 0 | 4474.0006
2025-08-06 | 4193.393 | 0 | 5.8 | 0 | 0 | 0 | 0 | 0 | 0 | 0 | 0 | 0 | 0 | 0 | 0 | 0 | 0 | 0 | 0 | 0 | 0 | 0 | 0 | 1 | 0 | 0 | 0 | 0 | 3938.6304
2025-08-06 | 3984.637 | 0 | 5.4 | 0 | 0 | 0 | 0 | 0 | 0 | 0 | 0 | 0 | 0 | 0 | 0 | 0 | 0 | 0 | 0 | 0 | 0 | 0 | 0 | 0 | 1 | 0 | 0 | 0 | 3695.2911
2025-08-06 | 3448.741 | 0 | 5.6 | 0 | 0 | 0 | 0 | 0 | 0 | 0 | 0 | 0 | 0 | 0 | 0 | 0 | 0 | 0 | 0 | 0 | 0 | 0 | 0 | 0 | 0 | 1 | 0 | 0 | 3460.5586
2025-08-06 | 3095.01 | 0 | 5.4 | 0 | 0 | 0 | 0 | 0 | 0 | 0 | 0 | 0 | 0 | 0 | 0 | 0 | 0 | 0 | 0 | 0 | 0 | 0 | 0 | 0 | 0 | 0 | 1 | 0 | 3215.746
2025-08-06 | 2918.734 | 0 | 4.6 | 0 | 0 | 0 | 0 | 0 | 0 | 0 | 0 | 0 | 0 | 0 | 0 | 0 | 0 | 0 | 0 | 0 | 0 | 0 | 0 | 0 | 0 | 0 | 0 | 1 | 2968.8955
2025-08-07 | 2842.832 | 0 | 4.4 | 0 | 1 | 0 | 0 | 0 | 0 | 0 | 0 | 0 | 0 | 0 | 0 | 0 | 0 | 0 | 0 | 0 | 0 | 0 | 0 | 0 | 0 | 0 | 0 | 0 | 2864.6715
2025-08-07 | 2821.974 | 0 | 4 | 0 | 0 | 1 | 0 | 0 | 0 | 0 | 0 | 0 | 0 | 0 | 0 | 0 | 0 | 0 | 0 | 0 | 0 | 0 | 0 | 0 | 0 | 0 | 0 | 0 | 2770.895
2025-08-07 | 2809.899 | 0 | 3.4 | 0 | 0 | 0 | 1 | 0 | 0 | 0 | 0 | 0 | 0 | 0 | 0 | 0 | 0 | 0 | 0 | 0 | 0 | 0 | 0 | 0 | 0 | 0 | 0 | 0 | 2670.6534
2025-08-07 | 2831.886 | 0 | 3 | 0 | 0 | 0 | 0 | 1 | 0 | 0 | 0 | 0 | 0 | 0 | 0 | 0 | 0 | 0 | 0 | 0 | 0 | 0 | 0 | 0 | 0 | 0 | 0 | 0 | 2644.0859
2025-08-07 | 2902.597 | 0 | 3.1 | 0 | 0 | 0 | 0 | 0 | 1 | 0 | 0 | 0 | 0 | 0 | 0 | 0 | 0 | 0 | 0 | 0 | 0 | 0 | 0 | 0 | 0 | 0 | 0 | 0 | 2705.3742
2025-08-07 | 3041.141 | 0 | 3.3 | 0 | 0 | 0 | 0 | 0 | 0 | 1 | 0 | 0 | 0 | 0 | 0 | 0 | 0 | 0 | 0 | 0 | 0 | 0 | 0 | 0 | 0 | 0 | 0 | 0 | 2840.408
2025-08-07 | 3562.119 | 0 | 3.2 | 0 | 0 | 0 | 0 | 0 | 0 | 0 | 1 | 0 | 0 | 0 | 0 | 0 | 0 | 0 | 0 | 0 | 0 | 0 | 0 | 0 | 0 | 0 | 0 | 0 | 3167.077
2025-08-07 | 4372.421 | 0 | 4.7 | 0 | 0 | 0 | 0 | 0 | 0 | 0 | 0 | 1 | 0 | 0 | 0 | 0 | 0 | 0 | 0 | 0 | 0 | 0 | 0 | 0 | 0 | 0 | 0 | 0 | 3887.4524
2025-08-07 | 5166.974 | 0 | 5.6 | 0 | 0 | 0 | 0 | 0 | 0 | 0 | 0 | 0 | 1 | 0 | 0 | 0 | 0 | 0 | 0 | 0 | 0 | 0 | 0 | 0 | 0 | 0 | 0 | 0 | 4638.3264
2025-08-07 | 5697.865 | 0 | 6.1 | 0 | 0 | 0 | 0 | 0 | 0 | 0 | 0 | 0 | 0 | 1 | 0 | 0 | 0 | 0 | 0 | 0 | 0 | 0 | 0 | 0 | 0 | 0 | 0 | 0 | 4930.6278
2025-08-07 | 5968.605 | 0 | 6.4 | 0 | 0 | 0 | 0 | 0 | 0 | 0 | 0 | 0 | 0 | 0 | 1 | 0 | 0 | 0 | 0 | 0 | 0 | 0 | 0 | 0 | 0 | 0 | 0 | 0 | 5155.8233
2025-08-07 | 6020.005 | 0 | 7.4 | 0 | 0 | 0 | 0 | 0 | 0 | 0 | 0 | 0 | 0 | 0 | 0 | 1 | 0 | 0 | 0 | 0 | 0 | 0 | 0 | 0 | 0 | 0 | 0 | 0 | 5326.4855
2025-08-07 | 6114.229 | 0 | 8.5 | 0 | 0 | 0 | 0 | 0 | 0 | 0 | 0 | 0 | 0 | 0 | 0 | 0 | 1 | 0 | 0 | 0 | 0 | 0 | 0 | 0 | 0 | 0 | 0 | 0 | 5463.535
2025-08-07 | 6174.71 | 0 | 8.6 | 0 | 0 | 0 | 0 | 0 | 0 | 0 | 0 | 0 | 0 | 0 | 0 | 0 | 0 | 1 | 0 | 0 | 0 | 0 | 0 | 0 | 0 | 0 | 0 | 0 | 5469.8308
2025-08-07 | 6164.969 | 0 | 9.3 | 0 | 0 | 0 | 0 | 0 | 0 | 0 | 0 | 0 | 0 | 0 | 0 | 0 | 0 | 0 | 1 | 0 | 0 | 0 | 0 | 0 | 0 | 0 | 0 | 0 | 5518.9187
2025-08-07 | 5950.151 | 0 | 10.3 | 0 | 0 | 0 | 0 | 0 | 0 | 0 | 0 | 0 | 0 | 0 | 0 | 0 | 0 | 0 | 0 | 1 | 0 | 0 | 0 | 0 | 0 | 0 | 0 | 0 | 5534.1935
2025-08-07 | 5325.273 | 0 | 9.6 | 0 | 0 | 0 | 0 | 0 | 0 | 0 | 0 | 0 | 0 | 0 | 0 | 0 | 0 | 0 | 0 | 0 | 1 | 0 | 0 | 0 | 0 | 0 | 0 | 0 | 5138.1619
2025-08-07 | 4694.567 | 0 | 8 | 0 | 0 | 0 | 0 | 0 | 0 | 0 | 0 | 0 | 0 | 0 | 0 | 0 | 0 | 0 | 0 | 0 | 0 | 1 | 0 | 0 | 0 | 0 | 0 | 0 | 4604.1494
2025-08-07 | 4356.771 | 0 | 7.4 | 0 | 0 | 0 | 0 | 0 | 0 | 0 | 0 | 0 | 0 | 0 | 0 | 0 | 0 | 0 | 0 | 0 | 0 | 0 | 1 | 0 | 0 | 0 | 0 | 0 | 4328.2355
2025-08-07 | 4121.174 | 0 | 5.9 | 0 | 0 | 0 | 0 | 0 | 0 | 0 | 0 | 0 | 0 | 0 | 0 | 0 | 0 | 0 | 0 | 0 | 0 | 0 | 0 | 1 | 0 | 0 | 0 | 0 | 3953.2069
2025-08-07 | 3798.303 | 0 | 5.3 | 0 | 0 | 0 | 0 | 0 | 0 | 0 | 0 | 0 | 0 | 0 | 0 | 0 | 0 | 0 | 0 | 0 | 0 | 0 | 0 | 0 | 1 | 0 | 0 | 0 | 3680.7146
2025-08-07 | 3343.575 | 0 | 4.9 | 0 | 0 | 0 | 0 | 0 | 0 | 0 | 0 | 0 | 0 | 0 | 0 | 0 | 0 | 0 | 0 | 0 | 0 | 0 | 0 | 0 | 0 | 1 | 0 | 0 | 3358.5231
2025-08-07 | 3063.015 | 0 | 4.5 | 0 | 0 | 0 | 0 | 0 | 0 | 0 | 0 | 0 | 0 | 0 | 0 | 0 | 0 | 0 | 0 | 0 | 0 | 0 | 0 | 0 | 0 | 0 | 1 | 0 | 3084.5574
2025-08-07 | 2889.241 | 0 | 4.2 | 0 | 0 | 0 | 0 | 0 | 0 | 0 | 0 | 0 | 0 | 0 | 0 | 0 | 0 | 0 | 0 | 0 | 0 | 0 | 0 | 0 | 0 | 0 | 0 | 1 | 2910.5895
2025-08-08 | 2825.993 | 0 | 4.1 | 0 | 1 | 0 | 0 | 0 | 0 | 0 | 0 | 0 | 0 | 0 | 0 | 0 | 0 | 0 | 0 | 0 | 0 | 0 | 0 | 0 | 0 | 0 | 0 | 0 | 2820.9419
2025-08-08 | 2763.908 | 0 | 3.5 | 0 | 0 | 1 | 0 | 0 | 0 | 0 | 0 | 0 | 0 | 0 | 0 | 0 | 0 | 0 | 0 | 0 | 0 | 0 | 0 | 0 | 0 | 0 | 0 | 0 | 2698.0125
2025-08-08 | 2712.227 | 0 | 3.4 | 0 | 0 | 0 | 1 | 0 | 0 | 0 | 0 | 0 | 0 | 0 | 0 | 0 | 0 | 0 | 0 | 0 | 0 | 0 | 0 | 0 | 0 | 0 | 0 | 0 | 2670.6534
2025-08-08 | 2727.43 | 0 | 3.5 | 0 | 0 | 0 | 0 | 1 | 0 | 0 | 0 | 0 | 0 | 0 | 0 | 0 | 0 | 0 | 0 | 0 | 0 | 0 | 0 | 0 | 0 | 0 | 0 | 0 | 2716.9684
2025-08-08 | 2780.956 | 0 | 3.5 | 0 | 0 | 0 | 0 | 0 | 1 | 0 | 0 | 0 | 0 | 0 | 0 | 0 | 0 | 0 | 0 | 0 | 0 | 0 | 0 | 0 | 0 | 0 | 0 | 0 | 2763.6802
2025-08-08 | 2860.089 | 0 | 3.2 | 0 | 0 | 0 | 0 | 0 | 0 | 1 | 0 | 0 | 0 | 0 | 0 | 0 | 0 | 0 | 0 | 0 | 0 | 0 | 0 | 0 | 0 | 0 | 0 | 0 | 2825.8315
2025-08-08 | 3439.039 | 0 | 3.2 | 0 | 0 | 0 | 0 | 0 | 0 | 0 | 1 | 0 | 0 | 0 | 0 | 0 | 0 | 0 | 0 | 0 | 0 | 0 | 0 | 0 | 0 | 0 | 0 | 0 | 3167.077
2025-08-08 | 4316.396 | 0 | 4.6 | 0 | 0 | 0 | 0 | 0 | 0 | 0 | 0 | 1 | 0 | 0 | 0 | 0 | 0 | 0 | 0 | 0 | 0 | 0 | 0 | 0 | 0 | 0 | 0 | 0 | 3872.8759
2025-08-08 | 5092.21 | 0 | 6.2 | 0 | 0 | 0 | 0 | 0 | 0 | 0 | 0 | 0 | 1 | 0 | 0 | 0 | 0 | 0 | 0 | 0 | 0 | 0 | 0 | 0 | 0 | 0 | 0 | 0 | 4725.7855
2025-08-08 | 5564.629 | 0 | 7.1 | 0 | 0 | 0 | 0 | 0 | 0 | 0 | 0 | 0 | 0 | 1 | 0 | 0 | 0 | 0 | 0 | 0 | 0 | 0 | 0 | 0 | 0 | 0 | 0 | 0 | 5076.3929
2025-08-08 | 5849.888 | 0 | 7.6 | 0 | 0 | 0 | 0 | 0 | 0 | 0 | 0 | 0 | 0 | 0 | 1 | 0 | 0 | 0 | 0 | 0 | 0 | 0 | 0 | 0 | 0 | 0 | 0 | 0 | 5330.7414
2025-08-08 | 5937.487 | 0 | 9.3 | 0 | 0 | 0 | 0 | 0 | 0 | 0 | 0 | 0 | 0 | 0 | 0 | 1 | 0 | 0 | 0 | 0 | 0 | 0 | 0 | 0 | 0 | 0 | 0 | 0 | 5603.4392
2025-08-08 | 6042.71 | 0 | 11.2 | 0 | 0 | 0 | 0 | 0 | 0 | 0 | 0 | 0 | 0 | 0 | 0 | 0 | 1 | 0 | 0 | 0 | 0 | 0 | 0 | 0 | 0 | 0 | 0 | 0 | 5857.1008
2025-08-08 | 6102.964 | 0 | 11.1 | 0 | 0 | 0 | 0 | 0 | 0 | 0 | 0 | 0 | 0 | 0 | 0 | 0 | 0 | 1 | 0 | 0 | 0 | 0 | 0 | 0 | 0 | 0 | 0 | 0 | 5834.2436
2025-08-08 | 6073.853 | 0 | 10.7 | 0 | 0 | 0 | 0 | 0 | 0 | 0 | 0 | 0 | 0 | 0 | 0 | 0 | 0 | 0 | 1 | 0 | 0 | 0 | 0 | 0 | 0 | 0 | 0 | 0 | 5722.9898
2025-08-08 | 5805.263 | 0 | 10.7 | 0 | 0 | 0 | 0 | 0 | 0 | 0 | 0 | 0 | 0 | 0 | 0 | 0 | 0 | 0 | 0 | 1 | 0 | 0 | 0 | 0 | 0 | 0 | 0 | 0 | 5592.4996
2025-08-08 | 5163.942 | 0 | 10.4 | 0 | 0 | 0 | 0 | 0 | 0 | 0 | 0 | 0 | 0 | 0 | 0 | 0 | 0 | 0 | 0 | 0 | 1 | 0 | 0 | 0 | 0 | 0 | 0 | 0 | 5254.774
2025-08-08 | 4663.551 | 0 | 10.6 | 0 | 0 | 0 | 0 | 0 | 0 | 0 | 0 | 0 | 0 | 0 | 0 | 0 | 0 | 0 | 0 | 0 | 0 | 1 | 0 | 0 | 0 | 0 | 0 | 0 | 4983.1387
2025-08-08 | 4307.734 | 0 | 9.9 | 0 | 0 | 0 | 0 | 0 | 0 | 0 | 0 | 0 | 0 | 0 | 0 | 0 | 0 | 0 | 0 | 0 | 0 | 0 | 1 | 0 | 0 | 0 | 0 | 0 | 4692.6483
2025-08-08 | 4180.601 | 0 | 9.3 | 0 | 0 | 0 | 0 | 0 | 0 | 0 | 0 | 0 | 0 | 0 | 0 | 0 | 0 | 0 | 0 | 0 | 0 | 0 | 0 | 1 | 0 | 0 | 0 | 0 | 4448.8083
2025-08-08 | 3900.222 | 0 | 6.9 | 0 | 0 | 0 | 0 | 0 | 0 | 0 | 0 | 0 | 0 | 0 | 0 | 0 | 0 | 0 | 0 | 0 | 0 | 0 | 0 | 0 | 1 | 0 | 0 | 0 | 3913.9388
2025-08-08 | 3529.074 | 0 | 6.4 | 0 | 0 | 0 | 0 | 0 | 0 | 0 | 0 | 0 | 0 | 0 | 0 | 0 | 0 | 0 | 0 | 0 | 0 | 0 | 0 | 0 | 0 | 1 | 0 | 0 | 3577.1707
2025-08-08 | 3252.655 | 0 | 6 | 0 | 0 | 0 | 0 | 0 | 0 | 0 | 0 | 0 | 0 | 0 | 0 | 0 | 0 | 0 | 0 | 0 | 0 | 0 | 0 | 0 | 0 | 0 | 1 | 0 | 3303.2051
2025-08-08 | 3071.576 | 0 | 5.8 | 0 | 0 | 0 | 0 | 0 | 0 | 0 | 0 | 0 | 0 | 0 | 0 | 0 | 0 | 0 | 0 | 0 | 0 | 0 | 0 | 0 | 0 | 0 | 0 | 1 | 3143.8136
2025-08-09 | 2898.182 | 0 | 5.6 | 1 | 1 | 0 | 0 | 0 | 0 | 0 | 0 | 0 | 0 | 0 | 0 | 0 | 0 | 0 | 0 | 0 | 0 | 0 | 0 | 0 | 0 | 0 | 0 | 0 | 2467.0587
2025-08-09 | 2814.471 | 0 | 5.1 | 1 | 0 | 1 | 0 | 0 | 0 | 0 | 0 | 0 | 0 | 0 | 0 | 0 | 0 | 0 | 0 | 0 | 0 | 0 | 0 | 0 | 0 | 0 | 0 | 0 | 2358.7058
2025-08-09 | 2755.714 | 0 | 4.1 | 1 | 0 | 0 | 1 | 0 | 0 | 0 | 0 | 0 | 0 | 0 | 0 | 0 | 0 | 0 | 0 | 0 | 0 | 0 | 0 | 0 | 0 | 0 | 0 | 0 | 2200.1581
2025-08-09 | 2740.047 | 0 | 4.4 | 1 | 0 | 0 | 0 | 1 | 0 | 0 | 0 | 0 | 0 | 0 | 0 | 0 | 0 | 0 | 0 | 0 | 0 | 0 | 0 | 0 | 0 | 0 | 0 | 0 | 2275.6262
2025-08-09 | 2741.428 | 0 | 4.1 | 1 | 0 | 0 | 0 | 0 | 1 | 0 | 0 | 0 | 0 | 0 | 0 | 0 | 0 | 0 | 0 | 0 | 0 | 0 | 0 | 0 | 0 | 0 | 0 | 0 | 2278.6084
2025-08-09 | 2712.061 | 0 | 4 | 1 | 0 | 0 | 0 | 0 | 0 | 1 | 0 | 0 | 0 | 0 | 0 | 0 | 0 | 0 | 0 | 0 | 0 | 0 | 0 | 0 | 0 | 0 | 0 | 0 | 2369.9127
2025-08-09 | 3063.546 | 0 | 4.3 | 1 | 0 | 0 | 0 | 0 | 0 | 0 | 1 | 0 | 0 | 0 | 0 | 0 | 0 | 0 | 0 | 0 | 0 | 0 | 0 | 0 | 0 | 0 | 0 | 0 | 2754.8877
2025-08-09 | 3534.877 | 0 | 5.7 | 1 | 0 | 0 | 0 | 0 | 0 | 0 | 0 | 1 | 0 | 0 | 0 | 0 | 0 | 0 | 0 | 0 | 0 | 0 | 0 | 0 | 0 | 0 | 0 | 0 | 3460.6866
2025-08-09 | 4127.641 | 0 | 6.9 | 1 | 0 | 0 | 0 | 0 | 0 | 0 | 0 | 0 | 1 | 0 | 0 | 0 | 0 | 0 | 0 | 0 | 0 | 0 | 0 | 0 | 0 | 0 | 0 | 0 | 4255.2902
2025-08-09 | 4782.835 | 0 | 8.7 | 1 | 0 | 0 | 0 | 0 | 0 | 0 | 0 | 0 | 0 | 1 | 0 | 0 | 0 | 0 | 0 | 0 | 0 | 0 | 0 | 0 | 0 | 0 | 0 | 0 | 4737.0862
2025-08-09 | 5111.178 | 0 | 10.8 | 1 | 0 | 0 | 0 | 0 | 0 | 0 | 0 | 0 | 0 | 0 | 1 | 0 | 0 | 0 | 0 | 0 | 0 | 0 | 0 | 0 | 0 | 0 | 0 | 0 | 5224.6589
2025-08-09 | 5155.413 | 0 | 11.2 | 1 | 0 | 0 | 0 | 0 | 0 | 0 | 0 | 0 | 0 | 0 | 0 | 1 | 0 | 0 | 0 | 0 | 0 | 0 | 0 | 0 | 0 | 0 | 0 | 0 | 5307.862
2025-08-09 | 5274.747 | 0 | 12.2 | 1 | 0 | 0 | 0 | 0 | 0 | 0 | 0 | 0 | 0 | 0 | 0 | 0 | 1 | 0 | 0 | 0 | 0 | 0 | 0 | 0 | 0 | 0 | 0 | 0 | 5430.335
2025-08-09 | 5305.041 | 0 | 12.8 | 1 | 0 | 0 | 0 | 0 | 0 | 0 | 0 | 0 | 0 | 0 | 0 | 0 | 0 | 1 | 0 | 0 | 0 | 0 | 0 | 0 | 0 | 0 | 0 | 0 | 5509.5134
2025-08-09 | 5311.901 | 0 | 13.2 | 1 | 0 | 0 | 0 | 0 | 0 | 0 | 0 | 0 | 0 | 0 | 0 | 0 | 0 | 0 | 1 | 0 | 0 | 0 | 0 | 0 | 0 | 0 | 0 | 0 | 5514.8717
2025-08-09 | 5245.709 | 0 | 12.9 | 1 | 0 | 0 | 0 | 0 | 0 | 0 | 0 | 0 | 0 | 0 | 0 | 0 | 0 | 0 | 0 | 1 | 0 | 0 | 0 | 0 | 0 | 0 | 0 | 0 | 5340.6519
2025-08-09 | 5029.147 | 0 | 12.8 | 1 | 0 | 0 | 0 | 0 | 0 | 0 | 0 | 0 | 0 | 0 | 0 | 0 | 0 | 0 | 0 | 0 | 1 | 0 | 0 | 0 | 0 | 0 | 0 | 0 | 5032.0793
2025-08-09 | 4816.271 | 0 | 14 | 1 | 0 | 0 | 0 | 0 | 0 | 0 | 0 | 0 | 0 | 0 | 0 | 0 | 0 | 0 | 0 | 0 | 0 | 1 | 0 | 0 | 0 | 0 | 0 | 0 | 4906.2091
2025-08-09 | 4520.037 | 0 | 12.7 | 1 | 0 | 0 | 0 | 0 | 0 | 0 | 0 | 0 | 0 | 0 | 0 | 0 | 0 | 0 | 0 | 0 | 0 | 0 | 1 | 0 | 0 | 0 | 0 | 0 | 4528.2597
2025-08-09 | 4220.813 | 0 | 11.2 | 1 | 0 | 0 | 0 | 0 | 0 | 0 | 0 | 0 | 0 | 0 | 0 | 0 | 0 | 0 | 0 | 0 | 0 | 0 | 0 | 1 | 0 | 0 | 0 | 0 | 4153.2311
2025-08-09 | 4009.837 | 0 | 10.8 | 1 | 0 | 0 | 0 | 0 | 0 | 0 | 0 | 0 | 0 | 0 | 0 | 0 | 0 | 0 | 0 | 0 | 0 | 0 | 0 | 0 | 1 | 0 | 0 | 0 | 3909.8918
2025-08-09 | 3681.356 | 0 | 9.2 | 1 | 0 | 0 | 0 | 0 | 0 | 0 | 0 | 0 | 0 | 0 | 0 | 0 | 0 | 0 | 0 | 0 | 0 | 0 | 0 | 0 | 0 | 1 | 0 | 0 | 3412.7821
2025-08-09 | 3379.985 | 0 | 8.7 | 1 | 0 | 0 | 0 | 0 | 0 | 0 | 0 | 0 | 0 | 0 | 0 | 0 | 0 | 0 | 0 | 0 | 0 | 0 | 0 | 0 | 0 | 0 | 1 | 0 | 3124.24
2025-08-09 | 3152.858 | 0 | 8 | 1 | 0 | 0 | 0 | 0 | 0 | 0 | 0 | 0 | 0 | 0 | 0 | 0 | 0 | 0 | 0 | 0 | 0 | 0 | 0 | 0 | 0 | 0 | 0 | 1 | 2891.966
2025-08-10 | 2970.546 | 0 | 7.5 | 1 | 1 | 0 | 0 | 0 | 0 | 0 | 0 | 0 | 0 | 0 | 0 | 0 | 0 | 0 | 0 | 0 | 0 | 0 | 0 | 0 | 0 | 0 | 0 | 0 | 2744.0124
2025-08-10 | 2915.079 | 0 | 6.5 | 1 | 0 | 1 | 0 | 0 | 0 | 0 | 0 | 0 | 0 | 0 | 0 | 0 | 0 | 0 | 0 | 0 | 0 | 0 | 0 | 0 | 0 | 0 | 0 | 0 | 2562.7769
2025-08-10 | 2841.107 | 0 | 5.8 | 1 | 0 | 0 | 1 | 0 | 0 | 0 | 0 | 0 | 0 | 0 | 0 | 0 | 0 | 0 | 0 | 0 | 0 | 0 | 0 | 0 | 0 | 0 | 0 | 0 | 2447.9588
2025-08-10 | 2842.595 | 0 | 4.6 | 1 | 0 | 0 | 0 | 1 | 0 | 0 | 0 | 0 | 0 | 0 | 0 | 0 | 0 | 0 | 0 | 0 | 0 | 0 | 0 | 0 | 0 | 0 | 0 | 0 | 2304.7792
2025-08-10 | 2833.861 | 0 | 4.4 | 1 | 0 | 0 | 0 | 0 | 1 | 0 | 0 | 0 | 0 | 0 | 0 | 0 | 0 | 0 | 0 | 0 | 0 | 0 | 0 | 0 | 0 | 0 | 0 | 0 | 2322.338
2025-08-10 | 2791.435 | 0 | 3.2 | 1 | 0 | 0 | 0 | 0 | 0 | 1 | 0 | 0 | 0 | 0 | 0 | 0 | 0 | 0 | 0 | 0 | 0 | 0 | 0 | 0 | 0 | 0 | 0 | 0 | 2253.3006
2025-08-10 | 3004.541 | 0 | 5.2 | 1 | 0 | 0 | 0 | 0 | 0 | 0 | 1 | 0 | 0 | 0 | 0 | 0 | 0 | 0 | 0 | 0 | 0 | 0 | 0 | 0 | 0 | 0 | 0 | 0 | 2886.0763
2025-08-10 | 3421.579 | 0 | 6.7 | 1 | 0 | 0 | 0 | 0 | 0 | 0 | 0 | 1 | 0 | 0 | 0 | 0 | 0 | 0 | 0 | 0 | 0 | 0 | 0 | 0 | 0 | 0 | 0 | 0 | 3606.4517
2025-08-10 | 4029.595 | 0 | 8.7 | 1 | 0 | 0 | 0 | 0 | 0 | 0 | 0 | 0 | 1 | 0 | 0 | 0 | 0 | 0 | 0 | 0 | 0 | 0 | 0 | 0 | 0 | 0 | 0 | 0 | 4517.6674
2025-08-10 | 4606.824 | 0 | 9.7 | 1 | 0 | 0 | 0 | 0 | 0 | 0 | 0 | 0 | 0 | 1 | 0 | 0 | 0 | 0 | 0 | 0 | 0 | 0 | 0 | 0 | 0 | 0 | 0 | 0 | 4882.8513
2025-08-10 | 4904.239 | 0 | 10.7 | 1 | 0 | 0 | 0 | 0 | 0 | 0 | 0 | 0 | 0 | 0 | 1 | 0 | 0 | 0 | 0 | 0 | 0 | 0 | 0 | 0 | 0 | 0 | 0 | 0 | 5210.0824
2025-08-10 | 4976.846 | 0 | 11.1 | 1 | 0 | 0 | 0 | 0 | 0 | 0 | 0 | 0 | 0 | 0 | 0 | 1 | 0 | 0 | 0 | 0 | 0 | 0 | 0 | 0 | 0 | 0 | 0 | 0 | 5293.2855
2025-08-10 | 5113.346 | 0 | 12.7 | 1 | 0 | 0 | 0 | 0 | 0 | 0 | 0 | 0 | 0 | 0 | 0 | 0 | 1 | 0 | 0 | 0 | 0 | 0 | 0 | 0 | 0 | 0 | 0 | 0 | 5503.2176
2025-08-10 | 5094.786 | 0 | 13.8 | 1 | 0 | 0 | 0 | 0 | 0 | 0 | 0 | 0 | 0 | 0 | 0 | 0 | 0 | 1 | 0 | 0 | 0 | 0 | 0 | 0 | 0 | 0 | 0 | 0 | 5655.2785
2025-08-10 | 5080.007 | 0 | 14 | 1 | 0 | 0 | 0 | 0 | 0 | 0 | 0 | 0 | 0 | 0 | 0 | 0 | 0 | 0 | 1 | 0 | 0 | 0 | 0 | 0 | 0 | 0 | 0 | 0 | 5631.4838
2025-08-10 | 5119.472 | 0 | 13.3 | 1 | 0 | 0 | 0 | 0 | 0 | 0 | 0 | 0 | 0 | 0 | 0 | 0 | 0 | 0 | 0 | 1 | 0 | 0 | 0 | 0 | 0 | 0 | 0 | 0 | 5398.9579
2025-08-10 | 4946.061 | 0 | 14 | 1 | 0 | 0 | 0 | 0 | 0 | 0 | 0 | 0 | 0 | 0 | 0 | 0 | 0 | 0 | 0 | 0 | 1 | 0 | 0 | 0 | 0 | 0 | 0 | 0 | 5206.9974
2025-08-10 | 4755.531 | 0 | 13.4 | 1 | 0 | 0 | 0 | 0 | 0 | 0 | 0 | 0 | 0 | 0 | 0 | 0 | 0 | 0 | 0 | 0 | 0 | 1 | 0 | 0 | 0 | 0 | 0 | 0 | 4818.7501
2025-08-10 | 4436.433 | 0 | 12.2 | 1 | 0 | 0 | 0 | 0 | 0 | 0 | 0 | 0 | 0 | 0 | 0 | 0 | 0 | 0 | 0 | 0 | 0 | 0 | 1 | 0 | 0 | 0 | 0 | 0 | 4455.3771
2025-08-10 | 4267.639 | 0 | 11.3 | 1 | 0 | 0 | 0 | 0 | 0 | 0 | 0 | 0 | 0 | 0 | 0 | 0 | 0 | 0 | 0 | 0 | 0 | 0 | 0 | 1 | 0 | 0 | 0 | 0 | 4167.8076
2025-08-10 | 3947.83 | 0 | 10.5 | 1 | 0 | 0 | 0 | 0 | 0 | 0 | 0 | 0 | 0 | 0 | 0 | 0 | 0 | 0 | 0 | 0 | 0 | 0 | 0 | 0 | 1 | 0 | 0 | 0 | 3866.1622
2025-08-10 | 3599.389 | 0 | 9.6 | 1 | 0 | 0 | 0 | 0 | 0 | 0 | 0 | 0 | 0 | 0 | 0 | 0 | 0 | 0 | 0 | 0 | 0 | 0 | 0 | 0 | 0 | 1 | 0 | 0 | 3471.0882
2025-08-10 | 3249.199 | 0 | 9.1 | 1 | 0 | 0 | 0 | 0 | 0 | 0 | 0 | 0 | 0 | 0 | 0 | 0 | 0 | 0 | 0 | 0 | 0 | 0 | 0 | 0 | 0 | 0 | 1 | 0 | 3182.546
2025-08-10 | 3099.189 | 0 | 7.8 | 1 | 0 | 0 | 0 | 0 | 0 | 0 | 0 | 0 | 0 | 0 | 0 | 0 | 0 | 0 | 0 | 0 | 0 | 0 | 0 | 0 | 0 | 0 | 0 | 1 | 2862.813
2025-08-11 | 2988.061 | 0 | 7.3 | 0 | 1 | 0 | 0 | 0 | 0 | 0 | 0 | 0 | 0 | 0 | 0 | 0 | 0 | 0 | 0 | 0 | 0 | 0 | 0 | 0 | 0 | 0 | 0 | 0 | 3287.3902
2025-08-11 | 2942.104 | 0 | 6.9 | 0 | 0 | 1 | 0 | 0 | 0 | 0 | 0 | 0 | 0 | 0 | 0 | 0 | 0 | 0 | 0 | 0 | 0 | 0 | 0 | 0 | 0 | 0 | 0 | 0 | 3193.6138
2025-08-11 | 2916.456 | 0 | 4.7 | 0 | 0 | 0 | 1 | 0 | 0 | 0 | 0 | 0 | 0 | 0 | 0 | 0 | 0 | 0 | 0 | 0 | 0 | 0 | 0 | 0 | 0 | 0 | 0 | 0 | 2860.148
2025-08-11 | 2917.783 | 0 | 4.4 | 0 | 0 | 0 | 0 | 1 | 0 | 0 | 0 | 0 | 0 | 0 | 0 | 0 | 0 | 0 | 0 | 0 | 0 | 0 | 0 | 0 | 0 | 0 | 0 | 0 | 2848.157
2025-08-11 | 2984.582 | 0 | 4.5 | 0 | 0 | 0 | 0 | 0 | 1 | 0 | 0 | 0 | 0 | 0 | 0 | 0 | 0 | 0 | 0 | 0 | 0 | 0 | 0 | 0 | 0 | 0 | 0 | 0 | 2909.4453
2025-08-11 | 3043.855 | 0 | 5.4 | 0 | 0 | 0 | 0 | 0 | 0 | 1 | 0 | 0 | 0 | 0 | 0 | 0 | 0 | 0 | 0 | 0 | 0 | 0 | 0 | 0 | 0 | 0 | 0 | 0 | 3146.5147
2025-08-11 | 3665.331 | 0 | 5.4 | 0 | 0 | 0 | 0 | 0 | 0 | 0 | 1 | 0 | 0 | 0 | 0 | 0 | 0 | 0 | 0 | 0 | 0 | 0 | 0 | 0 | 0 | 0 | 0 | 0 | 3487.7602
2025-08-11 | 4621.14 | 0 | 6.6 | 0 | 0 | 0 | 0 | 0 | 0 | 0 | 0 | 1 | 0 | 0 | 0 | 0 | 0 | 0 | 0 | 0 | 0 | 0 | 0 | 0 | 0 | 0 | 0 | 0 | 4164.406
2025-08-11 | 5517.777 | 0 | 8.6 | 0 | 0 | 0 | 0 | 0 | 0 | 0 | 0 | 0 | 1 | 0 | 0 | 0 | 0 | 0 | 0 | 0 | 0 | 0 | 0 | 0 | 0 | 0 | 0 | 0 | 5075.6217
2025-08-11 | 6156.647 | 0 | 10.6 | 0 | 0 | 0 | 0 | 0 | 0 | 0 | 0 | 0 | 0 | 1 | 0 | 0 | 0 | 0 | 0 | 0 | 0 | 0 | 0 | 0 | 0 | 0 | 0 | 0 | 5586.5707
2025-08-11 | 6344.166 | 0 | 11.9 | 0 | 0 | 0 | 0 | 0 | 0 | 0 | 0 | 0 | 0 | 0 | 1 | 0 | 0 | 0 | 0 | 0 | 0 | 0 | 0 | 0 | 0 | 0 | 0 | 0 | 5957.5313
2025-08-11 | 6417.457 | 0 | 12.1 | 0 | 0 | 0 | 0 | 0 | 0 | 0 | 0 | 0 | 0 | 0 | 0 | 1 | 0 | 0 | 0 | 0 | 0 | 0 | 0 | 0 | 0 | 0 | 0 | 0 | 6011.5815
2025-08-11 | 6541.035 | 0 | 12 | 0 | 0 | 0 | 0 | 0 | 0 | 0 | 0 | 0 | 0 | 0 | 0 | 0 | 1 | 0 | 0 | 0 | 0 | 0 | 0 | 0 | 0 | 0 | 0 | 0 | 5973.7129
2025-08-11 | 6594.775 | 0 | 13.6 | 0 | 0 | 0 | 0 | 0 | 0 | 0 | 0 | 0 | 0 | 0 | 0 | 0 | 0 | 1 | 0 | 0 | 0 | 0 | 0 | 0 | 0 | 0 | 0 | 0 | 6198.6563
2025-08-11 | 6621.021 | 0 | 14.3 | 0 | 0 | 0 | 0 | 0 | 0 | 0 | 0 | 0 | 0 | 0 | 0 | 0 | 0 | 0 | 1 | 0 | 0 | 0 | 0 | 0 | 0 | 0 | 0 | 0 | 6247.7441
2025-08-11 | 6322.291 | 0 | 13.1 | 0 | 0 | 0 | 0 | 0 | 0 | 0 | 0 | 0 | 0 | 0 | 0 | 0 | 0 | 0 | 0 | 1 | 0 | 0 | 0 | 0 | 0 | 0 | 0 | 0 | 5942.3358
2025-08-11 | 5708.036 | 0 | 13.8 | 0 | 0 | 0 | 0 | 0 | 0 | 0 | 0 | 0 | 0 | 0 | 0 | 0 | 0 | 0 | 0 | 0 | 1 | 0 | 0 | 0 | 0 | 0 | 0 | 0 | 5750.3753
2025-08-11 | 5142.448 | 0 | 14.2 | 0 | 0 | 0 | 0 | 0 | 0 | 0 | 0 | 0 | 0 | 0 | 0 | 0 | 0 | 0 | 0 | 0 | 0 | 1 | 0 | 0 | 0 | 0 | 0 | 0 | 5507.893
2025-08-11 | 4835.516 | 0 | 13.4 | 0 | 0 | 0 | 0 | 0 | 0 | 0 | 0 | 0 | 0 | 0 | 0 | 0 | 0 | 0 | 0 | 0 | 0 | 0 | 1 | 0 | 0 | 0 | 0 | 0 | 5202.8261
2025-08-11 | 4533.5 | 0 | 12.5 | 0 | 0 | 0 | 0 | 0 | 0 | 0 | 0 | 0 | 0 | 0 | 0 | 0 | 0 | 0 | 0 | 0 | 0 | 0 | 0 | 1 | 0 | 0 | 0 | 0 | 4915.2566
2025-08-11 | 4213.912 | 0 | 11.4 | 0 | 0 | 0 | 0 | 0 | 0 | 0 | 0 | 0 | 0 | 0 | 0 | 0 | 0 | 0 | 0 | 0 | 0 | 0 | 0 | 0 | 1 | 0 | 0 | 0 | 4569.8817
2025-08-11 | 3803.447 | 0 | 10.8 | 0 | 0 | 0 | 0 | 0 | 0 | 0 | 0 | 0 | 0 | 0 | 0 | 0 | 0 | 0 | 0 | 0 | 0 | 0 | 0 | 0 | 0 | 1 | 0 | 0 | 4218.5371
2025-08-11 | 3475.884 | 0 | 9.9 | 0 | 0 | 0 | 0 | 0 | 0 | 0 | 0 | 0 | 0 | 0 | 0 | 0 | 0 | 0 | 0 | 0 | 0 | 0 | 0 | 0 | 0 | 0 | 1 | 0 | 3871.6889
2025-08-11 | 3243.301 | 0 | 8.8 | 0 | 0 | 0 | 0 | 0 | 0 | 0 | 0 | 0 | 0 | 0 | 0 | 0 | 0 | 0 | 0 | 0 | 0 | 0 | 0 | 0 | 0 | 0 | 0 | 1 | 3581.1089
2025-08-12 | 3122.876 | 0 | 8.2 | 0 | 1 | 0 | 0 | 0 | 0 | 0 | 0 | 0 | 0 | 0 | 0 | 0 | 0 | 0 | 0 | 0 | 0 | 0 | 0 | 0 | 0 | 0 | 0 | 0 | 3418.5788
2025-08-12 | 3033.536 | 0 | 7.4 | 0 | 0 | 1 | 0 | 0 | 0 | 0 | 0 | 0 | 0 | 0 | 0 | 0 | 0 | 0 | 0 | 0 | 0 | 0 | 0 | 0 | 0 | 0 | 0 | 0 | 3266.4964
2025-08-12 | 2965.275 | 0 | 6.9 | 0 | 0 | 0 | 1 | 0 | 0 | 0 | 0 | 0 | 0 | 0 | 0 | 0 | 0 | 0 | 0 | 0 | 0 | 0 | 0 | 0 | 0 | 0 | 0 | 0 | 3180.8312
2025-08-12 | 3007.146 | 0 | 6.7 | 0 | 0 | 0 | 0 | 1 | 0 | 0 | 0 | 0 | 0 | 0 | 0 | 0 | 0 | 0 | 0 | 0 | 0 | 0 | 0 | 0 | 0 | 0 | 0 | 0 | 3183.4167
2025-08-12 | 3090.7 | 0 | 6.7 | 0 | 0 | 0 | 0 | 0 | 1 | 0 | 0 | 0 | 0 | 0 | 0 | 0 | 0 | 0 | 0 | 0 | 0 | 0 | 0 | 0 | 0 | 0 | 0 | 0 | 3230.1285
2025-08-12 | 3220.804 | 0 | 6.2 | 0 | 0 | 0 | 0 | 0 | 0 | 1 | 0 | 0 | 0 | 0 | 0 | 0 | 0 | 0 | 0 | 0 | 0 | 0 | 0 | 0 | 0 | 0 | 0 | 0 | 3263.1267
2025-08-12 | 3850.312 | 0 | 6.5 | 0 | 0 | 0 | 0 | 0 | 0 | 0 | 1 | 0 | 0 | 0 | 0 | 0 | 0 | 0 | 0 | 0 | 0 | 0 | 0 | 0 | 0 | 0 | 0 | 0 | 3648.1018
2025-08-12 | 4739.667 | 0 | 8.4 | 0 | 0 | 0 | 0 | 0 | 0 | 0 | 0 | 1 | 0 | 0 | 0 | 0 | 0 | 0 | 0 | 0 | 0 | 0 | 0 | 0 | 0 | 0 | 0 | 0 | 4426.7832
2025-08-12 | 5654.534 | 0 | 9.8 | 0 | 0 | 0 | 0 | 0 | 0 | 0 | 0 | 0 | 1 | 0 | 0 | 0 | 0 | 0 | 0 | 0 | 0 | 0 | 0 | 0 | 0 | 0 | 0 | 0 | 5250.5398
2025-08-12 | 6225.456 | 0 | 11.8 | 0 | 0 | 0 | 0 | 0 | 0 | 0 | 0 | 0 | 0 | 1 | 0 | 0 | 0 | 0 | 0 | 0 | 0 | 0 | 0 | 0 | 0 | 0 | 0 | 0 | 5761.4888
2025-08-12 | 6617.195 | 0 | 10.9 | 0 | 0 | 0 | 0 | 0 | 0 | 0 | 0 | 0 | 0 | 0 | 1 | 0 | 0 | 0 | 0 | 0 | 0 | 0 | 0 | 0 | 0 | 0 | 0 | 0 | 5811.7662
2025-08-12 | 6799.308 | 0 | 11.9 | 0 | 0 | 0 | 0 | 0 | 0 | 0 | 0 | 0 | 0 | 0 | 0 | 1 | 0 | 0 | 0 | 0 | 0 | 0 | 0 | 0 | 0 | 0 | 0 | 0 | 5982.4284
2025-08-12 | 6885.698 | 0 | 14 | 0 | 0 | 0 | 0 | 0 | 0 | 0 | 0 | 0 | 0 | 0 | 0 | 0 | 1 | 0 | 0 | 0 | 0 | 0 | 0 | 0 | 0 | 0 | 0 | 0 | 6265.243
2025-08-12 | 6966.365 | 0 | 15.8 | 0 | 0 | 0 | 0 | 0 | 0 | 0 | 0 | 0 | 0 | 0 | 0 | 0 | 0 | 1 | 0 | 0 | 0 | 0 | 0 | 0 | 0 | 0 | 0 | 0 | 6519.3395
2025-08-12 | 6974.391 | 0 | 14.2 | 0 | 0 | 0 | 0 | 0 | 0 | 0 | 0 | 0 | 0 | 0 | 0 | 0 | 0 | 0 | 1 | 0 | 0 | 0 | 0 | 0 | 0 | 0 | 0 | 0 | 6233.1676
2025-08-12 | 6792.572 | 0 | 7.7 | 0 | 0 | 0 | 0 | 0 | 0 | 0 | 0 | 0 | 0 | 0 | 0 | 0 | 0 | 0 | 0 | 1 | 0 | 0 | 0 | 0 | 0 | 0 | 0 | 0 | 5155.2043
2025-08-12 | 6093.559 | 0 | 6.2 | 0 | 0 | 0 | 0 | 0 | 0 | 0 | 0 | 0 | 0 | 0 | 0 | 0 | 0 | 0 | 0 | 0 | 1 | 0 | 0 | 0 | 0 | 0 | 0 | 0 | 4642.5606
2025-08-12 | 5545.329 | 0 | 9.4 | 0 | 0 | 0 | 0 | 0 | 0 | 0 | 0 | 0 | 0 | 0 | 0 | 0 | 0 | 0 | 0 | 0 | 0 | 1 | 0 | 0 | 0 | 0 | 0 | 0 | 4808.2206
2025-08-12 | 5040.23 | 0 | 9.5 | 0 | 0 | 0 | 0 | 0 | 0 | 0 | 0 | 0 | 0 | 0 | 0 | 0 | 0 | 0 | 0 | 0 | 0 | 0 | 1 | 0 | 0 | 0 | 0 | 0 | 4634.3422
2025-08-12 | 4769.344 | 0 | 8.2 | 0 | 0 | 0 | 0 | 0 | 0 | 0 | 0 | 0 | 0 | 0 | 0 | 0 | 0 | 0 | 0 | 0 | 0 | 0 | 0 | 1 | 0 | 0 | 0 | 0 | 4288.4667
2025-08-12 | 4423.156 | 0 | 6.9 | 0 | 0 | 0 | 0 | 0 | 0 | 0 | 0 | 0 | 0 | 0 | 0 | 0 | 0 | 0 | 0 | 0 | 0 | 0 | 0 | 0 | 1 | 0 | 0 | 0 | 3913.9388
2025-08-12 | 3978.163 | 0 | 7.9 | 0 | 0 | 0 | 0 | 0 | 0 | 0 | 0 | 0 | 0 | 0 | 0 | 0 | 0 | 0 | 0 | 0 | 0 | 0 | 0 | 0 | 0 | 1 | 0 | 0 | 3795.8184
2025-08-12 | 3675.77 | 0 | 7.8 | 0 | 0 | 0 | 0 | 0 | 0 | 0 | 0 | 0 | 0 | 0 | 0 | 0 | 0 | 0 | 0 | 0 | 0 | 0 | 0 | 0 | 0 | 0 | 1 | 0 | 3565.5823
2025-08-12 | 3483.109 | 0 | 7.3 | 0 | 0 | 0 | 0 | 0 | 0 | 0 | 0 | 0 | 0 | 0 | 0 | 0 | 0 | 0 | 0 | 0 | 0 | 0 | 0 | 0 | 0 | 0 | 0 | 1 | 3362.4613
2025-08-13 | 3375.594 | 0 | 6.8 | 0 | 1 | 0 | 0 | 0 | 0 | 0 | 0 | 0 | 0 | 0 | 0 | 0 | 0 | 0 | 0 | 0 | 0 | 0 | 0 | 0 | 0 | 0 | 0 | 0 | 3214.5077
2025-08-13 | 3338.124 | 0 | 6.3 | 0 | 0 | 1 | 0 | 0 | 0 | 0 | 0 | 0 | 0 | 0 | 0 | 0 | 0 | 0 | 0 | 0 | 0 | 0 | 0 | 0 | 0 | 0 | 0 | 0 | 3106.1548
2025-08-13 | 3254.827 | 0 | 5.1 | 0 | 0 | 0 | 1 | 0 | 0 | 0 | 0 | 0 | 0 | 0 | 0 | 0 | 0 | 0 | 0 | 0 | 0 | 0 | 0 | 0 | 0 | 0 | 0 | 0 | 2918.4541
2025-08-13 | 3295.364 | 0 | 3.1 | 0 | 0 | 0 | 0 | 1 | 0 | 0 | 0 | 0 | 0 | 0 | 0 | 0 | 0 | 0 | 0 | 0 | 0 | 0 | 0 | 0 | 0 | 0 | 0 | 0 | 2658.6624
2025-08-13 | 3397.653 | 0 | 3.5 | 0 | 0 | 0 | 0 | 0 | 1 | 0 | 0 | 0 | 0 | 0 | 0 | 0 | 0 | 0 | 0 | 0 | 0 | 0 | 0 | 0 | 0 | 0 | 0 | 0 | 2763.6802
2025-08-13 | 3467.927 | 0 | 2.9 | 0 | 0 | 0 | 0 | 0 | 0 | 1 | 0 | 0 | 0 | 0 | 0 | 0 | 0 | 0 | 0 | 0 | 0 | 0 | 0 | 0 | 0 | 0 | 0 | 0 | 2782.1019
2025-08-13 | 4000.524 | 0 | 3.4 | 0 | 0 | 0 | 0 | 0 | 0 | 0 | 1 | 0 | 0 | 0 | 0 | 0 | 0 | 0 | 0 | 0 | 0 | 0 | 0 | 0 | 0 | 0 | 0 | 0 | 3196.23
2025-08-13 | 4738.334 | 0 | 3.7 | 0 | 0 | 0 | 0 | 0 | 0 | 0 | 0 | 1 | 0 | 0 | 0 | 0 | 0 | 0 | 0 | 0 | 0 | 0 | 0 | 0 | 0 | 0 | 0 | 0 | 3741.6873
2025-08-13 | 5536.711 | 0 | 4.3 | 0 | 0 | 0 | 0 | 0 | 0 | 0 | 0 | 0 | 1 | 0 | 0 | 0 | 0 | 0 | 0 | 0 | 0 | 0 | 0 | 0 | 0 | 0 | 0 | 0 | 4448.8318
2025-08-13 | 6071.726 | 0 | 4.9 | 0 | 0 | 0 | 0 | 0 | 0 | 0 | 0 | 0 | 0 | 1 | 0 | 0 | 0 | 0 | 0 | 0 | 0 | 0 | 0 | 0 | 0 | 0 | 0 | 0 | 4755.7097
2025-08-13 | 6440.306 | 0 | 6.5 | 0 | 0 | 0 | 0 | 0 | 0 | 0 | 0 | 0 | 0 | 0 | 1 | 0 | 0 | 0 | 0 | 0 | 0 | 0 | 0 | 0 | 0 | 0 | 0 | 0 | 5170.3998
2025-08-13 | 6377.59 | 0 | 8.2 | 0 | 0 | 0 | 0 | 0 | 0 | 0 | 0 | 0 | 0 | 0 | 0 | 1 | 0 | 0 | 0 | 0 | 0 | 0 | 0 | 0 | 0 | 0 | 0 | 0 | 5443.0976
2025-08-13 | 6495.854 | 0 | 9.1 | 0 | 0 | 0 | 0 | 0 | 0 | 0 | 0 | 0 | 0 | 0 | 0 | 0 | 1 | 0 | 0 | 0 | 0 | 0 | 0 | 0 | 0 | 0 | 0 | 0 | 5550.9941
2025-08-13 | 6651.365 | 0 | 10.3 | 0 | 0 | 0 | 0 | 0 | 0 | 0 | 0 | 0 | 0 | 0 | 0 | 0 | 0 | 1 | 0 | 0 | 0 | 0 | 0 | 0 | 0 | 0 | 0 | 0 | 5717.6315
2025-08-13 | 6661.03 | 0 | 11.6 | 0 | 0 | 0 | 0 | 0 | 0 | 0 | 0 | 0 | 0 | 0 | 0 | 0 | 0 | 0 | 1 | 0 | 0 | 0 | 0 | 0 | 0 | 0 | 0 | 0 | 5854.1784
2025-08-13 | 6444.691 | 0 | 12.1 | 0 | 0 | 0 | 0 | 0 | 0 | 0 | 0 | 0 | 0 | 0 | 0 | 0 | 0 | 0 | 0 | 1 | 0 | 0 | 0 | 0 | 0 | 0 | 0 | 0 | 5796.5707
2025-08-13 | 5747.73 | 0 | 11.4 | 0 | 0 | 0 | 0 | 0 | 0 | 0 | 0 | 0 | 0 | 0 | 0 | 0 | 0 | 0 | 0 | 0 | 1 | 0 | 0 | 0 | 0 | 0 | 0 | 0 | 5400.539
2025-08-13 | 5250.964 | 0 | 10.3 | 0 | 0 | 0 | 0 | 0 | 0 | 0 | 0 | 0 | 0 | 0 | 0 | 0 | 0 | 0 | 0 | 0 | 0 | 1 | 0 | 0 | 0 | 0 | 0 | 0 | 4939.4092
2025-08-13 | 4829.308 | 0 | 9.2 | 0 | 0 | 0 | 0 | 0 | 0 | 0 | 0 | 0 | 0 | 0 | 0 | 0 | 0 | 0 | 0 | 0 | 0 | 0 | 1 | 0 | 0 | 0 | 0 | 0 | 4590.6127
2025-08-13 | 4601.9 | 0 | 7.9 | 0 | 0 | 0 | 0 | 0 | 0 | 0 | 0 | 0 | 0 | 0 | 0 | 0 | 0 | 0 | 0 | 0 | 0 | 0 | 0 | 1 | 0 | 0 | 0 | 0 | 4244.7371
2025-08-13 | 4315.669 | 0 | 6.7 | 0 | 0 | 0 | 0 | 0 | 0 | 0 | 0 | 0 | 0 | 0 | 0 | 0 | 0 | 0 | 0 | 0 | 0 | 0 | 0 | 0 | 1 | 0 | 0 | 0 | 3884.7857
2025-08-13 | 3801.917 | 0 | 5.4 | 0 | 0 | 0 | 0 | 0 | 0 | 0 | 0 | 0 | 0 | 0 | 0 | 0 | 0 | 0 | 0 | 0 | 0 | 0 | 0 | 0 | 0 | 1 | 0 | 0 | 3431.4056
2025-08-13 | 3449.813 | 0 | 4.5 | 0 | 0 | 0 | 0 | 0 | 0 | 0 | 0 | 0 | 0 | 0 | 0 | 0 | 0 | 0 | 0 | 0 | 0 | 0 | 0 | 0 | 0 | 0 | 1 | 0 | 3084.5574
2025-08-13 | 3234.201 | 0 | 3.6 | 0 | 0 | 0 | 0 | 0 | 0 | 0 | 0 | 0 | 0 | 0 | 0 | 0 | 0 | 0 | 0 | 0 | 0 | 0 | 0 | 0 | 0 | 0 | 0 | 1 | 2823.1304
2025-08-14 | 3145.785 | 0 | 2.8 | 0 | 1 | 0 | 0 | 0 | 0 | 0 | 0 | 0 | 0 | 0 | 0 | 0 | 0 | 0 | 0 | 0 | 0 | 0 | 0 | 0 | 0 | 0 | 0 | 0 | 2631.4473
2025-08-14 | 3034.166 | 0 | 2 | 0 | 0 | 1 | 0 | 0 | 0 | 0 | 0 | 0 | 0 | 0 | 0 | 0 | 0 | 0 | 0 | 0 | 0 | 0 | 0 | 0 | 0 | 0 | 0 | 0 | 2479.3649
2025-08-14 | 2971.871 | 0 | 1.5 | 0 | 0 | 0 | 1 | 0 | 0 | 0 | 0 | 0 | 0 | 0 | 0 | 0 | 0 | 0 | 0 | 0 | 0 | 0 | 0 | 0 | 0 | 0 | 0 | 0 | 2393.6997
2025-08-14 | 2982.083 | 0 | 1.3 | 0 | 0 | 0 | 0 | 1 | 0 | 0 | 0 | 0 | 0 | 0 | 0 | 0 | 0 | 0 | 0 | 0 | 0 | 0 | 0 | 0 | 0 | 0 | 0 | 0 | 2396.2852
2025-08-14 | 3045.409 | 0 | 0.8 | 0 | 0 | 0 | 0 | 0 | 1 | 0 | 0 | 0 | 0 | 0 | 0 | 0 | 0 | 0 | 0 | 0 | 0 | 0 | 0 | 0 | 0 | 0 | 0 | 0 | 2370.1145
2025-08-14 | 3080.243 | 0 | 0.7 | 0 | 0 | 0 | 0 | 0 | 0 | 1 | 0 | 0 | 0 | 0 | 0 | 0 | 0 | 0 | 0 | 0 | 0 | 0 | 0 | 0 | 0 | 0 | 0 | 0 | 2461.4187
2025-08-14 | 3630.308 | 0 | 1.4 | 0 | 0 | 0 | 0 | 0 | 0 | 0 | 1 | 0 | 0 | 0 | 0 | 0 | 0 | 0 | 0 | 0 | 0 | 0 | 0 | 0 | 0 | 0 | 0 | 0 | 2904.6998
2025-08-14 | 4526.471 | 0 | 2.5 | 0 | 0 | 0 | 0 | 0 | 0 | 0 | 0 | 1 | 0 | 0 | 0 | 0 | 0 | 0 | 0 | 0 | 0 | 0 | 0 | 0 | 0 | 0 | 0 | 0 | 3566.7692
2025-08-14 | 5363.528 | 0 | 4.4 | 0 | 0 | 0 | 0 | 0 | 0 | 0 | 0 | 0 | 1 | 0 | 0 | 0 | 0 | 0 | 0 | 0 | 0 | 0 | 0 | 0 | 0 | 0 | 0 | 0 | 4463.4083
2025-08-14 | 5819.174 | 0 | 6.2 | 0 | 0 | 0 | 0 | 0 | 0 | 0 | 0 | 0 | 0 | 1 | 0 | 0 | 0 | 0 | 0 | 0 | 0 | 0 | 0 | 0 | 0 | 0 | 0 | 0 | 4945.2043
2025-08-14 | 6124.372 | 0 | 7.4 | 0 | 0 | 0 | 0 | 0 | 0 | 0 | 0 | 0 | 0 | 0 | 1 | 0 | 0 | 0 | 0 | 0 | 0 | 0 | 0 | 0 | 0 | 0 | 0 | 0 | 5301.5884
2025-08-14 | 6345.26 | 0 | 8.2 | 0 | 0 | 0 | 0 | 0 | 0 | 0 | 0 | 0 | 0 | 0 | 0 | 1 | 0 | 0 | 0 | 0 | 0 | 0 | 0 | 0 | 0 | 0 | 0 | 0 | 5443.0976
2025-08-14 | 6392.006 | 0 | 9.1 | 0 | 0 | 0 | 0 | 0 | 0 | 0 | 0 | 0 | 0 | 0 | 0 | 0 | 1 | 0 | 0 | 0 | 0 | 0 | 0 | 0 | 0 | 0 | 0 | 0 | 5550.9941
2025-08-14 | 6401.707 | 0 | 8.9 | 0 | 0 | 0 | 0 | 0 | 0 | 0 | 0 | 0 | 0 | 0 | 0 | 0 | 0 | 1 | 0 | 0 | 0 | 0 | 0 | 0 | 0 | 0 | 0 | 0 | 5513.5604
2025-08-14 | 6403.331 | 0 | 9 | 0 | 0 | 0 | 0 | 0 | 0 | 0 | 0 | 0 | 0 | 0 | 0 | 0 | 0 | 0 | 1 | 0 | 0 | 0 | 0 | 0 | 0 | 0 | 0 | 0 | 5475.1891
2025-08-14 | 6200.307 | 0 | 9.3 | 0 | 0 | 0 | 0 | 0 | 0 | 0 | 0 | 0 | 0 | 0 | 0 | 0 | 0 | 0 | 0 | 1 | 0 | 0 | 0 | 0 | 0 | 0 | 0 | 0 | 5388.4284
2025-08-14 | 5588.029 | 0 | 9 | 0 | 0 | 0 | 0 | 0 | 0 | 0 | 0 | 0 | 0 | 0 | 0 | 0 | 0 | 0 | 0 | 0 | 1 | 0 | 0 | 0 | 0 | 0 | 0 | 0 | 5050.7028
2025-08-14 | 5067.882 | 0 | 8.8 | 0 | 0 | 0 | 0 | 0 | 0 | 0 | 0 | 0 | 0 | 0 | 0 | 0 | 0 | 0 | 0 | 0 | 0 | 1 | 0 | 0 | 0 | 0 | 0 | 0 | 4720.7615
2025-08-14 | 4724.958 | 0 | 8.2 | 0 | 0 | 0 | 0 | 0 | 0 | 0 | 0 | 0 | 0 | 0 | 0 | 0 | 0 | 0 | 0 | 0 | 0 | 0 | 1 | 0 | 0 | 0 | 0 | 0 | 4444.8476
2025-08-14 | 4360.019 | 0 | 7.6 | 0 | 0 | 0 | 0 | 0 | 0 | 0 | 0 | 0 | 0 | 0 | 0 | 0 | 0 | 0 | 0 | 0 | 0 | 0 | 0 | 1 | 0 | 0 | 0 | 0 | 4201.0076
2025-08-14 | 4007.317 | 0 | 6 | 0 | 0 | 0 | 0 | 0 | 0 | 0 | 0 | 0 | 0 | 0 | 0 | 0 | 0 | 0 | 0 | 0 | 0 | 0 | 0 | 0 | 1 | 0 | 0 | 0 | 3782.7502
2025-08-14 | 3573.53 | 0 | 5.5 | 0 | 0 | 0 | 0 | 0 | 0 | 0 | 0 | 0 | 0 | 0 | 0 | 0 | 0 | 0 | 0 | 0 | 0 | 0 | 0 | 0 | 0 | 1 | 0 | 0 | 3445.9821
2025-08-14 | 3265.92 | 0 | 5 | 0 | 0 | 0 | 0 | 0 | 0 | 0 | 0 | 0 | 0 | 0 | 0 | 0 | 0 | 0 | 0 | 0 | 0 | 0 | 0 | 0 | 0 | 0 | 1 | 0 | 3157.44
2025-08-14 | 3059.876 | 0 | 4.8 | 0 | 0 | 0 | 0 | 0 | 0 | 0 | 0 | 0 | 0 | 0 | 0 | 0 | 0 | 0 | 0 | 0 | 0 | 0 | 0 | 0 | 0 | 0 | 0 | 1 | 2998.0485
2025-08-15 | 2937.908 | 0 | 4.9 | 0 | 1 | 0 | 0 | 0 | 0 | 0 | 0 | 0 | 0 | 0 | 0 | 0 | 0 | 0 | 0 | 0 | 0 | 0 | 0 | 0 | 0 | 0 | 0 | 0 | 2937.554
2025-08-15 | 2856.676 | 0 | 3 | 0 | 0 | 1 | 0 | 0 | 0 | 0 | 0 | 0 | 0 | 0 | 0 | 0 | 0 | 0 | 0 | 0 | 0 | 0 | 0 | 0 | 0 | 0 | 0 | 0 | 2625.13
2025-08-15 | 2757.43 | 0 | 3.4 | 0 | 0 | 0 | 1 | 0 | 0 | 0 | 0 | 0 | 0 | 0 | 0 | 0 | 0 | 0 | 0 | 0 | 0 | 0 | 0 | 0 | 0 | 0 | 0 | 0 | 2670.6534
2025-08-15 | 2754.004 | 0 | 2.7 | 0 | 0 | 0 | 0 | 1 | 0 | 0 | 0 | 0 | 0 | 0 | 0 | 0 | 0 | 0 | 0 | 0 | 0 | 0 | 0 | 0 | 0 | 0 | 0 | 0 | 2600.3564
2025-08-15 | 2828.764 | 0 | 2.3 | 0 | 0 | 0 | 0 | 0 | 1 | 0 | 0 | 0 | 0 | 0 | 0 | 0 | 0 | 0 | 0 | 0 | 0 | 0 | 0 | 0 | 0 | 0 | 0 | 0 | 2588.7621
2025-08-15 | 2830.788 | 0 | 2.3 | 0 | 0 | 0 | 0 | 0 | 0 | 1 | 0 | 0 | 0 | 0 | 0 | 0 | 0 | 0 | 0 | 0 | 0 | 0 | 0 | 0 | 0 | 0 | 0 | 0 | 2694.6429
2025-08-15 | 3347.086 | 0 | 2.1 | 0 | 0 | 0 | 0 | 0 | 0 | 0 | 1 | 0 | 0 | 0 | 0 | 0 | 0 | 0 | 0 | 0 | 0 | 0 | 0 | 0 | 0 | 0 | 0 | 0 | 3006.7354
2025-08-15 | 4192.361 | 0 | 4.7 | 0 | 0 | 0 | 0 | 0 | 0 | 0 | 0 | 1 | 0 | 0 | 0 | 0 | 0 | 0 | 0 | 0 | 0 | 0 | 0 | 0 | 0 | 0 | 0 | 0 | 3887.4524
2025-08-15 | 4950.275 | 0 | 5.8 | 0 | 0 | 0 | 0 | 0 | 0 | 0 | 0 | 0 | 1 | 0 | 0 | 0 | 0 | 0 | 0 | 0 | 0 | 0 | 0 | 0 | 0 | 0 | 0 | 0 | 4667.4795
2025-08-15 | 5562.133 | 0 | 6.9 | 0 | 0 | 0 | 0 | 0 | 0 | 0 | 0 | 0 | 0 | 1 | 0 | 0 | 0 | 0 | 0 | 0 | 0 | 0 | 0 | 0 | 0 | 0 | 0 | 0 | 5047.2399
2025-08-15 | 5847.803 | 0 | 7.9 | 0 | 0 | 0 | 0 | 0 | 0 | 0 | 0 | 0 | 0 | 0 | 1 | 0 | 0 | 0 | 0 | 0 | 0 | 0 | 0 | 0 | 0 | 0 | 0 | 0 | 5374.471
2025-08-15 | 5985.008 | 0 | 8.8 | 0 | 0 | 0 | 0 | 0 | 0 | 0 | 0 | 0 | 0 | 0 | 0 | 1 | 0 | 0 | 0 | 0 | 0 | 0 | 0 | 0 | 0 | 0 | 0 | 0 | 5530.5567
2025-08-15 | 6102.464 | 0 | 9.3 | 0 | 0 | 0 | 0 | 0 | 0 | 0 | 0 | 0 | 0 | 0 | 0 | 0 | 1 | 0 | 0 | 0 | 0 | 0 | 0 | 0 | 0 | 0 | 0 | 0 | 5580.1471
2025-08-15 | 6189.11 | 0 | 10.8 | 0 | 0 | 0 | 0 | 0 | 0 | 0 | 0 | 0 | 0 | 0 | 0 | 0 | 0 | 1 | 0 | 0 | 0 | 0 | 0 | 0 | 0 | 0 | 0 | 0 | 5790.514
2025-08-15 | 6076.298 | 0 | 10.7 | 0 | 0 | 0 | 0 | 0 | 0 | 0 | 0 | 0 | 0 | 0 | 0 | 0 | 0 | 0 | 1 | 0 | 0 | 0 | 0 | 0 | 0 | 0 | 0 | 0 | 5722.9898
2025-08-15 | 5920.135 | 0 | 10.9 | 0 | 0 | 0 | 0 | 0 | 0 | 0 | 0 | 0 | 0 | 0 | 0 | 0 | 0 | 0 | 0 | 1 | 0 | 0 | 0 | 0 | 0 | 0 | 0 | 0 | 5621.6526
2025-08-15 | 5345.429 | 0 | 10.8 | 0 | 0 | 0 | 0 | 0 | 0 | 0 | 0 | 0 | 0 | 0 | 0 | 0 | 0 | 0 | 0 | 0 | 1 | 0 | 0 | 0 | 0 | 0 | 0 | 0 | 5313.08
2025-08-15 | 4898.607 | 0 | 9.9 | 0 | 0 | 0 | 0 | 0 | 0 | 0 | 0 | 0 | 0 | 0 | 0 | 0 | 0 | 0 | 0 | 0 | 0 | 1 | 0 | 0 | 0 | 0 | 0 | 0 | 4881.1031
2025-08-15 | 4531.93 | 0 | 8.7 | 0 | 0 | 0 | 0 | 0 | 0 | 0 | 0 | 0 | 0 | 0 | 0 | 0 | 0 | 0 | 0 | 0 | 0 | 0 | 1 | 0 | 0 | 0 | 0 | 0 | 4517.7302
2025-08-15 | 4237.535 | 0 | 7 | 0 | 0 | 0 | 0 | 0 | 0 | 0 | 0 | 0 | 0 | 0 | 0 | 0 | 0 | 0 | 0 | 0 | 0 | 0 | 0 | 1 | 0 | 0 | 0 | 0 | 4113.5486
2025-08-15 | 3848.639 | 0 | 5.9 | 0 | 0 | 0 | 0 | 0 | 0 | 0 | 0 | 0 | 0 | 0 | 0 | 0 | 0 | 0 | 0 | 0 | 0 | 0 | 0 | 0 | 1 | 0 | 0 | 0 | 3768.1737
2025-08-15 | 3440.77 | 0 | 5.7 | 0 | 0 | 0 | 0 | 0 | 0 | 0 | 0 | 0 | 0 | 0 | 0 | 0 | 0 | 0 | 0 | 0 | 0 | 0 | 0 | 0 | 0 | 1 | 0 | 0 | 3475.1352
2025-08-15 | 3167.302 | 0 | 5.5 | 0 | 0 | 0 | 0 | 0 | 0 | 0 | 0 | 0 | 0 | 0 | 0 | 0 | 0 | 0 | 0 | 0 | 0 | 0 | 0 | 0 | 0 | 0 | 1 | 0 | 3230.3225
2025-08-15 | 2963.791 | 0 | 5.8 | 0 | 0 | 0 | 0 | 0 | 0 | 0 | 0 | 0 | 0 | 0 | 0 | 0 | 0 | 0 | 0 | 0 | 0 | 0 | 0 | 0 | 0 | 0 | 0 | 1 | 3143.8136
2025-08-16 | 2832.167 | 0 | 3.9 | 1 | 1 | 0 | 0 | 0 | 0 | 0 | 0 | 0 | 0 | 0 | 0 | 0 | 0 | 0 | 0 | 0 | 0 | 0 | 0 | 0 | 0 | 0 | 0 | 0 | 2219.2581
2025-08-16 | 2788.479 | 0 | 4.2 | 1 | 0 | 1 | 0 | 0 | 0 | 0 | 0 | 0 | 0 | 0 | 0 | 0 | 0 | 0 | 0 | 0 | 0 | 0 | 0 | 0 | 0 | 0 | 0 | 0 | 2227.5172
2025-08-16 | 2763.074 | 0 | 3.5 | 1 | 0 | 0 | 1 | 0 | 0 | 0 | 0 | 0 | 0 | 0 | 0 | 0 | 0 | 0 | 0 | 0 | 0 | 0 | 0 | 0 | 0 | 0 | 0 | 0 | 2112.6991
2025-08-16 | 2779.53 | 0 | 3.3 | 1 | 0 | 0 | 0 | 1 | 0 | 0 | 0 | 0 | 0 | 0 | 0 | 0 | 0 | 0 | 0 | 0 | 0 | 0 | 0 | 0 | 0 | 0 | 0 | 0 | 2115.2846
2025-08-16 | 2755.426 | 0 | 2.4 | 1 | 0 | 0 | 0 | 0 | 1 | 0 | 0 | 0 | 0 | 0 | 0 | 0 | 0 | 0 | 0 | 0 | 0 | 0 | 0 | 0 | 0 | 0 | 0 | 0 | 2030.8078
2025-08-16 | 2716.128 | 0 | 2.6 | 1 | 0 | 0 | 0 | 0 | 0 | 1 | 0 | 0 | 0 | 0 | 0 | 0 | 0 | 0 | 0 | 0 | 0 | 0 | 0 | 0 | 0 | 0 | 0 | 0 | 2165.8415
2025-08-16 | 2978.396 | 0 | 2.7 | 1 | 0 | 0 | 0 | 0 | 0 | 0 | 1 | 0 | 0 | 0 | 0 | 0 | 0 | 0 | 0 | 0 | 0 | 0 | 0 | 0 | 0 | 0 | 0 | 0 | 2521.6636
2025-08-16 | 3516.259 | 0 | 4 | 1 | 0 | 0 | 0 | 0 | 0 | 0 | 0 | 1 | 0 | 0 | 0 | 0 | 0 | 0 | 0 | 0 | 0 | 0 | 0 | 0 | 0 | 0 | 0 | 0 | 3212.886
2025-08-16 | 4242.929 | 0 | 6.4 | 1 | 0 | 0 | 0 | 0 | 0 | 0 | 0 | 0 | 1 | 0 | 0 | 0 | 0 | 0 | 0 | 0 | 0 | 0 | 0 | 0 | 0 | 0 | 0 | 0 | 4182.4077
2025-08-16 | 4883.923 | 0 | 7.9 | 1 | 0 | 0 | 0 | 0 | 0 | 0 | 0 | 0 | 0 | 1 | 0 | 0 | 0 | 0 | 0 | 0 | 0 | 0 | 0 | 0 | 0 | 0 | 0 | 0 | 4620.4741
2025-08-16 | 5236.118 | 0 | 9.8 | 1 | 0 | 0 | 0 | 0 | 0 | 0 | 0 | 0 | 0 | 0 | 1 | 0 | 0 | 0 | 0 | 0 | 0 | 0 | 0 | 0 | 0 | 0 | 0 | 0 | 5078.8938
2025-08-16 | 5384.502 | 0 | 10.8 | 1 | 0 | 0 | 0 | 0 | 0 | 0 | 0 | 0 | 0 | 0 | 0 | 1 | 0 | 0 | 0 | 0 | 0 | 0 | 0 | 0 | 0 | 0 | 0 | 0 | 5249.556
2025-08-16 | 5380.316 | 0 | 11.4 | 1 | 0 | 0 | 0 | 0 | 0 | 0 | 0 | 0 | 0 | 0 | 0 | 0 | 1 | 0 | 0 | 0 | 0 | 0 | 0 | 0 | 0 | 0 | 0 | 0 | 5313.723
2025-08-16 | 5368.827 | 0 | 12.2 | 1 | 0 | 0 | 0 | 0 | 0 | 0 | 0 | 0 | 0 | 0 | 0 | 0 | 0 | 1 | 0 | 0 | 0 | 0 | 0 | 0 | 0 | 0 | 0 | 0 | 5422.0543
2025-08-16 | 5421.708 | 0 | 11.9 | 1 | 0 | 0 | 0 | 0 | 0 | 0 | 0 | 0 | 0 | 0 | 0 | 0 | 0 | 0 | 1 | 0 | 0 | 0 | 0 | 0 | 0 | 0 | 0 | 0 | 5325.3771
2025-08-16 | 5098.175 | 0 | 11.6 | 1 | 0 | 0 | 0 | 0 | 0 | 0 | 0 | 0 | 0 | 0 | 0 | 0 | 0 | 0 | 0 | 1 | 0 | 0 | 0 | 0 | 0 | 0 | 0 | 0 | 5151.1573
2025-08-16 | 4898.551 | 0 | 11.6 | 1 | 0 | 0 | 0 | 0 | 0 | 0 | 0 | 0 | 0 | 0 | 0 | 0 | 0 | 0 | 0 | 0 | 1 | 0 | 0 | 0 | 0 | 0 | 0 | 0 | 4857.1612
2025-08-16 | 4831.483 | 0 | 11.2 | 1 | 0 | 0 | 0 | 0 | 0 | 0 | 0 | 0 | 0 | 0 | 0 | 0 | 0 | 0 | 0 | 0 | 0 | 1 | 0 | 0 | 0 | 0 | 0 | 0 | 4498.0669
2025-08-16 | 4516.387 | 0 | 10.6 | 1 | 0 | 0 | 0 | 0 | 0 | 0 | 0 | 0 | 0 | 0 | 0 | 0 | 0 | 0 | 0 | 0 | 0 | 0 | 1 | 0 | 0 | 0 | 0 | 0 | 4222.153
2025-08-16 | 4273.218 | 0 | 10.1 | 1 | 0 | 0 | 0 | 0 | 0 | 0 | 0 | 0 | 0 | 0 | 0 | 0 | 0 | 0 | 0 | 0 | 0 | 0 | 0 | 1 | 0 | 0 | 0 | 0 | 3992.8895
2025-08-16 | 4010.412 | 0 | 9.6 | 1 | 0 | 0 | 0 | 0 | 0 | 0 | 0 | 0 | 0 | 0 | 0 | 0 | 0 | 0 | 0 | 0 | 0 | 0 | 0 | 0 | 1 | 0 | 0 | 0 | 3734.9737
2025-08-16 | 3633.901 | 0 | 7.6 | 1 | 0 | 0 | 0 | 0 | 0 | 0 | 0 | 0 | 0 | 0 | 0 | 0 | 0 | 0 | 0 | 0 | 0 | 0 | 0 | 0 | 0 | 1 | 0 | 0 | 3179.558
2025-08-16 | 3353.673 | 0 | 5.9 | 1 | 0 | 0 | 0 | 0 | 0 | 0 | 0 | 0 | 0 | 0 | 0 | 0 | 0 | 0 | 0 | 0 | 0 | 0 | 0 | 0 | 0 | 0 | 1 | 0 | 2716.0977
2025-08-16 | 3082.512 | 0 | 5.7 | 1 | 0 | 0 | 0 | 0 | 0 | 0 | 0 | 0 | 0 | 0 | 0 | 0 | 0 | 0 | 0 | 0 | 0 | 0 | 0 | 0 | 0 | 0 | 0 | 1 | 2556.7063
2025-08-17 | 2858.696 | 0 | 5.8 | 1 | 1 | 0 | 0 | 0 | 0 | 0 | 0 | 0 | 0 | 0 | 0 | 0 | 0 | 0 | 0 | 0 | 0 | 0 | 0 | 0 | 0 | 0 | 0 | 0 | 2496.2118
2025-08-17 | 2891.886 | 0 | 5.6 | 1 | 0 | 1 | 0 | 0 | 0 | 0 | 0 | 0 | 0 | 0 | 0 | 0 | 0 | 0 | 0 | 0 | 0 | 0 | 0 | 0 | 0 | 0 | 0 | 0 | 2431.5883
2025-08-17 | 3028.596 | 0 | 6 | 1 | 0 | 0 | 1 | 0 | 0 | 0 | 0 | 0 | 0 | 0 | 0 | 0 | 0 | 0 | 0 | 0 | 0 | 0 | 0 | 0 | 0 | 0 | 0 | 0 | 2477.1118
2025-08-17 | 3085.098 | 0 | 3.5 | 1 | 0 | 0 | 0 | 1 | 0 | 0 | 0 | 0 | 0 | 0 | 0 | 0 | 0 | 0 | 0 | 0 | 0 | 0 | 0 | 0 | 0 | 0 | 0 | 0 | 2144.4376
2025-08-17 | 2965.728 | 0 | 3.3 | 1 | 0 | 0 | 0 | 0 | 1 | 0 | 0 | 0 | 0 | 0 | 0 | 0 | 0 | 0 | 0 | 0 | 0 | 0 | 0 | 0 | 0 | 0 | 0 | 0 | 2161.9964
2025-08-17 | 2987.914 | 0 | 3 | 1 | 0 | 0 | 0 | 0 | 0 | 1 | 0 | 0 | 0 | 0 | 0 | 0 | 0 | 0 | 0 | 0 | 0 | 0 | 0 | 0 | 0 | 0 | 0 | 0 | 2224.1476
2025-08-17 | 3019.361 | 0 | 2.8 | 1 | 0 | 0 | 0 | 0 | 0 | 0 | 1 | 0 | 0 | 0 | 0 | 0 | 0 | 0 | 0 | 0 | 0 | 0 | 0 | 0 | 0 | 0 | 0 | 0 | 2536.2401
2025-08-17 | 3387.397 | 0 | 3.9 | 1 | 0 | 0 | 0 | 0 | 0 | 0 | 0 | 1 | 0 | 0 | 0 | 0 | 0 | 0 | 0 | 0 | 0 | 0 | 0 | 0 | 0 | 0 | 0 | 0 | 3198.3094
2025-08-17 | 3692.614 | 0 | 4.2 | 1 | 0 | 0 | 0 | 0 | 0 | 0 | 0 | 0 | 1 | 0 | 0 | 0 | 0 | 0 | 0 | 0 | 0 | 0 | 0 | 0 | 0 | 0 | 0 | 0 | 3861.7245
2025-08-17 | 4041.809 | 0 | 4.9 | 1 | 0 | 0 | 0 | 0 | 0 | 0 | 0 | 0 | 0 | 1 | 0 | 0 | 0 | 0 | 0 | 0 | 0 | 0 | 0 | 0 | 0 | 0 | 0 | 0 | 4183.1789
2025-08-17 | 4301.495 | 0 | 6.6 | 1 | 0 | 0 | 0 | 0 | 0 | 0 | 0 | 0 | 0 | 0 | 1 | 0 | 0 | 0 | 0 | 0 | 0 | 0 | 0 | 0 | 0 | 0 | 0 | 0 | 4612.4455
2025-08-17 | 4248.572 | 0 | 7.2 | 1 | 0 | 0 | 0 | 0 | 0 | 0 | 0 | 0 | 0 | 0 | 0 | 1 | 0 | 0 | 0 | 0 | 0 | 0 | 0 | 0 | 0 | 0 | 0 | 0 | 4724.8017
2025-08-17 | 4137.624 | 0 | 6.3 | 1 | 0 | 0 | 0 | 0 | 0 | 0 | 0 | 0 | 0 | 0 | 0 | 0 | 1 | 0 | 0 | 0 | 0 | 0 | 0 | 0 | 0 | 0 | 0 | 0 | 4570.321
2025-08-17 | 4156.63 | 0 | 5.8 | 1 | 0 | 0 | 0 | 0 | 0 | 0 | 0 | 0 | 0 | 0 | 0 | 0 | 0 | 1 | 0 | 0 | 0 | 0 | 0 | 0 | 0 | 0 | 0 | 0 | 4489.1577
2025-08-17 | 4039.37 | 0 | 4.5 | 1 | 0 | 0 | 0 | 0 | 0 | 0 | 0 | 0 | 0 | 0 | 0 | 0 | 0 | 0 | 1 | 0 | 0 | 0 | 0 | 0 | 0 | 0 | 0 | 0 | 4246.7154
2025-08-17 | 4090.759 | 0 | 3.7 | 1 | 0 | 0 | 0 | 0 | 0 | 0 | 0 | 0 | 0 | 0 | 0 | 0 | 0 | 0 | 0 | 1 | 0 | 0 | 0 | 0 | 0 | 0 | 0 | 0 | 3999.6131
2025-08-17 | 4088.305 | 0 | 3.4 | 1 | 0 | 0 | 0 | 0 | 0 | 0 | 0 | 0 | 0 | 0 | 0 | 0 | 0 | 0 | 0 | 0 | 1 | 0 | 0 | 0 | 0 | 0 | 0 | 0 | 3661.8875
2025-08-17 | 3925.806 | 0 | 4.7 | 1 | 0 | 0 | 0 | 0 | 0 | 0 | 0 | 0 | 0 | 0 | 0 | 0 | 0 | 0 | 0 | 0 | 0 | 1 | 0 | 0 | 0 | 0 | 0 | 0 | 3550.5938
2025-08-17 | 3662.742 | 0 | 5.3 | 1 | 0 | 0 | 0 | 0 | 0 | 0 | 0 | 0 | 0 | 0 | 0 | 0 | 0 | 0 | 0 | 0 | 0 | 0 | 1 | 0 | 0 | 0 | 0 | 0 | 3449.598
2025-08-17 | 3463.613 | 0 | 4 | 1 | 0 | 0 | 0 | 0 | 0 | 0 | 0 | 0 | 0 | 0 | 0 | 0 | 0 | 0 | 0 | 0 | 0 | 0 | 0 | 1 | 0 | 0 | 0 | 0 | 3103.7224
2025-08-17 | 3207.994 | 0 | 2.5 | 1 | 0 | 0 | 0 | 0 | 0 | 0 | 0 | 0 | 0 | 0 | 0 | 0 | 0 | 0 | 0 | 0 | 0 | 0 | 0 | 0 | 1 | 0 | 0 | 0 | 2700.0415
2025-08-17 | 2884.263 | 0 | 1.6 | 1 | 0 | 0 | 0 | 0 | 0 | 0 | 0 | 0 | 0 | 0 | 0 | 0 | 0 | 0 | 0 | 0 | 0 | 0 | 0 | 0 | 0 | 1 | 0 | 0 | 2304.9674
2025-08-17 | 2660.422 | 0 | 0.2 | 1 | 0 | 0 | 0 | 0 | 0 | 0 | 0 | 0 | 0 | 0 | 0 | 0 | 0 | 0 | 0 | 0 | 0 | 0 | 0 | 0 | 0 | 0 | 1 | 0 | 1885.2367
2025-08-17 | 2497.716 | 0 | 1.1 | 1 | 0 | 0 | 0 | 0 | 0 | 0 | 0 | 0 | 0 | 0 | 0 | 0 | 0 | 0 | 0 | 0 | 0 | 0 | 0 | 0 | 0 | 0 | 0 | 1 | 1886.1868
2025-08-18 | 2416.37 | 0 | 0.2 | 0 | 1 | 0 | 0 | 0 | 0 | 0 | 0 | 0 | 0 | 0 | 0 | 0 | 0 | 0 | 0 | 0 | 0 | 0 | 0 | 0 | 0 | 0 | 0 | 0 | 2252.4581
2025-08-18 | 2364.736 | 1.1 | 0 | 0 | 0 | 1 | 0 | 0 | 0 | 0 | 0 | 0 | 0 | 0 | 0 | 0 | 0 | 0 | 0 | 0 | 0 | 0 | 0 | 0 | 0 | 0 | 0 | 0 | 2260.3058
2025-08-18 | 2346.814 | 2.4 | 0 | 0 | 0 | 0 | 1 | 0 | 0 | 0 | 0 | 0 | 0 | 0 | 0 | 0 | 0 | 0 | 0 | 0 | 0 | 0 | 0 | 0 | 0 | 0 | 0 | 0 | 2333.1709
2025-08-18 | 2399.164 | 3.1 | 0 | 0 | 0 | 0 | 0 | 1 | 0 | 0 | 0 | 0 | 0 | 0 | 0 | 0 | 0 | 0 | 0 | 0 | 0 | 0 | 0 | 0 | 0 | 0 | 0 | 0 | 2411.0275
2025-08-18 | 2463.122 | 4 | 0 | 0 | 0 | 0 | 0 | 0 | 1 | 0 | 0 | 0 | 0 | 0 | 0 | 0 | 0 | 0 | 0 | 0 | 0 | 0 | 0 | 0 | 0 | 0 | 0 | 0 | 2517.0338
2025-08-18 | 2556.764 | 4.6 | 0 | 0 | 0 | 0 | 0 | 0 | 0 | 1 | 0 | 0 | 0 | 0 | 0 | 0 | 0 | 0 | 0 | 0 | 0 | 0 | 0 | 0 | 0 | 0 | 0 | 0 | 2662.4443
2025-08-18 | 2974.288 | 4.4 | 0 | 0 | 0 | 0 | 0 | 0 | 0 | 0 | 1 | 0 | 0 | 0 | 0 | 0 | 0 | 0 | 0 | 0 | 0 | 0 | 0 | 0 | 0 | 0 | 0 | 0 | 2990.5132
2025-08-18 | 3680.684 | 2.8 | 0 | 0 | 0 | 0 | 0 | 0 | 0 | 0 | 0 | 1 | 0 | 0 | 0 | 0 | 0 | 0 | 0 | 0 | 0 | 0 | 0 | 0 | 0 | 0 | 0 | 0 | 3386.8284
2025-08-18 | 4242.939 | 1.6 | 0 | 0 | 0 | 0 | 0 | 0 | 0 | 0 | 0 | 0 | 1 | 0 | 0 | 0 | 0 | 0 | 0 | 0 | 0 | 0 | 0 | 0 | 0 | 0 | 0 | 0 | 3927.4545
2025-08-18 | 4665.998 | 0.1 | 0 | 0 | 0 | 0 | 0 | 0 | 0 | 0 | 0 | 0 | 0 | 1 | 0 | 0 | 0 | 0 | 0 | 0 | 0 | 0 | 0 | 0 | 0 | 0 | 0 | 0 | 4048.049
2025-08-18 | 4895.986 | 0 | 1.5 | 0 | 0 | 0 | 0 | 0 | 0 | 0 | 0 | 0 | 0 | 0 | 1 | 0 | 0 | 0 | 0 | 0 | 0 | 0 | 0 | 0 | 0 | 0 | 0 | 0 | 4441.5744
2025-08-18 | 5027.97 | 0 | 2 | 0 | 0 | 0 | 0 | 0 | 0 | 0 | 0 | 0 | 0 | 0 | 0 | 1 | 0 | 0 | 0 | 0 | 0 | 0 | 0 | 0 | 0 | 0 | 0 | 0 | 4539.354
2025-08-18 | 5033.255 | 0 | 2.1 | 0 | 0 | 0 | 0 | 0 | 0 | 0 | 0 | 0 | 0 | 0 | 0 | 0 | 1 | 0 | 0 | 0 | 0 | 0 | 0 | 0 | 0 | 0 | 0 | 0 | 4530.6384
2025-08-18 | 5139.88 | 0 | 2.6 | 0 | 0 | 0 | 0 | 0 | 0 | 0 | 0 | 0 | 0 | 0 | 0 | 0 | 0 | 1 | 0 | 0 | 0 | 0 | 0 | 0 | 0 | 0 | 0 | 0 | 4595.2403
2025-08-18 | 5191.022 | 0 | 2.9 | 0 | 0 | 0 | 0 | 0 | 0 | 0 | 0 | 0 | 0 | 0 | 0 | 0 | 0 | 0 | 1 | 0 | 0 | 0 | 0 | 0 | 0 | 0 | 0 | 0 | 4586.0221
2025-08-18 | 4992.507 | 0 | 2.7 | 0 | 0 | 0 | 0 | 0 | 0 | 0 | 0 | 0 | 0 | 0 | 0 | 0 | 0 | 0 | 0 | 1 | 0 | 0 | 0 | 0 | 0 | 0 | 0 | 0 | 4426.3788
2025-08-18 | 4407.498 | 0 | 2.2 | 0 | 0 | 0 | 0 | 0 | 0 | 0 | 0 | 0 | 0 | 0 | 0 | 0 | 0 | 0 | 0 | 0 | 1 | 0 | 0 | 0 | 0 | 0 | 0 | 0 | 4059.5002
2025-08-18 | 3885.445 | 0 | 2.2 | 0 | 0 | 0 | 0 | 0 | 0 | 0 | 0 | 0 | 0 | 0 | 0 | 0 | 0 | 0 | 0 | 0 | 0 | 1 | 0 | 0 | 0 | 0 | 0 | 0 | 3758.7119
2025-08-18 | 3591.375 | 0 | 1.1 | 0 | 0 | 0 | 0 | 0 | 0 | 0 | 0 | 0 | 0 | 0 | 0 | 0 | 0 | 0 | 0 | 0 | 0 | 0 | 1 | 0 | 0 | 0 | 0 | 0 | 3409.9154
2025-08-18 | 3465.085 | 0 | 0.5 | 0 | 0 | 0 | 0 | 0 | 0 | 0 | 0 | 0 | 0 | 0 | 0 | 0 | 0 | 0 | 0 | 0 | 0 | 0 | 0 | 1 | 0 | 0 | 0 | 0 | 3166.0754
2025-08-18 | 3197.287 | 0 | 0 | 0 | 0 | 0 | 0 | 0 | 0 | 0 | 0 | 0 | 0 | 0 | 0 | 0 | 0 | 0 | 0 | 0 | 0 | 0 | 0 | 0 | 1 | 0 | 0 | 0 | 2908.1596
2025-08-18 | 2886.917 | 0.2 | 0 | 0 | 0 | 0 | 0 | 0 | 0 | 0 | 0 | 0 | 0 | 0 | 0 | 0 | 0 | 0 | 0 | 0 | 0 | 0 | 0 | 0 | 0 | 1 | 0 | 0 | 2657.4507
2025-08-18 | 2608.22 | 0.4 | 0 | 0 | 0 | 0 | 0 | 0 | 0 | 0 | 0 | 0 | 0 | 0 | 0 | 0 | 0 | 0 | 0 | 0 | 0 | 0 | 0 | 0 | 0 | 0 | 1 | 0 | 2454.9677
2025-08-18 | 2495.811 | 0 | 0 | 0 | 0 | 0 | 0 | 0 | 0 | 0 | 0 | 0 | 0 | 0 | 0 | 0 | 0 | 0 | 0 | 0 | 0 | 0 | 0 | 0 | 0 | 0 | 0 | 1 | 2298.3761
2025-08-19 | 2414.421 | 0 | 0.6 | 0 | 1 | 0 | 0 | 0 | 0 | 0 | 0 | 0 | 0 | 0 | 0 | 0 | 0 | 0 | 0 | 0 | 0 | 0 | 0 | 0 | 0 | 0 | 0 | 0 | 2310.7641
2025-08-19 | 2404.741 | 0 | 0.5 | 0 | 0 | 1 | 0 | 0 | 0 | 0 | 0 | 0 | 0 | 0 | 0 | 0 | 0 | 0 | 0 | 0 | 0 | 0 | 0 | 0 | 0 | 0 | 0 | 0 | 2260.7172
2025-08-19 | 2396.333 | 0 | 0.8 | 0 | 0 | 0 | 1 | 0 | 0 | 0 | 0 | 0 | 0 | 0 | 0 | 0 | 0 | 0 | 0 | 0 | 0 | 0 | 0 | 0 | 0 | 0 | 0 | 0 | 2291.6642
2025-08-19 | 2429.335 | 0 | 0.6 | 0 | 0 | 0 | 0 | 1 | 0 | 0 | 0 | 0 | 0 | 0 | 0 | 0 | 0 | 0 | 0 | 0 | 0 | 0 | 0 | 0 | 0 | 0 | 0 | 0 | 2294.2497
2025-08-19 | 2498.442 | 0.7 | 0 | 0 | 0 | 0 | 0 | 0 | 1 | 0 | 0 | 0 | 0 | 0 | 0 | 0 | 0 | 0 | 0 | 0 | 0 | 0 | 0 | 0 | 0 | 0 | 0 | 0 | 2299.6204
2025-08-19 | 2645.721 | 0.7 | 0 | 0 | 0 | 0 | 0 | 0 | 0 | 1 | 0 | 0 | 0 | 0 | 0 | 0 | 0 | 0 | 0 | 0 | 0 | 0 | 0 | 0 | 0 | 0 | 0 | 0 | 2405.5011
2025-08-19 | 3105.453 | 0.8 | 0 | 0 | 0 | 0 | 0 | 0 | 0 | 0 | 1 | 0 | 0 | 0 | 0 | 0 | 0 | 0 | 0 | 0 | 0 | 0 | 0 | 0 | 0 | 0 | 0 | 0 | 2753.335
2025-08-19 | 3807.715 | 0 | 0.2 | 0 | 0 | 0 | 0 | 0 | 0 | 0 | 0 | 1 | 0 | 0 | 0 | 0 | 0 | 0 | 0 | 0 | 0 | 0 | 0 | 0 | 0 | 0 | 0 | 0 | 3231.5094
2025-08-19 | 4444.437 | 0 | 0.6 | 0 | 0 | 0 | 0 | 0 | 0 | 0 | 0 | 0 | 1 | 0 | 0 | 0 | 0 | 0 | 0 | 0 | 0 | 0 | 0 | 0 | 0 | 0 | 0 | 0 | 3909.501
2025-08-19 | 4908.785 | 0 | 1.9 | 0 | 0 | 0 | 0 | 0 | 0 | 0 | 0 | 0 | 0 | 1 | 0 | 0 | 0 | 0 | 0 | 0 | 0 | 0 | 0 | 0 | 0 | 0 | 0 | 0 | 4318.4144
2025-08-19 | 5057.001 | 0 | 2.1 | 0 | 0 | 0 | 0 | 0 | 0 | 0 | 0 | 0 | 0 | 0 | 1 | 0 | 0 | 0 | 0 | 0 | 0 | 0 | 0 | 0 | 0 | 0 | 0 | 0 | 4529.0334
2025-08-19 | 5088.081 | 0 | 2.8 | 0 | 0 | 0 | 0 | 0 | 0 | 0 | 0 | 0 | 0 | 0 | 0 | 1 | 0 | 0 | 0 | 0 | 0 | 0 | 0 | 0 | 0 | 0 | 0 | 0 | 4655.9661
2025-08-19 | 5106.759 | 0 | 3.5 | 0 | 0 | 0 | 0 | 0 | 0 | 0 | 0 | 0 | 0 | 0 | 0 | 0 | 1 | 0 | 0 | 0 | 0 | 0 | 0 | 0 | 0 | 0 | 0 | 0 | 4734.7096
2025-08-19 | 5127.348 | 0 | 3.4 | 0 | 0 | 0 | 0 | 0 | 0 | 0 | 0 | 0 | 0 | 0 | 0 | 0 | 0 | 1 | 0 | 0 | 0 | 0 | 0 | 0 | 0 | 0 | 0 | 0 | 4711.8523
2025-08-19 | 5083.389 | 0 | 3 | 0 | 0 | 0 | 0 | 0 | 0 | 0 | 0 | 0 | 0 | 0 | 0 | 0 | 0 | 0 | 1 | 0 | 0 | 0 | 0 | 0 | 0 | 0 | 0 | 0 | 4600.5986
2025-08-19 | 4723.702 | 0 | 2.6 | 0 | 0 | 0 | 0 | 0 | 0 | 0 | 0 | 0 | 0 | 0 | 0 | 0 | 0 | 0 | 0 | 1 | 0 | 0 | 0 | 0 | 0 | 0 | 0 | 0 | 4411.8023
2025-08-19 | 4213.622 | 0 | 2.2 | 0 | 0 | 0 | 0 | 0 | 0 | 0 | 0 | 0 | 0 | 0 | 0 | 0 | 0 | 0 | 0 | 0 | 1 | 0 | 0 | 0 | 0 | 0 | 0 | 0 | 4059.5002
2025-08-19 | 3856.505 | 0 | 2 | 0 | 0 | 0 | 0 | 0 | 0 | 0 | 0 | 0 | 0 | 0 | 0 | 0 | 0 | 0 | 0 | 0 | 0 | 1 | 0 | 0 | 0 | 0 | 0 | 0 | 3729.5589
2025-08-19 | 3601.125 | 0 | 2.4 | 0 | 0 | 0 | 0 | 0 | 0 | 0 | 0 | 0 | 0 | 0 | 0 | 0 | 0 | 0 | 0 | 0 | 0 | 0 | 1 | 0 | 0 | 0 | 0 | 0 | 3599.4101
2025-08-19 | 3467.993 | 0 | 2.7 | 0 | 0 | 0 | 0 | 0 | 0 | 0 | 0 | 0 | 0 | 0 | 0 | 0 | 0 | 0 | 0 | 0 | 0 | 0 | 0 | 1 | 0 | 0 | 0 | 0 | 3486.7587
2025-08-19 | 3164.414 | 0 | 2.1 | 0 | 0 | 0 | 0 | 0 | 0 | 0 | 0 | 0 | 0 | 0 | 0 | 0 | 0 | 0 | 0 | 0 | 0 | 0 | 0 | 0 | 1 | 0 | 0 | 0 | 3214.2663
2025-08-19 | 2853.534 | 0 | 1.9 | 0 | 0 | 0 | 0 | 0 | 0 | 0 | 0 | 0 | 0 | 0 | 0 | 0 | 0 | 0 | 0 | 0 | 0 | 0 | 0 | 0 | 0 | 1 | 0 | 0 | 2921.2278
2025-08-19 | 2639.135 | 0 | 1.7 | 0 | 0 | 0 | 0 | 0 | 0 | 0 | 0 | 0 | 0 | 0 | 0 | 0 | 0 | 0 | 0 | 0 | 0 | 0 | 0 | 0 | 0 | 0 | 1 | 0 | 2676.4152
2025-08-19 | 2551.448 | 0 | 1.4 | 0 | 0 | 0 | 0 | 0 | 0 | 0 | 0 | 0 | 0 | 0 | 0 | 0 | 0 | 0 | 0 | 0 | 0 | 0 | 0 | 0 | 0 | 0 | 0 | 1 | 2502.4472
2025-08-20 | 2500.222 | 0 | 1.4 | 0 | 1 | 0 | 0 | 0 | 0 | 0 | 0 | 0 | 0 | 0 | 0 | 0 | 0 | 0 | 0 | 0 | 0 | 0 | 0 | 0 | 0 | 0 | 0 | 0 | 2427.3762
2025-08-20 | 2474.488 | 0 | 0.9 | 0 | 0 | 1 | 0 | 0 | 0 | 0 | 0 | 0 | 0 | 0 | 0 | 0 | 0 | 0 | 0 | 0 | 0 | 0 | 0 | 0 | 0 | 0 | 0 | 0 | 2319.0233
2025-08-20 | 2473.277 | 0 | 0.5 | 0 | 0 | 0 | 1 | 0 | 0 | 0 | 0 | 0 | 0 | 0 | 0 | 0 | 0 | 0 | 0 | 0 | 0 | 0 | 0 | 0 | 0 | 0 | 0 | 0 | 2247.9346
2025-08-20 | 2542.614 | 0 | 0.3 | 0 | 0 | 0 | 0 | 1 | 0 | 0 | 0 | 0 | 0 | 0 | 0 | 0 | 0 | 0 | 0 | 0 | 0 | 0 | 0 | 0 | 0 | 0 | 0 | 0 | 2250.5201
2025-08-20 | 2662.521 | 0 | 0.4 | 0 | 0 | 0 | 0 | 0 | 1 | 0 | 0 | 0 | 0 | 0 | 0 | 0 | 0 | 0 | 0 | 0 | 0 | 0 | 0 | 0 | 0 | 0 | 0 | 0 | 2311.8084
2025-08-20 | 2875.262 | 0 | 0.2 | 0 | 0 | 0 | 0 | 0 | 0 | 1 | 0 | 0 | 0 | 0 | 0 | 0 | 0 | 0 | 0 | 0 | 0 | 0 | 0 | 0 | 0 | 0 | 0 | 0 | 2388.5362
2025-08-20 | 3250.957 | 0 | 0.1 | 0 | 0 | 0 | 0 | 0 | 0 | 0 | 1 | 0 | 0 | 0 | 0 | 0 | 0 | 0 | 0 | 0 | 0 | 0 | 0 | 0 | 0 | 0 | 0 | 0 | 2715.2052
2025-08-20 | 3885.012 | 0 | 0.1 | 0 | 0 | 0 | 0 | 0 | 0 | 0 | 0 | 1 | 0 | 0 | 0 | 0 | 0 | 0 | 0 | 0 | 0 | 0 | 0 | 0 | 0 | 0 | 0 | 0 | 3216.9329
2025-08-20 | 4351.069 | 0 | 0.7 | 0 | 0 | 0 | 0 | 0 | 0 | 0 | 0 | 0 | 1 | 0 | 0 | 0 | 0 | 0 | 0 | 0 | 0 | 0 | 0 | 0 | 0 | 0 | 0 | 0 | 3924.0775
2025-08-20 | 4682.369 | 0 | 1.1 | 0 | 0 | 0 | 0 | 0 | 0 | 0 | 0 | 0 | 0 | 1 | 0 | 0 | 0 | 0 | 0 | 0 | 0 | 0 | 0 | 0 | 0 | 0 | 0 | 0 | 4201.8023
2025-08-20 | 4836.22 | 0 | 1.1 | 0 | 0 | 0 | 0 | 0 | 0 | 0 | 0 | 0 | 0 | 0 | 1 | 0 | 0 | 0 | 0 | 0 | 0 | 0 | 0 | 0 | 0 | 0 | 0 | 0 | 4383.2683
2025-08-20 | 4885.242 | 0 | 1.6 | 0 | 0 | 0 | 0 | 0 | 0 | 0 | 0 | 0 | 0 | 0 | 0 | 1 | 0 | 0 | 0 | 0 | 0 | 0 | 0 | 0 | 0 | 0 | 0 | 0 | 4481.048
2025-08-20 | 4968.355 | 0 | 2.3 | 0 | 0 | 0 | 0 | 0 | 0 | 0 | 0 | 0 | 0 | 0 | 0 | 0 | 1 | 0 | 0 | 0 | 0 | 0 | 0 | 0 | 0 | 0 | 0 | 0 | 4559.7915
2025-08-20 | 4939.877 | 0 | 2.7 | 0 | 0 | 0 | 0 | 0 | 0 | 0 | 0 | 0 | 0 | 0 | 0 | 0 | 0 | 1 | 0 | 0 | 0 | 0 | 0 | 0 | 0 | 0 | 0 | 0 | 4609.8168
2025-08-20 | 4847.557 | 0 | 2.9 | 0 | 0 | 0 | 0 | 0 | 0 | 0 | 0 | 0 | 0 | 0 | 0 | 0 | 0 | 0 | 1 | 0 | 0 | 0 | 0 | 0 | 0 | 0 | 0 | 0 | 4586.0221
2025-08-20 | 4598.13 | 0 | 2.3 | 0 | 0 | 0 | 0 | 0 | 0 | 0 | 0 | 0 | 0 | 0 | 0 | 0 | 0 | 0 | 0 | 1 | 0 | 0 | 0 | 0 | 0 | 0 | 0 | 0 | 4368.0728
2025-08-20 | 4154.927 | 0 | 1.7 | 0 | 0 | 0 | 0 | 0 | 0 | 0 | 0 | 0 | 0 | 0 | 0 | 0 | 0 | 0 | 0 | 0 | 1 | 0 | 0 | 0 | 0 | 0 | 0 | 0 | 3986.6176
2025-08-20 | 3713.535 | 0 | 1.8 | 0 | 0 | 0 | 0 | 0 | 0 | 0 | 0 | 0 | 0 | 0 | 0 | 0 | 0 | 0 | 0 | 0 | 0 | 1 | 0 | 0 | 0 | 0 | 0 | 0 | 3700.4059
2025-08-20 | 3473.868 | 0 | 1.6 | 0 | 0 | 0 | 0 | 0 | 0 | 0 | 0 | 0 | 0 | 0 | 0 | 0 | 0 | 0 | 0 | 0 | 0 | 0 | 1 | 0 | 0 | 0 | 0 | 0 | 3482.798
2025-08-20 | 3356.142 | 0 | 1.6 | 0 | 0 | 0 | 0 | 0 | 0 | 0 | 0 | 0 | 0 | 0 | 0 | 0 | 0 | 0 | 0 | 0 | 0 | 0 | 0 | 1 | 0 | 0 | 0 | 0 | 3326.417
2025-08-20 | 3118.703 | 0 | 1.3 | 0 | 0 | 0 | 0 | 0 | 0 | 0 | 0 | 0 | 0 | 0 | 0 | 0 | 0 | 0 | 0 | 0 | 0 | 0 | 0 | 0 | 1 | 0 | 0 | 0 | 3097.6542
2025-08-20 | 2803.678 | 0 | 1.1 | 0 | 0 | 0 | 0 | 0 | 0 | 0 | 0 | 0 | 0 | 0 | 0 | 0 | 0 | 0 | 0 | 0 | 0 | 0 | 0 | 0 | 0 | 1 | 0 | 0 | 2804.6157
2025-08-20 | 2583.189 | 0 | 1.1 | 0 | 0 | 0 | 0 | 0 | 0 | 0 | 0 | 0 | 0 | 0 | 0 | 0 | 0 | 0 | 0 | 0 | 0 | 0 | 0 | 0 | 0 | 0 | 1 | 0 | 2588.9561
2025-08-20 | 2441.185 | 0 | 1 | 0 | 0 | 0 | 0 | 0 | 0 | 0 | 0 | 0 | 0 | 0 | 0 | 0 | 0 | 0 | 0 | 0 | 0 | 0 | 0 | 0 | 0 | 0 | 0 | 1 | 2444.1412
2025-08-21 | 2381.405 | 0 | 0.3 | 0 | 1 | 0 | 0 | 0 | 0 | 0 | 0 | 0 | 0 | 0 | 0 | 0 | 0 | 0 | 0 | 0 | 0 | 0 | 0 | 0 | 0 | 0 | 0 | 0 | 2267.0346
2025-08-21 | 2338.23 | 0.3 | 0 | 0 | 0 | 1 | 0 | 0 | 0 | 0 | 0 | 0 | 0 | 0 | 0 | 0 | 0 | 0 | 0 | 0 | 0 | 0 | 0 | 0 | 0 | 0 | 0 | 0 | 2207.5995
2025-08-21 | 2345.862 | 1.1 | 0 | 0 | 0 | 0 | 1 | 0 | 0 | 0 | 0 | 0 | 0 | 0 | 0 | 0 | 0 | 0 | 0 | 0 | 0 | 0 | 0 | 0 | 0 | 0 | 0 | 0 | 2247.5232
2025-08-21 | 2367.383 | 2.2 | 0 | 0 | 0 | 0 | 0 | 1 | 0 | 0 | 0 | 0 | 0 | 0 | 0 | 0 | 0 | 0 | 0 | 0 | 0 | 0 | 0 | 0 | 0 | 0 | 0 | 0 | 2351.7329
2025-08-21 | 2463.267 | 1.2 | 0 | 0 | 0 | 0 | 0 | 0 | 1 | 0 | 0 | 0 | 0 | 0 | 0 | 0 | 0 | 0 | 0 | 0 | 0 | 0 | 0 | 0 | 0 | 0 | 0 | 0 | 2332.5618
2025-08-21 | 2594.17 | 1.6 | 0 | 0 | 0 | 0 | 0 | 0 | 0 | 1 | 0 | 0 | 0 | 0 | 0 | 0 | 0 | 0 | 0 | 0 | 0 | 0 | 0 | 0 | 0 | 0 | 0 | 0 | 2464.7957
2025-08-21 | 2996.565 | 2.1 | 0 | 0 | 0 | 0 | 0 | 0 | 0 | 0 | 1 | 0 | 0 | 0 | 0 | 0 | 0 | 0 | 0 | 0 | 0 | 0 | 0 | 0 | 0 | 0 | 0 | 0 | 2838.9827
2025-08-21 | 3636.967 | 0.8 | 0 | 0 | 0 | 0 | 0 | 0 | 0 | 0 | 0 | 1 | 0 | 0 | 0 | 0 | 0 | 0 | 0 | 0 | 0 | 0 | 0 | 0 | 0 | 0 | 0 | 0 | 3255.0627
2025-08-21 | 4208.2 | 0 | 0.6 | 0 | 0 | 0 | 0 | 0 | 0 | 0 | 0 | 0 | 1 | 0 | 0 | 0 | 0 | 0 | 0 | 0 | 0 | 0 | 0 | 0 | 0 | 0 | 0 | 0 | 3909.501
2025-08-21 | 4641.285 | 0 | 1.8 | 0 | 0 | 0 | 0 | 0 | 0 | 0 | 0 | 0 | 0 | 1 | 0 | 0 | 0 | 0 | 0 | 0 | 0 | 0 | 0 | 0 | 0 | 0 | 0 | 0 | 4303.8379
2025-08-21 | 4807.168 | 0 | 2.9 | 0 | 0 | 0 | 0 | 0 | 0 | 0 | 0 | 0 | 0 | 0 | 1 | 0 | 0 | 0 | 0 | 0 | 0 | 0 | 0 | 0 | 0 | 0 | 0 | 0 | 4645.6455
2025-08-21 | 4909.742 | 0 | 4.1 | 0 | 0 | 0 | 0 | 0 | 0 | 0 | 0 | 0 | 0 | 0 | 0 | 1 | 0 | 0 | 0 | 0 | 0 | 0 | 0 | 0 | 0 | 0 | 0 | 0 | 4845.4607
2025-08-21 | 5017.404 | 0 | 4.4 | 0 | 0 | 0 | 0 | 0 | 0 | 0 | 0 | 0 | 0 | 0 | 0 | 0 | 1 | 0 | 0 | 0 | 0 | 0 | 0 | 0 | 0 | 0 | 0 | 0 | 4865.8982
2025-08-21 | 5056.101 | 0 | 4.6 | 0 | 0 | 0 | 0 | 0 | 0 | 0 | 0 | 0 | 0 | 0 | 0 | 0 | 0 | 1 | 0 | 0 | 0 | 0 | 0 | 0 | 0 | 0 | 0 | 0 | 4886.7705
2025-08-21 | 5200.909 | 0 | 4.2 | 0 | 0 | 0 | 0 | 0 | 0 | 0 | 0 | 0 | 0 | 0 | 0 | 0 | 0 | 0 | 1 | 0 | 0 | 0 | 0 | 0 | 0 | 0 | 0 | 0 | 4775.5167
2025-08-21 | 5163.463 | 0 | 4.2 | 0 | 0 | 0 | 0 | 0 | 0 | 0 | 0 | 0 | 0 | 0 | 0 | 0 | 0 | 0 | 0 | 1 | 0 | 0 | 0 | 0 | 0 | 0 | 0 | 0 | 4645.0264
2025-08-21 | 4688.132 | 0 | 4.1 | 0 | 0 | 0 | 0 | 0 | 0 | 0 | 0 | 0 | 0 | 0 | 0 | 0 | 0 | 0 | 0 | 0 | 1 | 0 | 0 | 0 | 0 | 0 | 0 | 0 | 4336.4539
2025-08-21 | 4261.675 | 0 | 3.7 | 0 | 0 | 0 | 0 | 0 | 0 | 0 | 0 | 0 | 0 | 0 | 0 | 0 | 0 | 0 | 0 | 0 | 0 | 1 | 0 | 0 | 0 | 0 | 0 | 0 | 3977.3595
2025-08-21 | 3872.578 | 0 | 3.8 | 0 | 0 | 0 | 0 | 0 | 0 | 0 | 0 | 0 | 0 | 0 | 0 | 0 | 0 | 0 | 0 | 0 | 0 | 0 | 1 | 0 | 0 | 0 | 0 | 0 | 3803.4812
2025-08-21 | 3665.554 | 0 | 2.7 | 0 | 0 | 0 | 0 | 0 | 0 | 0 | 0 | 0 | 0 | 0 | 0 | 0 | 0 | 0 | 0 | 0 | 0 | 0 | 0 | 1 | 0 | 0 | 0 | 0 | 3486.7587
2025-08-21 | 3318.847 | 0 | 1.9 | 0 | 0 | 0 | 0 | 0 | 0 | 0 | 0 | 0 | 0 | 0 | 0 | 0 | 0 | 0 | 0 | 0 | 0 | 0 | 0 | 0 | 1 | 0 | 0 | 0 | 3185.1133
2025-08-21 | 2977.691 | 0 | 1.1 | 0 | 0 | 0 | 0 | 0 | 0 | 0 | 0 | 0 | 0 | 0 | 0 | 0 | 0 | 0 | 0 | 0 | 0 | 0 | 0 | 0 | 0 | 1 | 0 | 0 | 2804.6157
2025-08-21 | 2648.113 | 0 | 0.4 | 0 | 0 | 0 | 0 | 0 | 0 | 0 | 0 | 0 | 0 | 0 | 0 | 0 | 0 | 0 | 0 | 0 | 0 | 0 | 0 | 0 | 0 | 0 | 1 | 0 | 2486.9206
2025-08-21 | 2501.751 | 0 | 0.5 | 0 | 0 | 0 | 0 | 0 | 0 | 0 | 0 | 0 | 0 | 0 | 0 | 0 | 0 | 0 | 0 | 0 | 0 | 0 | 0 | 0 | 0 | 0 | 0 | 1 | 2371.2586
2025-08-22 | 2432.831 | 0.2 | 0 | 0 | 1 | 0 | 0 | 0 | 0 | 0 | 0 | 0 | 0 | 0 | 0 | 0 | 0 | 0 | 0 | 0 | 0 | 0 | 0 | 0 | 0 | 0 | 0 | 0 | 2236.4816
2025-08-22 | 2395.288 | 0.7 | 0 | 0 | 0 | 1 | 0 | 0 | 0 | 0 | 0 | 0 | 0 | 0 | 0 | 0 | 0 | 0 | 0 | 0 | 0 | 0 | 0 | 0 | 0 | 0 | 0 | 0 | 2233.9527
2025-08-22 | 2376.004 | 0.3 | 0 | 0 | 0 | 0 | 1 | 0 | 0 | 0 | 0 | 0 | 0 | 0 | 0 | 0 | 0 | 0 | 0 | 0 | 0 | 0 | 0 | 0 | 0 | 0 | 0 | 0 | 2194.8169
2025-08-22 | 2428.459 | 1 | 0 | 0 | 0 | 0 | 0 | 1 | 0 | 0 | 0 | 0 | 0 | 0 | 0 | 0 | 0 | 0 | 0 | 0 | 0 | 0 | 0 | 0 | 0 | 0 | 0 | 0 | 2272.6735
2025-08-22 | 2520.212 | 0.7 | 0 | 0 | 0 | 0 | 0 | 0 | 1 | 0 | 0 | 0 | 0 | 0 | 0 | 0 | 0 | 0 | 0 | 0 | 0 | 0 | 0 | 0 | 0 | 0 | 0 | 0 | 2299.6204
2025-08-22 | 2603.298 | 0.9 | 0 | 0 | 0 | 0 | 0 | 0 | 0 | 1 | 0 | 0 | 0 | 0 | 0 | 0 | 0 | 0 | 0 | 0 | 0 | 0 | 0 | 0 | 0 | 0 | 0 | 0 | 2418.6777
2025-08-22 | 3084.559 | 1.2 | 0 | 0 | 0 | 0 | 0 | 0 | 0 | 0 | 1 | 0 | 0 | 0 | 0 | 0 | 0 | 0 | 0 | 0 | 0 | 0 | 0 | 0 | 0 | 0 | 0 | 0 | 2779.6881
2025-08-22 | 3877.394 | 0 | 0.8 | 0 | 0 | 0 | 0 | 0 | 0 | 0 | 0 | 1 | 0 | 0 | 0 | 0 | 0 | 0 | 0 | 0 | 0 | 0 | 0 | 0 | 0 | 0 | 0 | 0 | 3318.9685
2025-08-22 | 4562.352 | 0 | 2.5 | 0 | 0 | 0 | 0 | 0 | 0 | 0 | 0 | 0 | 1 | 0 | 0 | 0 | 0 | 0 | 0 | 0 | 0 | 0 | 0 | 0 | 0 | 0 | 0 | 0 | 4186.4547
2025-08-22 | 5163.828 | 0 | 4.9 | 0 | 0 | 0 | 0 | 0 | 0 | 0 | 0 | 0 | 0 | 1 | 0 | 0 | 0 | 0 | 0 | 0 | 0 | 0 | 0 | 0 | 0 | 0 | 0 | 0 | 4755.7097
2025-08-22 | 5415.586 | 0 | 6.1 | 0 | 0 | 0 | 0 | 0 | 0 | 0 | 0 | 0 | 0 | 0 | 1 | 0 | 0 | 0 | 0 | 0 | 0 | 0 | 0 | 0 | 0 | 0 | 0 | 0 | 5112.0938
2025-08-22 | 5512.835 | 0 | 6.8 | 0 | 0 | 0 | 0 | 0 | 0 | 0 | 0 | 0 | 0 | 0 | 0 | 1 | 0 | 0 | 0 | 0 | 0 | 0 | 0 | 0 | 0 | 0 | 0 | 0 | 5239.0265
2025-08-22 | 5689.535 | 0 | 7.5 | 0 | 0 | 0 | 0 | 0 | 0 | 0 | 0 | 0 | 0 | 0 | 0 | 0 | 1 | 0 | 0 | 0 | 0 | 0 | 0 | 0 | 0 | 0 | 0 | 0 | 5317.7699
2025-08-22 | 5718.521 | 0 | 7.9 | 0 | 0 | 0 | 0 | 0 | 0 | 0 | 0 | 0 | 0 | 0 | 0 | 0 | 0 | 1 | 0 | 0 | 0 | 0 | 0 | 0 | 0 | 0 | 0 | 0 | 5367.7953
2025-08-22 | 5613.358 | 0 | 7.9 | 0 | 0 | 0 | 0 | 0 | 0 | 0 | 0 | 0 | 0 | 0 | 0 | 0 | 0 | 0 | 1 | 0 | 0 | 0 | 0 | 0 | 0 | 0 | 0 | 0 | 5314.8475
2025-08-22 | 5386.13 | 0 | 7.9 | 0 | 0 | 0 | 0 | 0 | 0 | 0 | 0 | 0 | 0 | 0 | 0 | 0 | 0 | 0 | 0 | 1 | 0 | 0 | 0 | 0 | 0 | 0 | 0 | 0 | 5184.3573
2025-08-22 | 4904.755 | 0 | 7.6 | 0 | 0 | 0 | 0 | 0 | 0 | 0 | 0 | 0 | 0 | 0 | 0 | 0 | 0 | 0 | 0 | 0 | 1 | 0 | 0 | 0 | 0 | 0 | 0 | 0 | 4846.6317
2025-08-22 | 4451.318 | 0 | 7.7 | 0 | 0 | 0 | 0 | 0 | 0 | 0 | 0 | 0 | 0 | 0 | 0 | 0 | 0 | 0 | 0 | 0 | 0 | 1 | 0 | 0 | 0 | 0 | 0 | 0 | 4560.4199
2025-08-22 | 4197.738 | 0 | 7.4 | 0 | 0 | 0 | 0 | 0 | 0 | 0 | 0 | 0 | 0 | 0 | 0 | 0 | 0 | 0 | 0 | 0 | 0 | 0 | 1 | 0 | 0 | 0 | 0 | 0 | 4328.2355
2025-08-22 | 3970.585 | 0 | 5.4 | 0 | 0 | 0 | 0 | 0 | 0 | 0 | 0 | 0 | 0 | 0 | 0 | 0 | 0 | 0 | 0 | 0 | 0 | 0 | 0 | 1 | 0 | 0 | 0 | 0 | 3880.3244
2025-08-22 | 3629.503 | 0 | 4.8 | 0 | 0 | 0 | 0 | 0 | 0 | 0 | 0 | 0 | 0 | 0 | 0 | 0 | 0 | 0 | 0 | 0 | 0 | 0 | 0 | 0 | 1 | 0 | 0 | 0 | 3607.8321
2025-08-22 | 3212.839 | 0 | 5.1 | 0 | 0 | 0 | 0 | 0 | 0 | 0 | 0 | 0 | 0 | 0 | 0 | 0 | 0 | 0 | 0 | 0 | 0 | 0 | 0 | 0 | 0 | 1 | 0 | 0 | 3387.6761
2025-08-22 | 2873.546 | 0 | 4 | 0 | 0 | 0 | 0 | 0 | 0 | 0 | 0 | 0 | 0 | 0 | 0 | 0 | 0 | 0 | 0 | 0 | 0 | 0 | 0 | 0 | 0 | 0 | 1 | 0 | 3011.6749
2025-08-22 | 2705.072 | 0 | 3 | 0 | 0 | 0 | 0 | 0 | 0 | 0 | 0 | 0 | 0 | 0 | 0 | 0 | 0 | 0 | 0 | 0 | 0 | 0 | 0 | 0 | 0 | 0 | 0 | 1 | 2735.6714
2025-08-23 | 2614.393 | 0 | 2.4 | 1 | 1 | 0 | 0 | 0 | 0 | 0 | 0 | 0 | 0 | 0 | 0 | 0 | 0 | 0 | 0 | 0 | 0 | 0 | 0 | 0 | 0 | 0 | 0 | 0 | 2000.6104
2025-08-23 | 2551.116 | 0 | 1.8 | 1 | 0 | 1 | 0 | 0 | 0 | 0 | 0 | 0 | 0 | 0 | 0 | 0 | 0 | 0 | 0 | 0 | 0 | 0 | 0 | 0 | 0 | 0 | 0 | 0 | 1877.681
2025-08-23 | 2501.543 | 0 | 2.2 | 1 | 0 | 0 | 1 | 0 | 0 | 0 | 0 | 0 | 0 | 0 | 0 | 0 | 0 | 0 | 0 | 0 | 0 | 0 | 0 | 0 | 0 | 0 | 0 | 0 | 1923.2044
2025-08-23 | 2515.174 | 0 | 1.4 | 1 | 0 | 0 | 0 | 1 | 0 | 0 | 0 | 0 | 0 | 0 | 0 | 0 | 0 | 0 | 0 | 0 | 0 | 0 | 0 | 0 | 0 | 0 | 0 | 0 | 1838.3309
2025-08-23 | 2524.035 | 0 | 0.9 | 1 | 0 | 0 | 0 | 0 | 1 | 0 | 0 | 0 | 0 | 0 | 0 | 0 | 0 | 0 | 0 | 0 | 0 | 0 | 0 | 0 | 0 | 0 | 0 | 0 | 1812.1601
2025-08-23 | 2553.841 | 0 | 0.7 | 1 | 0 | 0 | 0 | 0 | 0 | 1 | 0 | 0 | 0 | 0 | 0 | 0 | 0 | 0 | 0 | 0 | 0 | 0 | 0 | 0 | 0 | 0 | 0 | 0 | 1888.8879
2025-08-23 | 2736.356 | 0 | 0.8 | 1 | 0 | 0 | 0 | 0 | 0 | 0 | 1 | 0 | 0 | 0 | 0 | 0 | 0 | 0 | 0 | 0 | 0 | 0 | 0 | 0 | 0 | 0 | 0 | 0 | 2244.7099
2025-08-23 | 3173.273 | 0 | 2.1 | 1 | 0 | 0 | 0 | 0 | 0 | 0 | 0 | 1 | 0 | 0 | 0 | 0 | 0 | 0 | 0 | 0 | 0 | 0 | 0 | 0 | 0 | 0 | 0 | 0 | 2935.9323
2025-08-23 | 3832.444 | 0 | 4.8 | 1 | 0 | 0 | 0 | 0 | 0 | 0 | 0 | 0 | 1 | 0 | 0 | 0 | 0 | 0 | 0 | 0 | 0 | 0 | 0 | 0 | 0 | 0 | 0 | 0 | 3949.1835
2025-08-23 | 4327.23 | 0 | 5.7 | 1 | 0 | 0 | 0 | 0 | 0 | 0 | 0 | 0 | 0 | 1 | 0 | 0 | 0 | 0 | 0 | 0 | 0 | 0 | 0 | 0 | 0 | 0 | 0 | 0 | 4299.7909
2025-08-23 | 4553.394 | 0 | 6.8 | 1 | 0 | 0 | 0 | 0 | 0 | 0 | 0 | 0 | 0 | 0 | 1 | 0 | 0 | 0 | 0 | 0 | 0 | 0 | 0 | 0 | 0 | 0 | 0 | 0 | 4641.5985
2025-08-23 | 4687.685 | 0 | 7.1 | 1 | 0 | 0 | 0 | 0 | 0 | 0 | 0 | 0 | 0 | 0 | 0 | 1 | 0 | 0 | 0 | 0 | 0 | 0 | 0 | 0 | 0 | 0 | 0 | 0 | 4710.2251
2025-08-23 | 4805.179 | 0 | 6.9 | 1 | 0 | 0 | 0 | 0 | 0 | 0 | 0 | 0 | 0 | 0 | 0 | 0 | 1 | 0 | 0 | 0 | 0 | 0 | 0 | 0 | 0 | 0 | 0 | 0 | 4657.78
2025-08-23 | 4776.723 | 0 | 6.8 | 1 | 0 | 0 | 0 | 0 | 0 | 0 | 0 | 0 | 0 | 0 | 0 | 0 | 0 | 1 | 0 | 0 | 0 | 0 | 0 | 0 | 0 | 0 | 0 | 0 | 4634.9228
2025-08-23 | 4574.941 | 0 | 6.4 | 1 | 0 | 0 | 0 | 0 | 0 | 0 | 0 | 0 | 0 | 0 | 0 | 0 | 0 | 0 | 1 | 0 | 0 | 0 | 0 | 0 | 0 | 0 | 0 | 0 | 4523.6691
2025-08-23 | 4387.603 | 0 | 7.9 | 1 | 0 | 0 | 0 | 0 | 0 | 0 | 0 | 0 | 0 | 0 | 0 | 0 | 0 | 0 | 0 | 1 | 0 | 0 | 0 | 0 | 0 | 0 | 0 | 0 | 4611.8264
2025-08-23 | 4112.046 | 0 | 7.5 | 1 | 0 | 0 | 0 | 0 | 0 | 0 | 0 | 0 | 0 | 0 | 0 | 0 | 0 | 0 | 0 | 0 | 1 | 0 | 0 | 0 | 0 | 0 | 0 | 0 | 4259.5243
2025-08-23 | 4033.094 | 0 | 7.5 | 1 | 0 | 0 | 0 | 0 | 0 | 0 | 0 | 0 | 0 | 0 | 0 | 0 | 0 | 0 | 0 | 0 | 0 | 1 | 0 | 0 | 0 | 0 | 0 | 0 | 3958.736
2025-08-23 | 3949.046 | 0 | 6.6 | 1 | 0 | 0 | 0 | 0 | 0 | 0 | 0 | 0 | 0 | 0 | 0 | 0 | 0 | 0 | 0 | 0 | 0 | 0 | 1 | 0 | 0 | 0 | 0 | 0 | 3639.0926
2025-08-23 | 3888.837 | 0 | 6 | 1 | 0 | 0 | 0 | 0 | 0 | 0 | 0 | 0 | 0 | 0 | 0 | 0 | 0 | 0 | 0 | 0 | 0 | 0 | 0 | 1 | 0 | 0 | 0 | 0 | 3395.2526
2025-08-23 | 3713.006 | 0 | 5.2 | 1 | 0 | 0 | 0 | 0 | 0 | 0 | 0 | 0 | 0 | 0 | 0 | 0 | 0 | 0 | 0 | 0 | 0 | 0 | 0 | 0 | 1 | 0 | 0 | 0 | 3093.6073
2025-08-23 | 3347.883 | 0 | 4.8 | 1 | 0 | 0 | 0 | 0 | 0 | 0 | 0 | 0 | 0 | 0 | 0 | 0 | 0 | 0 | 0 | 0 | 0 | 0 | 0 | 0 | 0 | 1 | 0 | 0 | 2771.4157
2025-08-23 | 3087.19 | 0 | 4.6 | 1 | 0 | 0 | 0 | 0 | 0 | 0 | 0 | 0 | 0 | 0 | 0 | 0 | 0 | 0 | 0 | 0 | 0 | 0 | 0 | 0 | 0 | 0 | 1 | 0 | 2526.6031
2025-08-23 | 2903.361 | 0 | 4.2 | 1 | 0 | 0 | 0 | 0 | 0 | 0 | 0 | 0 | 0 | 0 | 0 | 0 | 0 | 0 | 0 | 0 | 0 | 0 | 0 | 0 | 0 | 0 | 0 | 1 | 2338.0586
2025-08-24 | 2782.417 | 0 | 3.1 | 1 | 1 | 0 | 0 | 0 | 0 | 0 | 0 | 0 | 0 | 0 | 0 | 0 | 0 | 0 | 0 | 0 | 0 | 0 | 0 | 0 | 0 | 0 | 0 | 0 | 2102.646
2025-08-24 | 2702.065 | 0 | 1.7 | 1 | 0 | 1 | 0 | 0 | 0 | 0 | 0 | 0 | 0 | 0 | 0 | 0 | 0 | 0 | 0 | 0 | 0 | 0 | 0 | 0 | 0 | 0 | 0 | 0 | 1863.1045
2025-08-24 | 2730.348 | 0 | 0.5 | 1 | 0 | 0 | 1 | 0 | 0 | 0 | 0 | 0 | 0 | 0 | 0 | 0 | 0 | 0 | 0 | 0 | 0 | 0 | 0 | 0 | 0 | 0 | 0 | 0 | 1675.4038
2025-08-24 | 2670.101 | 0 | 0.3 | 1 | 0 | 0 | 0 | 1 | 0 | 0 | 0 | 0 | 0 | 0 | 0 | 0 | 0 | 0 | 0 | 0 | 0 | 0 | 0 | 0 | 0 | 0 | 0 | 0 | 1677.9893
2025-08-24 | 2642.363 | 0.6 | 0 | 1 | 0 | 0 | 0 | 0 | 1 | 0 | 0 | 0 | 0 | 0 | 0 | 0 | 0 | 0 | 0 | 0 | 0 | 0 | 0 | 0 | 0 | 0 | 0 | 0 | 1720.5013
2025-08-24 | 2574.232 | 1.4 | 0 | 1 | 0 | 0 | 0 | 0 | 0 | 1 | 0 | 0 | 0 | 0 | 0 | 0 | 0 | 0 | 0 | 0 | 0 | 0 | 0 | 0 | 0 | 0 | 0 | 0 | 1879.0883
2025-08-24 | 2681.841 | 1.1 | 0 | 1 | 0 | 0 | 0 | 0 | 0 | 0 | 1 | 0 | 0 | 0 | 0 | 0 | 0 | 0 | 0 | 0 | 0 | 0 | 0 | 0 | 0 | 0 | 0 | 0 | 2200.569
2025-08-24 | 3015.068 | 0 | 0.1 | 1 | 0 | 0 | 0 | 0 | 0 | 0 | 0 | 1 | 0 | 0 | 0 | 0 | 0 | 0 | 0 | 0 | 0 | 0 | 0 | 0 | 0 | 0 | 0 | 0 | 2644.4021
2025-08-24 | 3395.945 | 0 | 1.7 | 1 | 0 | 0 | 0 | 0 | 0 | 0 | 0 | 0 | 1 | 0 | 0 | 0 | 0 | 0 | 0 | 0 | 0 | 0 | 0 | 0 | 0 | 0 | 0 | 0 | 3497.3117
2025-08-24 | 3866.103 | 0 | 3.9 | 1 | 0 | 0 | 0 | 0 | 0 | 0 | 0 | 0 | 0 | 1 | 0 | 0 | 0 | 0 | 0 | 0 | 0 | 0 | 0 | 0 | 0 | 0 | 0 | 0 | 4037.4138
2025-08-24 | 4064.978 | 0 | 3.9 | 1 | 0 | 0 | 0 | 0 | 0 | 0 | 0 | 0 | 0 | 0 | 1 | 0 | 0 | 0 | 0 | 0 | 0 | 0 | 0 | 0 | 0 | 0 | 0 | 0 | 4218.8797
2025-08-24 | 4182.893 | 0 | 4.4 | 1 | 0 | 0 | 0 | 0 | 0 | 0 | 0 | 0 | 0 | 0 | 0 | 1 | 0 | 0 | 0 | 0 | 0 | 0 | 0 | 0 | 0 | 0 | 0 | 0 | 4316.6594
2025-08-24 | 4255.03 | 0 | 4.9 | 1 | 0 | 0 | 0 | 0 | 0 | 0 | 0 | 0 | 0 | 0 | 0 | 0 | 1 | 0 | 0 | 0 | 0 | 0 | 0 | 0 | 0 | 0 | 0 | 0 | 4366.2499
2025-08-24 | 4300.207 | 0 | 5.7 | 1 | 0 | 0 | 0 | 0 | 0 | 0 | 0 | 0 | 0 | 0 | 0 | 0 | 0 | 1 | 0 | 0 | 0 | 0 | 0 | 0 | 0 | 0 | 0 | 0 | 4474.5812
2025-08-24 | 4304.66 | 0 | 5 | 1 | 0 | 0 | 0 | 0 | 0 | 0 | 0 | 0 | 0 | 0 | 0 | 0 | 0 | 0 | 1 | 0 | 0 | 0 | 0 | 0 | 0 | 0 | 0 | 0 | 4319.5979
2025-08-24 | 4280.892 | 0 | 5.9 | 1 | 0 | 0 | 0 | 0 | 0 | 0 | 0 | 0 | 0 | 0 | 0 | 0 | 0 | 0 | 0 | 1 | 0 | 0 | 0 | 0 | 0 | 0 | 0 | 0 | 4320.2963
2025-08-24 | 4145.967 | 0 | 7 | 1 | 0 | 0 | 0 | 0 | 0 | 0 | 0 | 0 | 0 | 0 | 0 | 0 | 0 | 0 | 0 | 0 | 1 | 0 | 0 | 0 | 0 | 0 | 0 | 0 | 4186.6418
2025-08-24 | 3923.137 | 0 | 5.5 | 1 | 0 | 0 | 0 | 0 | 0 | 0 | 0 | 0 | 0 | 0 | 0 | 0 | 0 | 0 | 0 | 0 | 0 | 1 | 0 | 0 | 0 | 0 | 0 | 0 | 3667.2059
2025-08-24 | 3720.854 | 0 | 4.9 | 1 | 0 | 0 | 0 | 0 | 0 | 0 | 0 | 0 | 0 | 0 | 0 | 0 | 0 | 0 | 0 | 0 | 0 | 0 | 1 | 0 | 0 | 0 | 0 | 0 | 3391.2919
2025-08-24 | 3618.006 | 0 | 3.2 | 1 | 0 | 0 | 0 | 0 | 0 | 0 | 0 | 0 | 0 | 0 | 0 | 0 | 0 | 0 | 0 | 0 | 0 | 0 | 0 | 1 | 0 | 0 | 0 | 0 | 2987.1103
2025-08-24 | 3315.11 | 0 | 1.5 | 1 | 0 | 0 | 0 | 0 | 0 | 0 | 0 | 0 | 0 | 0 | 0 | 0 | 0 | 0 | 0 | 0 | 0 | 0 | 0 | 0 | 1 | 0 | 0 | 0 | 2554.2764
2025-08-24 | 2991.351 | 1.1 | 0 | 1 | 0 | 0 | 0 | 0 | 0 | 0 | 0 | 0 | 0 | 0 | 0 | 0 | 0 | 0 | 0 | 0 | 0 | 0 | 0 | 0 | 0 | 1 | 0 | 0 | 2144.2144
2025-08-24 | 2706.566 | 1.8 | 0 | 1 | 0 | 0 | 0 | 0 | 0 | 0 | 0 | 0 | 0 | 0 | 0 | 0 | 0 | 0 | 0 | 0 | 0 | 0 | 0 | 0 | 0 | 0 | 1 | 0 | 1974.6728
2025-08-24 | 2593.29 | 1.4 | 0 | 1 | 0 | 0 | 0 | 0 | 0 | 0 | 0 | 0 | 0 | 0 | 0 | 0 | 0 | 0 | 0 | 0 | 0 | 0 | 0 | 0 | 0 | 0 | 0 | 1 | 1818.0812
2025-08-25 | 2476.676 | 2.2 | 0 | 0 | 1 | 0 | 0 | 0 | 0 | 0 | 0 | 0 | 0 | 0 | 0 | 0 | 0 | 0 | 0 | 0 | 0 | 0 | 0 | 0 | 0 | 0 | 0 | 0 | 2368.2473
2025-08-25 | 2482.786 | 2.7 | 0 | 0 | 0 | 1 | 0 | 0 | 0 | 0 | 0 | 0 | 0 | 0 | 0 | 0 | 0 | 0 | 0 | 0 | 0 | 0 | 0 | 0 | 0 | 0 | 0 | 0 | 2365.7184
2025-08-25 | 2438.775 | 2.9 | 0 | 0 | 0 | 0 | 1 | 0 | 0 | 0 | 0 | 0 | 0 | 0 | 0 | 0 | 0 | 0 | 0 | 0 | 0 | 0 | 0 | 0 | 0 | 0 | 0 | 0 | 2366.1124
2025-08-25 | 2456.115 | 3.5 | 0 | 0 | 0 | 0 | 0 | 1 | 0 | 0 | 0 | 0 | 0 | 0 | 0 | 0 | 0 | 0 | 0 | 0 | 0 | 0 | 0 | 0 | 0 | 0 | 0 | 0 | 2437.3806
2025-08-25 | 2529.636 | 4.7 | 0 | 0 | 0 | 0 | 0 | 0 | 1 | 0 | 0 | 0 | 0 | 0 | 0 | 0 | 0 | 0 | 0 | 0 | 0 | 0 | 0 | 0 | 0 | 0 | 0 | 0 | 2563.1518
2025-08-25 | 2634.166 | 4.6 | 0 | 0 | 0 | 0 | 0 | 0 | 0 | 1 | 0 | 0 | 0 | 0 | 0 | 0 | 0 | 0 | 0 | 0 | 0 | 0 | 0 | 0 | 0 | 0 | 0 | 0 | 2662.4443
2025-08-25 | 2996.347 | 3.8 | 0 | 0 | 0 | 0 | 0 | 0 | 0 | 0 | 1 | 0 | 0 | 0 | 0 | 0 | 0 | 0 | 0 | 0 | 0 | 0 | 0 | 0 | 0 | 0 | 0 | 0 | 2950.9835
2025-08-25 | 3787.776 | 2.4 | 0 | 0 | 0 | 0 | 0 | 0 | 0 | 0 | 0 | 1 | 0 | 0 | 0 | 0 | 0 | 0 | 0 | 0 | 0 | 0 | 0 | 0 | 0 | 0 | 0 | 0 | 3360.4753
2025-08-25 | 4468.905 | 1.4 | 0 | 0 | 0 | 0 | 0 | 0 | 0 | 0 | 0 | 0 | 1 | 0 | 0 | 0 | 0 | 0 | 0 | 0 | 0 | 0 | 0 | 0 | 0 | 0 | 0 | 0 | 3914.2779
2025-08-25 | 4910.885 | 0 | 0.4 | 0 | 0 | 0 | 0 | 0 | 0 | 0 | 0 | 0 | 0 | 1 | 0 | 0 | 0 | 0 | 0 | 0 | 0 | 0 | 0 | 0 | 0 | 0 | 0 | 0 | 4099.7668
2025-08-25 | 5132.665 | 0 | 0.8 | 0 | 0 | 0 | 0 | 0 | 0 | 0 | 0 | 0 | 0 | 0 | 1 | 0 | 0 | 0 | 0 | 0 | 0 | 0 | 0 | 0 | 0 | 0 | 0 | 0 | 4339.5388
2025-08-25 | 5199.052 | 0 | 1.4 | 0 | 0 | 0 | 0 | 0 | 0 | 0 | 0 | 0 | 0 | 0 | 0 | 1 | 0 | 0 | 0 | 0 | 0 | 0 | 0 | 0 | 0 | 0 | 0 | 0 | 4451.895
2025-08-25 | 5299.84 | 0 | 1 | 0 | 0 | 0 | 0 | 0 | 0 | 0 | 0 | 0 | 0 | 0 | 0 | 0 | 1 | 0 | 0 | 0 | 0 | 0 | 0 | 0 | 0 | 0 | 0 | 0 | 4370.2968
2025-08-25 | 5234.091 | 0 | 1.1 | 0 | 0 | 0 | 0 | 0 | 0 | 0 | 0 | 0 | 0 | 0 | 0 | 0 | 0 | 1 | 0 | 0 | 0 | 0 | 0 | 0 | 0 | 0 | 0 | 0 | 4376.5926
2025-08-25 | 5118.294 | 0 | 0.9 | 0 | 0 | 0 | 0 | 0 | 0 | 0 | 0 | 0 | 0 | 0 | 0 | 0 | 0 | 0 | 1 | 0 | 0 | 0 | 0 | 0 | 0 | 0 | 0 | 0 | 4294.4919
2025-08-25 | 4757.413 | 0 | 1.8 | 0 | 0 | 0 | 0 | 0 | 0 | 0 | 0 | 0 | 0 | 0 | 0 | 0 | 0 | 0 | 0 | 1 | 0 | 0 | 0 | 0 | 0 | 0 | 0 | 0 | 4295.1902
2025-08-25 | 4167.733 | 0 | 2.1 | 0 | 0 | 0 | 0 | 0 | 0 | 0 | 0 | 0 | 0 | 0 | 0 | 0 | 0 | 0 | 0 | 0 | 1 | 0 | 0 | 0 | 0 | 0 | 0 | 0 | 4044.9237
2025-08-25 | 3756.282 | 0 | 2.1 | 0 | 0 | 0 | 0 | 0 | 0 | 0 | 0 | 0 | 0 | 0 | 0 | 0 | 0 | 0 | 0 | 0 | 0 | 1 | 0 | 0 | 0 | 0 | 0 | 0 | 3744.1354
2025-08-25 | 3442.137 | 0 | 1 | 0 | 0 | 0 | 0 | 0 | 0 | 0 | 0 | 0 | 0 | 0 | 0 | 0 | 0 | 0 | 0 | 0 | 0 | 0 | 1 | 0 | 0 | 0 | 0 | 0 | 3395.3389
2025-08-25 | 3267.917 | 0.5 | 0 | 0 | 0 | 0 | 0 | 0 | 0 | 0 | 0 | 0 | 0 | 0 | 0 | 0 | 0 | 0 | 0 | 0 | 0 | 0 | 0 | 1 | 0 | 0 | 0 | 0 | 3126.1343
2025-08-25 | 2970.015 | 0.7 | 0 | 0 | 0 | 0 | 0 | 0 | 0 | 0 | 0 | 0 | 0 | 0 | 0 | 0 | 0 | 0 | 0 | 0 | 0 | 0 | 0 | 0 | 1 | 0 | 0 | 0 | 2954.2776
2025-08-25 | 2675.005 | 1.5 | 0 | 0 | 0 | 0 | 0 | 0 | 0 | 0 | 0 | 0 | 0 | 0 | 0 | 0 | 0 | 0 | 0 | 0 | 0 | 0 | 0 | 0 | 0 | 1 | 0 | 0 | 2743.0984
2025-08-25 | 2504.668 | 3.2 | 0 | 0 | 0 | 0 | 0 | 0 | 0 | 0 | 0 | 0 | 0 | 0 | 0 | 0 | 0 | 0 | 0 | 0 | 0 | 0 | 0 | 0 | 0 | 0 | 1 | 0 | 2639.4396
2025-08-25 | 2379.708 | 3.5 | 0 | 0 | 0 | 0 | 0 | 0 | 0 | 0 | 0 | 0 | 0 | 0 | 0 | 0 | 0 | 0 | 0 | 0 | 0 | 0 | 0 | 0 | 0 | 0 | 0 | 1 | 2528.9661
2025-08-26 | 2330.472 | 3.7 | 0 | 0 | 1 | 0 | 0 | 0 | 0 | 0 | 0 | 0 | 0 | 0 | 0 | 0 | 0 | 0 | 0 | 0 | 0 | 0 | 0 | 0 | 0 | 0 | 0 | 0 | 2467.0716
2025-08-26 | 2264.933 | 3.4 | 0 | 0 | 0 | 1 | 0 | 0 | 0 | 0 | 0 | 0 | 0 | 0 | 0 | 0 | 0 | 0 | 0 | 0 | 0 | 0 | 0 | 0 | 0 | 0 | 0 | 0 | 2411.8364
2025-08-26 | 2257.403 | 4.5 | 0 | 0 | 0 | 0 | 1 | 0 | 0 | 0 | 0 | 0 | 0 | 0 | 0 | 0 | 0 | 0 | 0 | 0 | 0 | 0 | 0 | 0 | 0 | 0 | 0 | 0 | 2471.5249
2025-08-26 | 2315.704 | 4.8 | 0 | 0 | 0 | 0 | 0 | 1 | 0 | 0 | 0 | 0 | 0 | 0 | 0 | 0 | 0 | 0 | 0 | 0 | 0 | 0 | 0 | 0 | 0 | 0 | 0 | 0 | 2523.0283
2025-08-26 | 2367.641 | 5.7 | 0 | 0 | 0 | 0 | 0 | 0 | 1 | 0 | 0 | 0 | 0 | 0 | 0 | 0 | 0 | 0 | 0 | 0 | 0 | 0 | 0 | 0 | 0 | 0 | 0 | 0 | 2629.0346
2025-08-26 | 2507.246 | 6.4 | 0 | 0 | 0 | 0 | 0 | 0 | 0 | 1 | 0 | 0 | 0 | 0 | 0 | 0 | 0 | 0 | 0 | 0 | 0 | 0 | 0 | 0 | 0 | 0 | 0 | 0 | 2781.0334
2025-08-26 | 2936.232 | 6.1 | 0 | 0 | 0 | 0 | 0 | 0 | 0 | 0 | 1 | 0 | 0 | 0 | 0 | 0 | 0 | 0 | 0 | 0 | 0 | 0 | 0 | 0 | 0 | 0 | 0 | 0 | 3102.5141
2025-08-26 | 3562.153 | 4.1 | 0 | 0 | 0 | 0 | 0 | 0 | 0 | 0 | 0 | 1 | 0 | 0 | 0 | 0 | 0 | 0 | 0 | 0 | 0 | 0 | 0 | 0 | 0 | 0 | 0 | 0 | 3472.4761
2025-08-26 | 4178.795 | 1.8 | 0 | 0 | 0 | 0 | 0 | 0 | 0 | 0 | 0 | 0 | 1 | 0 | 0 | 0 | 0 | 0 | 0 | 0 | 0 | 0 | 0 | 0 | 0 | 0 | 0 | 0 | 3940.6311
2025-08-26 | 4621.477 | 0 | 0 | 0 | 0 | 0 | 0 | 0 | 0 | 0 | 0 | 0 | 0 | 1 | 0 | 0 | 0 | 0 | 0 | 0 | 0 | 0 | 0 | 0 | 0 | 0 | 0 | 0 | 4041.4607
2025-08-26 | 4734.64 | 0 | 0 | 0 | 0 | 0 | 0 | 0 | 0 | 0 | 0 | 0 | 0 | 0 | 1 | 0 | 0 | 0 | 0 | 0 | 0 | 0 | 0 | 0 | 0 | 0 | 0 | 0 | 4222.9267
2025-08-26 | 4770.518 | 0 | 1.7 | 0 | 0 | 0 | 0 | 0 | 0 | 0 | 0 | 0 | 0 | 0 | 0 | 1 | 0 | 0 | 0 | 0 | 0 | 0 | 0 | 0 | 0 | 0 | 0 | 0 | 4495.6245
2025-08-26 | 4834.99 | 0 | 1.2 | 0 | 0 | 0 | 0 | 0 | 0 | 0 | 0 | 0 | 0 | 0 | 0 | 0 | 1 | 0 | 0 | 0 | 0 | 0 | 0 | 0 | 0 | 0 | 0 | 0 | 4399.4499
2025-08-26 | 4843.668 | 0 | 2.3 | 0 | 0 | 0 | 0 | 0 | 0 | 0 | 0 | 0 | 0 | 0 | 0 | 0 | 0 | 1 | 0 | 0 | 0 | 0 | 0 | 0 | 0 | 0 | 0 | 0 | 4551.5107
2025-08-26 | 4771.204 | 0 | 1.3 | 0 | 0 | 0 | 0 | 0 | 0 | 0 | 0 | 0 | 0 | 0 | 0 | 0 | 0 | 0 | 1 | 0 | 0 | 0 | 0 | 0 | 0 | 0 | 0 | 0 | 4352.7979
2025-08-26 | 4571.2 | 0.7 | 0 | 0 | 0 | 0 | 0 | 0 | 0 | 0 | 0 | 0 | 0 | 0 | 0 | 0 | 0 | 0 | 0 | 1 | 0 | 0 | 0 | 0 | 0 | 0 | 0 | 0 | 4078.9311
2025-08-26 | 4094.203 | 1.1 | 0 | 0 | 0 | 0 | 0 | 0 | 0 | 0 | 0 | 0 | 0 | 0 | 0 | 0 | 0 | 0 | 0 | 0 | 1 | 0 | 0 | 0 | 0 | 0 | 0 | 0 | 3811.2881
2025-08-26 | 3710.694 | 1.1 | 0 | 0 | 0 | 0 | 0 | 0 | 0 | 0 | 0 | 0 | 0 | 0 | 0 | 0 | 0 | 0 | 0 | 0 | 0 | 1 | 0 | 0 | 0 | 0 | 0 | 0 | 3510.4998
2025-08-26 | 3433.72 | 1.4 | 0 | 0 | 0 | 0 | 0 | 0 | 0 | 0 | 0 | 0 | 0 | 0 | 0 | 0 | 0 | 0 | 0 | 0 | 0 | 0 | 1 | 0 | 0 | 0 | 0 | 0 | 3341.8098
2025-08-26 | 3254.493 | 1.5 | 0 | 0 | 0 | 0 | 0 | 0 | 0 | 0 | 0 | 0 | 0 | 0 | 0 | 0 | 0 | 0 | 0 | 0 | 0 | 0 | 0 | 1 | 0 | 0 | 0 | 0 | 3192.0172
2025-08-26 | 3048.721 | 1.7 | 0 | 0 | 0 | 0 | 0 | 0 | 0 | 0 | 0 | 0 | 0 | 0 | 0 | 0 | 0 | 0 | 0 | 0 | 0 | 0 | 0 | 0 | 1 | 0 | 0 | 0 | 3020.1605
2025-08-26 | 2734.588 | 2.9 | 0 | 0 | 0 | 0 | 0 | 0 | 0 | 0 | 0 | 0 | 0 | 0 | 0 | 0 | 0 | 0 | 0 | 0 | 0 | 0 | 0 | 0 | 0 | 1 | 0 | 0 | 2835.3344
2025-08-26 | 2506.195 | 3.9 | 0 | 0 | 0 | 0 | 0 | 0 | 0 | 0 | 0 | 0 | 0 | 0 | 0 | 0 | 0 | 0 | 0 | 0 | 0 | 0 | 0 | 0 | 0 | 0 | 1 | 0 | 2685.5576
2025-08-26 | 2380.546 | 4.2 | 0 | 0 | 0 | 0 | 0 | 0 | 0 | 0 | 0 | 0 | 0 | 0 | 0 | 0 | 0 | 0 | 0 | 0 | 0 | 0 | 0 | 0 | 0 | 0 | 0 | 1 | 2575.0841
2025-08-27 | 2296.27 | 4.6 | 0 | 0 | 1 | 0 | 0 | 0 | 0 | 0 | 0 | 0 | 0 | 0 | 0 | 0 | 0 | 0 | 0 | 0 | 0 | 0 | 0 | 0 | 0 | 0 | 0 | 0 | 2526.3662
2025-08-27 | 2245.924 | 5.9 | 0 | 0 | 0 | 1 | 0 | 0 | 0 | 0 | 0 | 0 | 0 | 0 | 0 | 0 | 0 | 0 | 0 | 0 | 0 | 0 | 0 | 0 | 0 | 0 | 0 | 0 | 2576.5435
2025-08-27 | 2227.105 | 5.6 | 0 | 0 | 0 | 0 | 1 | 0 | 0 | 0 | 0 | 0 | 0 | 0 | 0 | 0 | 0 | 0 | 0 | 0 | 0 | 0 | 0 | 0 | 0 | 0 | 0 | 0 | 2543.9961
2025-08-27 | 2273.072 | 6 | 0 | 0 | 0 | 0 | 0 | 1 | 0 | 0 | 0 | 0 | 0 | 0 | 0 | 0 | 0 | 0 | 0 | 0 | 0 | 0 | 0 | 0 | 0 | 0 | 0 | 0 | 2602.0877
2025-08-27 | 2379.322 | 7.2 | 0 | 0 | 0 | 0 | 0 | 0 | 1 | 0 | 0 | 0 | 0 | 0 | 0 | 0 | 0 | 0 | 0 | 0 | 0 | 0 | 0 | 0 | 0 | 0 | 0 | 0 | 2727.8589
2025-08-27 | 2523.868 | 5.3 | 0 | 0 | 0 | 0 | 0 | 0 | 0 | 1 | 0 | 0 | 0 | 0 | 0 | 0 | 0 | 0 | 0 | 0 | 0 | 0 | 0 | 0 | 0 | 0 | 0 | 0 | 2708.5623
2025-08-27 | 3449.637 | 5 | 0 | 0 | 0 | 0 | 0 | 0 | 0 | 0 | 1 | 0 | 0 | 0 | 0 | 0 | 0 | 0 | 0 | 0 | 0 | 0 | 0 | 0 | 0 | 0 | 0 | 0 | 3030.0429
2025-08-27 | 3575.068 | 4.2 | 0 | 0 | 0 | 0 | 0 | 0 | 0 | 0 | 0 | 1 | 0 | 0 | 0 | 0 | 0 | 0 | 0 | 0 | 0 | 0 | 0 | 0 | 0 | 0 | 0 | 0 | 3479.0644
2025-08-27 | 4133.41 | 1.4 | 0 | 0 | 0 | 0 | 0 | 0 | 0 | 0 | 0 | 0 | 1 | 0 | 0 | 0 | 0 | 0 | 0 | 0 | 0 | 0 | 0 | 0 | 0 | 0 | 0 | 0 | 3914.2779
2025-08-27 | 4603.102 | 0.3 | 0 | 0 | 0 | 0 | 0 | 0 | 0 | 0 | 0 | 0 | 0 | 1 | 0 | 0 | 0 | 0 | 0 | 0 | 0 | 0 | 0 | 0 | 0 | 0 | 0 | 0 | 4061.2256
2025-08-27 | 4876.26 | 0 | 0.5 | 0 | 0 | 0 | 0 | 0 | 0 | 0 | 0 | 0 | 0 | 0 | 1 | 0 | 0 | 0 | 0 | 0 | 0 | 0 | 0 | 0 | 0 | 0 | 0 | 0 | 4295.8093
2025-08-27 | 4978.022 | 0 | 1.9 | 0 | 0 | 0 | 0 | 0 | 0 | 0 | 0 | 0 | 0 | 0 | 0 | 1 | 0 | 0 | 0 | 0 | 0 | 0 | 0 | 0 | 0 | 0 | 0 | 0 | 4524.7775
2025-08-27 | 5023.544 | 0 | 3.5 | 0 | 0 | 0 | 0 | 0 | 0 | 0 | 0 | 0 | 0 | 0 | 0 | 0 | 1 | 0 | 0 | 0 | 0 | 0 | 0 | 0 | 0 | 0 | 0 | 0 | 4734.7096
2025-08-27 | 5110.707 | 0 | 3.1 | 0 | 0 | 0 | 0 | 0 | 0 | 0 | 0 | 0 | 0 | 0 | 0 | 0 | 0 | 1 | 0 | 0 | 0 | 0 | 0 | 0 | 0 | 0 | 0 | 0 | 4668.1228
2025-08-27 | 5097.644 | 0 | 4.5 | 0 | 0 | 0 | 0 | 0 | 0 | 0 | 0 | 0 | 0 | 0 | 0 | 0 | 0 | 0 | 1 | 0 | 0 | 0 | 0 | 0 | 0 | 0 | 0 | 0 | 4819.2462
2025-08-27 | 4823.771 | 0 | 5.3 | 0 | 0 | 0 | 0 | 0 | 0 | 0 | 0 | 0 | 0 | 0 | 0 | 0 | 0 | 0 | 0 | 1 | 0 | 0 | 0 | 0 | 0 | 0 | 0 | 0 | 4805.3681
2025-08-27 | 4253.238 | 0 | 3.3 | 0 | 0 | 0 | 0 | 0 | 0 | 0 | 0 | 0 | 0 | 0 | 0 | 0 | 0 | 0 | 0 | 0 | 1 | 0 | 0 | 0 | 0 | 0 | 0 | 0 | 4219.8418
2025-08-27 | 3863.921 | 0 | 4.3 | 0 | 0 | 0 | 0 | 0 | 0 | 0 | 0 | 0 | 0 | 0 | 0 | 0 | 0 | 0 | 0 | 0 | 0 | 1 | 0 | 0 | 0 | 0 | 0 | 0 | 4064.8186
2025-08-27 | 3611.707 | 0 | 2.6 | 0 | 0 | 0 | 0 | 0 | 0 | 0 | 0 | 0 | 0 | 0 | 0 | 0 | 0 | 0 | 0 | 0 | 0 | 0 | 1 | 0 | 0 | 0 | 0 | 0 | 3628.5631
2025-08-27 | 3488.491 | 0 | 0.8 | 0 | 0 | 0 | 0 | 0 | 0 | 0 | 0 | 0 | 0 | 0 | 0 | 0 | 0 | 0 | 0 | 0 | 0 | 0 | 0 | 1 | 0 | 0 | 0 | 0 | 3209.805
2025-08-27 | 3157.006 | 1.4 | 0 | 0 | 0 | 0 | 0 | 0 | 0 | 0 | 0 | 0 | 0 | 0 | 0 | 0 | 0 | 0 | 0 | 0 | 0 | 0 | 0 | 0 | 1 | 0 | 0 | 0 | 3000.3956
2025-08-27 | 2783.617 | 1.7 | 0 | 0 | 0 | 0 | 0 | 0 | 0 | 0 | 0 | 0 | 0 | 0 | 0 | 0 | 0 | 0 | 0 | 0 | 0 | 0 | 0 | 0 | 0 | 1 | 0 | 0 | 2756.275
2025-08-27 | 2484.766 | 1.5 | 0 | 0 | 0 | 0 | 0 | 0 | 0 | 0 | 0 | 0 | 0 | 0 | 0 | 0 | 0 | 0 | 0 | 0 | 0 | 0 | 0 | 0 | 0 | 0 | 1 | 0 | 2527.4388
2025-08-27 | 2343.252 | 2 | 0 | 0 | 0 | 0 | 0 | 0 | 0 | 0 | 0 | 0 | 0 | 0 | 0 | 0 | 0 | 0 | 0 | 0 | 0 | 0 | 0 | 0 | 0 | 0 | 0 | 1 | 2430.1418
2025-08-28 | 2275.074 | 1.9 | 0 | 0 | 1 | 0 | 0 | 0 | 0 | 0 | 0 | 0 | 0 | 0 | 0 | 0 | 0 | 0 | 0 | 0 | 0 | 0 | 0 | 0 | 0 | 0 | 0 | 0 | 2348.4825
2025-08-28 | 2285.027 | 2.6 | 0 | 0 | 0 | 1 | 0 | 0 | 0 | 0 | 0 | 0 | 0 | 0 | 0 | 0 | 0 | 0 | 0 | 0 | 0 | 0 | 0 | 0 | 0 | 0 | 0 | 0 | 2359.1301
2025-08-28 | 2266.558 | 2.8 | 0 | 0 | 0 | 0 | 1 | 0 | 0 | 0 | 0 | 0 | 0 | 0 | 0 | 0 | 0 | 0 | 0 | 0 | 0 | 0 | 0 | 0 | 0 | 0 | 0 | 0 | 2359.5241
2025-08-28 | 2303.36 | 3.6 | 0 | 0 | 0 | 0 | 0 | 1 | 0 | 0 | 0 | 0 | 0 | 0 | 0 | 0 | 0 | 0 | 0 | 0 | 0 | 0 | 0 | 0 | 0 | 0 | 0 | 0 | 2443.9689
2025-08-28 | 2423.488 | 3.3 | 0 | 0 | 0 | 0 | 0 | 0 | 1 | 0 | 0 | 0 | 0 | 0 | 0 | 0 | 0 | 0 | 0 | 0 | 0 | 0 | 0 | 0 | 0 | 0 | 0 | 0 | 2470.9158
2025-08-28 | 2541.678 | 4.4 | 0 | 0 | 0 | 0 | 0 | 0 | 0 | 1 | 0 | 0 | 0 | 0 | 0 | 0 | 0 | 0 | 0 | 0 | 0 | 0 | 0 | 0 | 0 | 0 | 0 | 0 | 2649.2677
2025-08-28 | 2946.563 | 3.2 | 0 | 0 | 0 | 0 | 0 | 0 | 0 | 0 | 1 | 0 | 0 | 0 | 0 | 0 | 0 | 0 | 0 | 0 | 0 | 0 | 0 | 0 | 0 | 0 | 0 | 0 | 2911.4538
2025-08-28 | 3643.502 | 1.4 | 0 | 0 | 0 | 0 | 0 | 0 | 0 | 0 | 0 | 1 | 0 | 0 | 0 | 0 | 0 | 0 | 0 | 0 | 0 | 0 | 0 | 0 | 0 | 0 | 0 | 0 | 3294.5924
2025-08-28 | 4191.553 | 0 | 0.2 | 0 | 0 | 0 | 0 | 0 | 0 | 0 | 0 | 0 | 1 | 0 | 0 | 0 | 0 | 0 | 0 | 0 | 0 | 0 | 0 | 0 | 0 | 0 | 0 | 0 | 3851.1949
2025-08-28 | 4644.576 | 0 | 0 | 0 | 0 | 0 | 0 | 0 | 0 | 0 | 0 | 0 | 0 | 1 | 0 | 0 | 0 | 0 | 0 | 0 | 0 | 0 | 0 | 0 | 0 | 0 | 0 | 0 | 4041.4607
2025-08-28 | 4700.806 | 1 | 0 | 0 | 0 | 0 | 0 | 0 | 0 | 0 | 0 | 0 | 0 | 0 | 1 | 0 | 0 | 0 | 0 | 0 | 0 | 0 | 0 | 0 | 0 | 0 | 0 | 0 | 4288.8096
2025-08-28 | 4692.355 | 0.6 | 0 | 0 | 0 | 0 | 0 | 0 | 0 | 0 | 0 | 0 | 0 | 0 | 0 | 1 | 0 | 0 | 0 | 0 | 0 | 0 | 0 | 0 | 0 | 0 | 0 | 0 | 4287.3535
2025-08-28 | 4726.649 | 0.5 | 0 | 0 | 0 | 0 | 0 | 0 | 0 | 0 | 0 | 0 | 0 | 0 | 0 | 0 | 1 | 0 | 0 | 0 | 0 | 0 | 0 | 0 | 0 | 0 | 0 | 0 | 4257.4732
2025-08-28 | 4878.515 | 0.7 | 0 | 0 | 0 | 0 | 0 | 0 | 0 | 0 | 0 | 0 | 0 | 0 | 0 | 0 | 0 | 1 | 0 | 0 | 0 | 0 | 0 | 0 | 0 | 0 | 0 | 0 | 4262.369
2025-08-28 | 4682.924 | 1.5 | 0 | 0 | 0 | 0 | 0 | 0 | 0 | 0 | 0 | 0 | 0 | 0 | 0 | 0 | 0 | 0 | 1 | 0 | 0 | 0 | 0 | 0 | 0 | 0 | 0 | 0 | 4262.1276
2025-08-28 | 4345.997 | 1.4 | 0 | 0 | 0 | 0 | 0 | 0 | 0 | 0 | 0 | 0 | 0 | 0 | 0 | 0 | 0 | 0 | 0 | 1 | 0 | 0 | 0 | 0 | 0 | 0 | 0 | 0 | 4125.0491
2025-08-28 | 3907.029 | 0.6 | 0 | 0 | 0 | 0 | 0 | 0 | 0 | 0 | 0 | 0 | 0 | 0 | 0 | 0 | 0 | 0 | 0 | 0 | 1 | 0 | 0 | 0 | 0 | 0 | 0 | 0 | 3778.3467
2025-08-28 | 3525.242 | 0 | 0 | 0 | 0 | 0 | 0 | 0 | 0 | 0 | 0 | 0 | 0 | 0 | 0 | 0 | 0 | 0 | 0 | 0 | 0 | 1 | 0 | 0 | 0 | 0 | 0 | 0 | 3438.0287
2025-08-28 | 3321.331 | 0.3 | 0 | 0 | 0 | 0 | 0 | 0 | 0 | 0 | 0 | 0 | 0 | 0 | 0 | 0 | 0 | 0 | 0 | 0 | 0 | 0 | 1 | 0 | 0 | 0 | 0 | 0 | 3269.3387
2025-08-28 | 3247.636 | 2.1 | 0 | 0 | 0 | 0 | 0 | 0 | 0 | 0 | 0 | 0 | 0 | 0 | 0 | 0 | 0 | 0 | 0 | 0 | 0 | 0 | 0 | 1 | 0 | 0 | 0 | 0 | 3231.5469
2025-08-28 | 2983.053 | 3.2 | 0 | 0 | 0 | 0 | 0 | 0 | 0 | 0 | 0 | 0 | 0 | 0 | 0 | 0 | 0 | 0 | 0 | 0 | 0 | 0 | 0 | 0 | 1 | 0 | 0 | 0 | 3118.9847
2025-08-28 | 2720.102 | 4.4 | 0 | 0 | 0 | 0 | 0 | 0 | 0 | 0 | 0 | 0 | 0 | 0 | 0 | 0 | 0 | 0 | 0 | 0 | 0 | 0 | 0 | 0 | 0 | 1 | 0 | 0 | 2934.1587
2025-08-28 | 2463.478 | 5.2 | 0 | 0 | 0 | 0 | 0 | 0 | 0 | 0 | 0 | 0 | 0 | 0 | 0 | 0 | 0 | 0 | 0 | 0 | 0 | 0 | 0 | 0 | 0 | 0 | 1 | 0 | 2771.2054
2025-08-28 | 2338.512 | 5.7 | 0 | 0 | 0 | 0 | 0 | 0 | 0 | 0 | 0 | 0 | 0 | 0 | 0 | 0 | 0 | 0 | 0 | 0 | 0 | 0 | 0 | 0 | 0 | 0 | 0 | 1 | 2673.9083
2025-08-29 | 2278.685 | 6.2 | 0 | 0 | 1 | 0 | 0 | 0 | 0 | 0 | 0 | 0 | 0 | 0 | 0 | 0 | 0 | 0 | 0 | 0 | 0 | 0 | 0 | 0 | 0 | 0 | 0 | 0 | 2631.7787
2025-08-29 | 2253.269 | 6.7 | 0 | 0 | 0 | 1 | 0 | 0 | 0 | 0 | 0 | 0 | 0 | 0 | 0 | 0 | 0 | 0 | 0 | 0 | 0 | 0 | 0 | 0 | 0 | 0 | 0 | 0 | 2629.2498
2025-08-29 | 2243.683 | 7.6 | 0 | 0 | 0 | 0 | 1 | 0 | 0 | 0 | 0 | 0 | 0 | 0 | 0 | 0 | 0 | 0 | 0 | 0 | 0 | 0 | 0 | 0 | 0 | 0 | 0 | 0 | 2675.7618
2025-08-29 | 2272.282 | 8 | 0 | 0 | 0 | 0 | 0 | 1 | 0 | 0 | 0 | 0 | 0 | 0 | 0 | 0 | 0 | 0 | 0 | 0 | 0 | 0 | 0 | 0 | 0 | 0 | 0 | 0 | 2733.8534
2025-08-29 | 2346.203 | 8.3 | 0 | 0 | 0 | 0 | 0 | 0 | 1 | 0 | 0 | 0 | 0 | 0 | 0 | 0 | 0 | 0 | 0 | 0 | 0 | 0 | 0 | 0 | 0 | 0 | 0 | 0 | 2800.3301
2025-08-29 | 2503.35 | 8.8 | 0 | 0 | 0 | 0 | 0 | 0 | 0 | 1 | 0 | 0 | 0 | 0 | 0 | 0 | 0 | 0 | 0 | 0 | 0 | 0 | 0 | 0 | 0 | 0 | 0 | 0 | 2939.1522
2025-08-29 | 2890.961 | 8.5 | 0 | 0 | 0 | 0 | 0 | 0 | 0 | 0 | 1 | 0 | 0 | 0 | 0 | 0 | 0 | 0 | 0 | 0 | 0 | 0 | 0 | 0 | 0 | 0 | 0 | 0 | 3260.6329
2025-08-29 | 3522.283 | 6.7 | 0 | 0 | 0 | 0 | 0 | 0 | 0 | 0 | 0 | 1 | 0 | 0 | 0 | 0 | 0 | 0 | 0 | 0 | 0 | 0 | 0 | 0 | 0 | 0 | 0 | 0 | 3643.7715
2025-08-29 | 3904.595 | 5.2 | 0 | 0 | 0 | 0 | 0 | 0 | 0 | 0 | 0 | 0 | 1 | 0 | 0 | 0 | 0 | 0 | 0 | 0 | 0 | 0 | 0 | 0 | 0 | 0 | 0 | 0 | 4164.6328
2025-08-29 | 4125.478 | 3.6 | 0 | 0 | 0 | 0 | 0 | 0 | 0 | 0 | 0 | 0 | 0 | 1 | 0 | 0 | 0 | 0 | 0 | 0 | 0 | 0 | 0 | 0 | 0 | 0 | 0 | 0 | 4278.639
2025-08-29 | 4350.074 | 3.1 | 0 | 0 | 0 | 0 | 0 | 0 | 0 | 0 | 0 | 0 | 0 | 0 | 1 | 0 | 0 | 0 | 0 | 0 | 0 | 0 | 0 | 0 | 0 | 0 | 0 | 0 | 4427.1636
2025-08-29 | 4409.31 | 2.4 | 0 | 0 | 0 | 0 | 0 | 0 | 0 | 0 | 0 | 0 | 0 | 0 | 0 | 1 | 0 | 0 | 0 | 0 | 0 | 0 | 0 | 0 | 0 | 0 | 0 | 0 | 4405.9427
2025-08-29 | 4368.932 | 2.1 | 0 | 0 | 0 | 0 | 0 | 0 | 0 | 0 | 0 | 0 | 0 | 0 | 0 | 0 | 1 | 0 | 0 | 0 | 0 | 0 | 0 | 0 | 0 | 0 | 0 | 0 | 4362.8857
2025-08-29 | 4329.353 | 2 | 0 | 0 | 0 | 0 | 0 | 0 | 0 | 0 | 0 | 0 | 0 | 0 | 0 | 0 | 0 | 1 | 0 | 0 | 0 | 0 | 0 | 0 | 0 | 0 | 0 | 0 | 4348.0167
2025-08-29 | 4269.618 | 1.4 | 0 | 0 | 0 | 0 | 0 | 0 | 0 | 0 | 0 | 0 | 0 | 0 | 0 | 0 | 0 | 0 | 1 | 0 | 0 | 0 | 0 | 0 | 0 | 0 | 0 | 0 | 4255.5393
2025-08-29 | 4167.795 | 0.3 | 0 | 0 | 0 | 0 | 0 | 0 | 0 | 0 | 0 | 0 | 0 | 0 | 0 | 0 | 0 | 0 | 0 | 1 | 0 | 0 | 0 | 0 | 0 | 0 | 0 | 0 | 4052.5779
2025-08-29 | 3812.361 | 0.2 | 0 | 0 | 0 | 0 | 0 | 0 | 0 | 0 | 0 | 0 | 0 | 0 | 0 | 0 | 0 | 0 | 0 | 0 | 1 | 0 | 0 | 0 | 0 | 0 | 0 | 0 | 3751.9936
2025-08-29 | 3446.004 | 1.4 | 0 | 0 | 0 | 0 | 0 | 0 | 0 | 0 | 0 | 0 | 0 | 0 | 0 | 0 | 0 | 0 | 0 | 0 | 0 | 1 | 0 | 0 | 0 | 0 | 0 | 0 | 3530.2647
2025-08-29 | 3264.407 | 1.4 | 0 | 0 | 0 | 0 | 0 | 0 | 0 | 0 | 0 | 0 | 0 | 0 | 0 | 0 | 0 | 0 | 0 | 0 | 0 | 0 | 1 | 0 | 0 | 0 | 0 | 0 | 3341.8098
2025-08-29 | 3241.411 | 2.8 | 0 | 0 | 0 | 0 | 0 | 0 | 0 | 0 | 0 | 0 | 0 | 0 | 0 | 0 | 0 | 0 | 0 | 0 | 0 | 0 | 0 | 1 | 0 | 0 | 0 | 0 | 3277.6649
2025-08-29 | 2971.879 | 3.5 | 0 | 0 | 0 | 0 | 0 | 0 | 0 | 0 | 0 | 0 | 0 | 0 | 0 | 0 | 0 | 0 | 0 | 0 | 0 | 0 | 0 | 0 | 1 | 0 | 0 | 0 | 3138.7496
2025-08-29 | 2663.98 | 4.9 | 0 | 0 | 0 | 0 | 0 | 0 | 0 | 0 | 0 | 0 | 0 | 0 | 0 | 0 | 0 | 0 | 0 | 0 | 0 | 0 | 0 | 0 | 0 | 1 | 0 | 0 | 2967.1001
2025-08-29 | 2454.309 | 5.8 | 0 | 0 | 0 | 0 | 0 | 0 | 0 | 0 | 0 | 0 | 0 | 0 | 0 | 0 | 0 | 0 | 0 | 0 | 0 | 0 | 0 | 0 | 0 | 0 | 1 | 0 | 2810.7351
2025-08-29 | 2323.526 | 6.7 | 0 | 0 | 0 | 0 | 0 | 0 | 0 | 0 | 0 | 0 | 0 | 0 | 0 | 0 | 0 | 0 | 0 | 0 | 0 | 0 | 0 | 0 | 0 | 0 | 0 | 1 | 2739.7912
2025-08-30 | 2243.04 | 7.5 | 0 | 1 | 1 | 0 | 0 | 0 | 0 | 0 | 0 | 0 | 0 | 0 | 0 | 0 | 0 | 0 | 0 | 0 | 0 | 0 | 0 | 0 | 0 | 0 | 0 | 0 | 2144.8956
2025-08-30 | 2235.791 | 7.3 | 0 | 1 | 0 | 1 | 0 | 0 | 0 | 0 | 0 | 0 | 0 | 0 | 0 | 0 | 0 | 0 | 0 | 0 | 0 | 0 | 0 | 0 | 0 | 0 | 0 | 0 | 2096.2486
2025-08-30 | 2230.5 | 7.7 | 0 | 1 | 0 | 0 | 1 | 0 | 0 | 0 | 0 | 0 | 0 | 0 | 0 | 0 | 0 | 0 | 0 | 0 | 0 | 0 | 0 | 0 | 0 | 0 | 0 | 0 | 2109.8192
2025-08-30 | 2251.784 | 7.6 | 0 | 1 | 0 | 0 | 0 | 1 | 0 | 0 | 0 | 0 | 0 | 0 | 0 | 0 | 0 | 0 | 0 | 0 | 0 | 0 | 0 | 0 | 0 | 0 | 0 | 0 | 2134.9694
2025-08-30 | 2278.277 | 7.4 | 0 | 1 | 0 | 0 | 0 | 0 | 1 | 0 | 0 | 0 | 0 | 0 | 0 | 0 | 0 | 0 | 0 | 0 | 0 | 0 | 0 | 0 | 0 | 0 | 0 | 0 | 2168.5046
2025-08-30 | 2321.088 | 9.2 | 0 | 1 | 0 | 0 | 0 | 0 | 0 | 1 | 0 | 0 | 0 | 0 | 0 | 0 | 0 | 0 | 0 | 0 | 0 | 0 | 0 | 0 | 0 | 0 | 0 | 0 | 2392.9745
2025-08-30 | 2410.481 | 7.1 | 0 | 1 | 0 | 0 | 0 | 0 | 0 | 0 | 1 | 0 | 0 | 0 | 0 | 0 | 0 | 0 | 0 | 0 | 0 | 0 | 0 | 0 | 0 | 0 | 0 | 0 | 2595.8661
2025-08-30 | 2676.433 | 5.1 | 0 | 1 | 0 | 0 | 0 | 0 | 0 | 0 | 0 | 1 | 0 | 0 | 0 | 0 | 0 | 0 | 0 | 0 | 0 | 0 | 0 | 0 | 0 | 0 | 0 | 0 | 2965.8281
2025-08-30 | 3107.644 | 2.1 | 0 | 1 | 0 | 0 | 0 | 0 | 0 | 0 | 0 | 0 | 1 | 0 | 0 | 0 | 0 | 0 | 0 | 0 | 0 | 0 | 0 | 0 | 0 | 0 | 0 | 0 | 3387.8651
2025-08-30 | 3508.178 | 0.1 | 0 | 1 | 0 | 0 | 0 | 0 | 0 | 0 | 0 | 0 | 0 | 1 | 0 | 0 | 0 | 0 | 0 | 0 | 0 | 0 | 0 | 0 | 0 | 0 | 0 | 0 | 3475.5182
2025-08-30 | 3682.596 | 0 | 0.3 | 1 | 0 | 0 | 0 | 0 | 0 | 0 | 0 | 0 | 0 | 0 | 1 | 0 | 0 | 0 | 0 | 0 | 0 | 0 | 0 | 0 | 0 | 0 | 0 | 0 | 3694.1254
2025-08-30 | 3768.292 | 0 | 0.3 | 1 | 0 | 0 | 0 | 0 | 0 | 0 | 0 | 0 | 0 | 0 | 0 | 1 | 0 | 0 | 0 | 0 | 0 | 0 | 0 | 0 | 0 | 0 | 0 | 0 | 3719.0225
2025-08-30 | 3818.514 | 0 | 2.2 | 1 | 0 | 0 | 0 | 0 | 0 | 0 | 0 | 0 | 0 | 0 | 0 | 0 | 1 | 0 | 0 | 0 | 0 | 0 | 0 | 0 | 0 | 0 | 0 | 0 | 3972.6841
2025-08-30 | 3824.294 | 0 | 2.8 | 1 | 0 | 0 | 0 | 0 | 0 | 0 | 0 | 0 | 0 | 0 | 0 | 0 | 0 | 1 | 0 | 0 | 0 | 0 | 0 | 0 | 0 | 0 | 0 | 0 | 4051.8624
2025-08-30 | 3774.611 | 0 | 3.8 | 1 | 0 | 0 | 0 | 0 | 0 | 0 | 0 | 0 | 0 | 0 | 0 | 0 | 0 | 0 | 1 | 0 | 0 | 0 | 0 | 0 | 0 | 0 | 0 | 0 | 4144.6798
2025-08-30 | 3671.955 | 0 | 3 | 1 | 0 | 0 | 0 | 0 | 0 | 0 | 0 | 0 | 0 | 0 | 0 | 0 | 0 | 0 | 0 | 1 | 0 | 0 | 0 | 0 | 0 | 0 | 0 | 0 | 3897.5775
2025-08-30 | 3474.965 | 0 | 3.2 | 1 | 0 | 0 | 0 | 0 | 0 | 0 | 0 | 0 | 0 | 0 | 0 | 0 | 0 | 0 | 0 | 0 | 1 | 0 | 0 | 0 | 0 | 0 | 0 | 0 | 3632.7344
2025-08-30 | 3340.072 | 0 | 2.4 | 1 | 0 | 0 | 0 | 0 | 0 | 0 | 0 | 0 | 0 | 0 | 0 | 0 | 0 | 0 | 0 | 0 | 0 | 1 | 0 | 0 | 0 | 0 | 0 | 0 | 3215.3341
2025-08-30 | 3179.942 | 0 | 1.6 | 1 | 0 | 0 | 0 | 0 | 0 | 0 | 0 | 0 | 0 | 0 | 0 | 0 | 0 | 0 | 0 | 0 | 0 | 0 | 1 | 0 | 0 | 0 | 0 | 0 | 2910.2671
2025-08-30 | 3094.296 | 0 | 0.1 | 1 | 0 | 0 | 0 | 0 | 0 | 0 | 0 | 0 | 0 | 0 | 0 | 0 | 0 | 0 | 0 | 0 | 0 | 0 | 0 | 1 | 0 | 0 | 0 | 0 | 2535.2386
2025-08-30 | 2877.938 | 0.8 | 0 | 1 | 0 | 0 | 0 | 0 | 0 | 0 | 0 | 0 | 0 | 0 | 0 | 0 | 0 | 0 | 0 | 0 | 0 | 0 | 0 | 0 | 1 | 0 | 0 | 0 | 2388.3351
2025-08-30 | 2658.468 | 1.6 | 0 | 1 | 0 | 0 | 0 | 0 | 0 | 0 | 0 | 0 | 0 | 0 | 0 | 0 | 0 | 0 | 0 | 0 | 0 | 0 | 0 | 0 | 0 | 1 | 0 | 0 | 2177.1558
2025-08-30 | 2461.577 | 1.7 | 0 | 1 | 0 | 0 | 0 | 0 | 0 | 0 | 0 | 0 | 0 | 0 | 0 | 0 | 0 | 0 | 0 | 0 | 0 | 0 | 0 | 0 | 0 | 0 | 1 | 0 | 1968.0845
2025-08-30 | 2297.547 | 2.8 | 0 | 1 | 0 | 0 | 0 | 0 | 0 | 0 | 0 | 0 | 0 | 0 | 0 | 0 | 0 | 0 | 0 | 0 | 0 | 0 | 0 | 0 | 0 | 0 | 0 | 1 | 1910.3172
2025-08-31 | 2245.574 | 3.8 | 0 | 1 | 1 | 0 | 0 | 0 | 0 | 0 | 0 | 0 | 0 | 0 | 0 | 0 | 0 | 0 | 0 | 0 | 0 | 0 | 0 | 0 | 0 | 0 | 0 | 0 | 1901.1291
2025-08-31 | 2201.996 | 5.8 | 0 | 1 | 0 | 1 | 0 | 0 | 0 | 0 | 0 | 0 | 0 | 0 | 0 | 0 | 0 | 0 | 0 | 0 | 0 | 0 | 0 | 0 | 0 | 0 | 0 | 0 | 1997.4244
2025-08-31 | 2209.549 | 5.2 | 0 | 1 | 0 | 0 | 1 | 0 | 0 | 0 | 0 | 0 | 0 | 0 | 0 | 0 | 0 | 0 | 0 | 0 | 0 | 0 | 0 | 0 | 0 | 0 | 0 | 0 | 1945.1121
2025-08-31 | 2235.761 | 5.8 | 0 | 1 | 0 | 0 | 0 | 1 | 0 | 0 | 0 | 0 | 0 | 0 | 0 | 0 | 0 | 0 | 0 | 0 | 0 | 0 | 0 | 0 | 0 | 0 | 0 | 0 | 2016.3803
2025-08-31 | 2248.734 | 6.2 | 0 | 1 | 0 | 0 | 0 | 0 | 1 | 0 | 0 | 0 | 0 | 0 | 0 | 0 | 0 | 0 | 0 | 0 | 0 | 0 | 0 | 0 | 0 | 0 | 0 | 0 | 2089.4452
2025-08-31 | 2230.029 | 6.7 | 0 | 1 | 0 | 0 | 0 | 0 | 0 | 1 | 0 | 0 | 0 | 0 | 0 | 0 | 0 | 0 | 0 | 0 | 0 | 0 | 0 | 0 | 0 | 0 | 0 | 0 | 2228.2674
2025-08-31 | 2319.792 | 7 | 0 | 1 | 0 | 0 | 0 | 0 | 0 | 0 | 1 | 0 | 0 | 0 | 0 | 0 | 0 | 0 | 0 | 0 | 0 | 0 | 0 | 0 | 0 | 0 | 0 | 0 | 2589.2778
2025-08-31 | 2523.349 | 5.1 | 0 | 1 | 0 | 0 | 0 | 0 | 0 | 0 | 0 | 1 | 0 | 0 | 0 | 0 | 0 | 0 | 0 | 0 | 0 | 0 | 0 | 0 | 0 | 0 | 0 | 0 | 2965.8281
2025-08-31 | 2826.826 | 2.2 | 0 | 1 | 0 | 0 | 0 | 0 | 0 | 0 | 0 | 0 | 1 | 0 | 0 | 0 | 0 | 0 | 0 | 0 | 0 | 0 | 0 | 0 | 0 | 0 | 0 | 0 | 3394.4534
2025-08-31 | 3266.359 | 0.1 | 0 | 1 | 0 | 0 | 0 | 0 | 0 | 0 | 0 | 0 | 0 | 1 | 0 | 0 | 0 | 0 | 0 | 0 | 0 | 0 | 0 | 0 | 0 | 0 | 0 | 0 | 3475.5182
2025-08-31 | 3443.981 | 0 | 1.8 | 1 | 0 | 0 | 0 | 0 | 0 | 0 | 0 | 0 | 0 | 0 | 1 | 0 | 0 | 0 | 0 | 0 | 0 | 0 | 0 | 0 | 0 | 0 | 0 | 0 | 3912.773
2025-08-31 | 3503.267 | 0 | 2.6 | 1 | 0 | 0 | 0 | 0 | 0 | 0 | 0 | 0 | 0 | 0 | 0 | 1 | 0 | 0 | 0 | 0 | 0 | 0 | 0 | 0 | 0 | 0 | 0 | 0 | 4054.2822
2025-08-31 | 3606.325 | 0 | 3.3 | 1 | 0 | 0 | 0 | 0 | 0 | 0 | 0 | 0 | 0 | 0 | 0 | 0 | 1 | 0 | 0 | 0 | 0 | 0 | 0 | 0 | 0 | 0 | 0 | 0 | 4133.0257
2025-08-31 | 3582.619 | 0 | 4.6 | 1 | 0 | 0 | 0 | 0 | 0 | 0 | 0 | 0 | 0 | 0 | 0 | 0 | 0 | 1 | 0 | 0 | 0 | 0 | 0 | 0 | 0 | 0 | 0 | 0 | 4314.2396
2025-08-31 | 3574.008 | 0 | 4.6 | 1 | 0 | 0 | 0 | 0 | 0 | 0 | 0 | 0 | 0 | 0 | 0 | 0 | 0 | 0 | 1 | 0 | 0 | 0 | 0 | 0 | 0 | 0 | 0 | 0 | 4261.2919
2025-08-31 | 3557.954 | 0 | 4.4 | 1 | 0 | 0 | 0 | 0 | 0 | 0 | 0 | 0 | 0 | 0 | 0 | 0 | 0 | 0 | 0 | 1 | 0 | 0 | 0 | 0 | 0 | 0 | 0 | 0 | 4101.6486
2025-08-31 | 3411.326 | 0 | 3.9 | 1 | 0 | 0 | 0 | 0 | 0 | 0 | 0 | 0 | 0 | 0 | 0 | 0 | 0 | 0 | 0 | 0 | 1 | 0 | 0 | 0 | 0 | 0 | 0 | 0 | 3734.77
2025-08-31 | 3276.093 | 0 | 3.5 | 1 | 0 | 0 | 0 | 0 | 0 | 0 | 0 | 0 | 0 | 0 | 0 | 0 | 0 | 0 | 0 | 0 | 0 | 1 | 0 | 0 | 0 | 0 | 0 | 0 | 3375.6757
2025-08-31 | 3095.979 | 0 | 3 | 1 | 0 | 0 | 0 | 0 | 0 | 0 | 0 | 0 | 0 | 0 | 0 | 0 | 0 | 0 | 0 | 0 | 0 | 0 | 1 | 0 | 0 | 0 | 0 | 0 | 3114.3383
2025-08-31 | 2993.191 | 0 | 1.7 | 1 | 0 | 0 | 0 | 0 | 0 | 0 | 0 | 0 | 0 | 0 | 0 | 0 | 0 | 0 | 0 | 0 | 0 | 0 | 0 | 1 | 0 | 0 | 0 | 0 | 2768.4627
2025-08-31 | 2805.813 | 0 | 1.5 | 1 | 0 | 0 | 0 | 0 | 0 | 0 | 0 | 0 | 0 | 0 | 0 | 0 | 0 | 0 | 0 | 0 | 0 | 0 | 0 | 0 | 1 | 0 | 0 | 0 | 2554.2764
2025-08-31 | 2606.684 | 0 | 0.8 | 1 | 0 | 0 | 0 | 0 | 0 | 0 | 0 | 0 | 0 | 0 | 0 | 0 | 0 | 0 | 0 | 0 | 0 | 0 | 0 | 0 | 0 | 1 | 0 | 0 | 2188.3553
2025-08-31 | 2380.268 | 0.1 | 0 | 1 | 0 | 0 | 0 | 0 | 0 | 0 | 0 | 0 | 0 | 0 | 0 | 0 | 0 | 0 | 0 | 0 | 0 | 0 | 0 | 0 | 0 | 0 | 1 | 0 | 1862.672
2025-08-31 | 2291.345 | 2.2 | 0 | 1 | 0 | 0 | 0 | 0 | 0 | 0 | 0 | 0 | 0 | 0 | 0 | 0 | 0 | 0 | 0 | 0 | 0 | 0 | 0 | 0 | 0 | 0 | 0 | 1 | 1870.7875
2025-09-01 | 2248.944 | 2.3 | 0 | 0 | 1 | 0 | 0 | 0 | 0 | 0 | 0 | 0 | 0 | 0 | 0 | 0 | 0 | 0 | 0 | 0 | 0 | 0 | 0 | 0 | 0 | 0 | 0 | 0 | 2374.8356
2025-09-01 | 2231.207 | 3.8 | 0 | 0 | 0 | 1 | 0 | 0 | 0 | 0 | 0 | 0 | 0 | 0 | 0 | 0 | 0 | 0 | 0 | 0 | 0 | 0 | 0 | 0 | 0 | 0 | 0 | 0 | 2438.1895
2025-09-01 | 2185.589 | 3.8 | 0 | 0 | 0 | 0 | 1 | 0 | 0 | 0 | 0 | 0 | 0 | 0 | 0 | 0 | 0 | 0 | 0 | 0 | 0 | 0 | 0 | 0 | 0 | 0 | 0 | 0 | 2425.4069
2025-09-01 | 2206.844 | 3.9 | 0 | 0 | 0 | 0 | 0 | 1 | 0 | 0 | 0 | 0 | 0 | 0 | 0 | 0 | 0 | 0 | 0 | 0 | 0 | 0 | 0 | 0 | 0 | 0 | 0 | 0 | 2463.7337
2025-09-01 | 2236.723 | 4.4 | 0 | 0 | 0 | 0 | 0 | 0 | 1 | 0 | 0 | 0 | 0 | 0 | 0 | 0 | 0 | 0 | 0 | 0 | 0 | 0 | 0 | 0 | 0 | 0 | 0 | 0 | 2543.3869
2025-09-01 | 2264.712 | 5.2 | 0 | 0 | 0 | 0 | 0 | 0 | 0 | 1 | 0 | 0 | 0 | 0 | 0 | 0 | 0 | 0 | 0 | 0 | 0 | 0 | 0 | 0 | 0 | 0 | 0 | 0 | 2701.974
2025-09-01 | 2352.08 | 4.6 | 0 | 0 | 0 | 0 | 0 | 0 | 0 | 0 | 1 | 0 | 0 | 0 | 0 | 0 | 0 | 0 | 0 | 0 | 0 | 0 | 0 | 0 | 0 | 0 | 0 | 0 | 3003.6898
2025-09-01 | 2553.919 | 3 | 0 | 0 | 0 | 0 | 0 | 0 | 0 | 0 | 0 | 1 | 0 | 0 | 0 | 0 | 0 | 0 | 0 | 0 | 0 | 0 | 0 | 0 | 0 | 0 | 0 | 0 | 3400.005
2025-09-01 | 2809.718 | 0.1 | 0 | 0 | 0 | 0 | 0 | 0 | 0 | 0 | 0 | 0 | 1 | 0 | 0 | 0 | 0 | 0 | 0 | 0 | 0 | 0 | 0 | 0 | 0 | 0 | 0 | 0 | 3828.6302
2025-09-01 | 3125.94 | 0 | 2.2 | 0 | 0 | 0 | 0 | 0 | 0 | 0 | 0 | 0 | 0 | 1 | 0 | 0 | 0 | 0 | 0 | 0 | 0 | 0 | 0 | 0 | 0 | 0 | 0 | 0 | 4362.1439
2025-09-01 | 3325.261 | 0 | 4.1 | 0 | 0 | 0 | 0 | 0 | 0 | 0 | 0 | 0 | 0 | 0 | 1 | 0 | 0 | 0 | 0 | 0 | 0 | 0 | 0 | 0 | 0 | 0 | 0 | 0 | 4820.5636
2025-09-01 | 3431.25 | 0 | 4.7 | 0 | 0 | 0 | 0 | 0 | 0 | 0 | 0 | 0 | 0 | 0 | 0 | 1 | 0 | 0 | 0 | 0 | 0 | 0 | 0 | 0 | 0 | 0 | 0 | 0 | 4932.9198
2025-09-01 | 3524.302 | 0 | 5.2 | 0 | 0 | 0 | 0 | 0 | 0 | 0 | 0 | 0 | 0 | 0 | 0 | 0 | 1 | 0 | 0 | 0 | 0 | 0 | 0 | 0 | 0 | 0 | 0 | 0 | 4982.5102
2025-09-01 | 3588.035 | 0 | 5.4 | 0 | 0 | 0 | 0 | 0 | 0 | 0 | 0 | 0 | 0 | 0 | 0 | 0 | 0 | 1 | 0 | 0 | 0 | 0 | 0 | 0 | 0 | 0 | 0 | 0 | 5003.3825
2025-09-01 | 3633.531 | 0 | 6.1 | 0 | 0 | 0 | 0 | 0 | 0 | 0 | 0 | 0 | 0 | 0 | 0 | 0 | 0 | 0 | 1 | 0 | 0 | 0 | 0 | 0 | 0 | 0 | 0 | 0 | 5052.4704
2025-09-01 | 3624.958 | 0 | 5.8 | 0 | 0 | 0 | 0 | 0 | 0 | 0 | 0 | 0 | 0 | 0 | 0 | 0 | 0 | 0 | 0 | 1 | 0 | 0 | 0 | 0 | 0 | 0 | 0 | 0 | 4878.2506
2025-09-01 | 3516.924 | 0 | 5.9 | 0 | 0 | 0 | 0 | 0 | 0 | 0 | 0 | 0 | 0 | 0 | 0 | 0 | 0 | 0 | 0 | 0 | 1 | 0 | 0 | 0 | 0 | 0 | 0 | 0 | 4598.831
2025-09-01 | 3361.55 | 0 | 4.8 | 0 | 0 | 0 | 0 | 0 | 0 | 0 | 0 | 0 | 0 | 0 | 0 | 0 | 0 | 0 | 0 | 0 | 0 | 1 | 0 | 0 | 0 | 0 | 0 | 0 | 4137.7011
2025-09-01 | 3148.125 | 0 | 3.7 | 0 | 0 | 0 | 0 | 0 | 0 | 0 | 0 | 0 | 0 | 0 | 0 | 0 | 0 | 0 | 0 | 0 | 0 | 0 | 1 | 0 | 0 | 0 | 0 | 0 | 3788.9047
2025-09-01 | 3042.456 | 0 | 2.2 | 0 | 0 | 0 | 0 | 0 | 0 | 0 | 0 | 0 | 0 | 0 | 0 | 0 | 0 | 0 | 0 | 0 | 0 | 0 | 0 | 1 | 0 | 0 | 0 | 0 | 3413.8761
2025-09-01 | 2874.528 | 0 | 1.7 | 0 | 0 | 0 | 0 | 0 | 0 | 0 | 0 | 0 | 0 | 0 | 0 | 0 | 0 | 0 | 0 | 0 | 0 | 0 | 0 | 0 | 1 | 0 | 0 | 0 | 3155.9603
2025-09-01 | 2629.01 | 0 | 1.4 | 0 | 0 | 0 | 0 | 0 | 0 | 0 | 0 | 0 | 0 | 0 | 0 | 0 | 0 | 0 | 0 | 0 | 0 | 0 | 0 | 0 | 0 | 1 | 0 | 0 | 2848.3453
2025-09-01 | 2379.042 | 0 | 1.1 | 0 | 0 | 0 | 0 | 0 | 0 | 0 | 0 | 0 | 0 | 0 | 0 | 0 | 0 | 0 | 0 | 0 | 0 | 0 | 0 | 0 | 0 | 0 | 1 | 0 | 2588.9561
2025-09-01 | 2284.998 | 0 | 0.1 | 0 | 0 | 0 | 0 | 0 | 0 | 0 | 0 | 0 | 0 | 0 | 0 | 0 | 0 | 0 | 0 | 0 | 0 | 0 | 0 | 0 | 0 | 0 | 0 | 1 | 2312.9526
2025-09-02 | 2246.267 | 0.2 | 0 | 0 | 1 | 0 | 0 | 0 | 0 | 0 | 0 | 0 | 0 | 0 | 0 | 0 | 0 | 0 | 0 | 0 | 0 | 0 | 0 | 0 | 0 | 0 | 0 | 0 | 2236.4816
2025-09-02 | 2198.947 | 2.4 | 0 | 0 | 0 | 1 | 0 | 0 | 0 | 0 | 0 | 0 | 0 | 0 | 0 | 0 | 0 | 0 | 0 | 0 | 0 | 0 | 0 | 0 | 0 | 0 | 0 | 0 | 2345.9535
2025-09-02 | 2196.544 | 2.7 | 0 | 0 | 0 | 0 | 1 | 0 | 0 | 0 | 0 | 0 | 0 | 0 | 0 | 0 | 0 | 0 | 0 | 0 | 0 | 0 | 0 | 0 | 0 | 0 | 0 | 0 | 2352.9358
2025-09-02 | 2239.549 | 3.3 | 0 | 0 | 0 | 0 | 0 | 1 | 0 | 0 | 0 | 0 | 0 | 0 | 0 | 0 | 0 | 0 | 0 | 0 | 0 | 0 | 0 | 0 | 0 | 0 | 0 | 0 | 2424.204
2025-09-02 | 2288.846 | 3 | 0 | 0 | 0 | 0 | 0 | 0 | 1 | 0 | 0 | 0 | 0 | 0 | 0 | 0 | 0 | 0 | 0 | 0 | 0 | 0 | 0 | 0 | 0 | 0 | 0 | 0 | 2451.1509
2025-09-02 | 2479.268 | 4.3 | 0 | 0 | 0 | 0 | 0 | 0 | 0 | 1 | 0 | 0 | 0 | 0 | 0 | 0 | 0 | 0 | 0 | 0 | 0 | 0 | 0 | 0 | 0 | 0 | 0 | 0 | 2642.6794
2025-09-02 | 2933.858 | 4 | 0 | 0 | 0 | 0 | 0 | 0 | 0 | 0 | 1 | 0 | 0 | 0 | 0 | 0 | 0 | 0 | 0 | 0 | 0 | 0 | 0 | 0 | 0 | 0 | 0 | 0 | 2964.1601
2025-09-02 | 3708.803 | 2.4 | 0 | 0 | 0 | 0 | 0 | 0 | 0 | 0 | 0 | 1 | 0 | 0 | 0 | 0 | 0 | 0 | 0 | 0 | 0 | 0 | 0 | 0 | 0 | 0 | 0 | 0 | 3360.4753
2025-09-02 | 4317.391 | 0 | 0.4 | 0 | 0 | 0 | 0 | 0 | 0 | 0 | 0 | 0 | 1 | 0 | 0 | 0 | 0 | 0 | 0 | 0 | 0 | 0 | 0 | 0 | 0 | 0 | 0 | 0 | 3880.348
2025-09-02 | 4790.529 | 0 | 2.6 | 0 | 0 | 0 | 0 | 0 | 0 | 0 | 0 | 0 | 0 | 1 | 0 | 0 | 0 | 0 | 0 | 0 | 0 | 0 | 0 | 0 | 0 | 0 | 0 | 0 | 4420.45
2025-09-02 | 5070.074 | 0 | 4.2 | 0 | 0 | 0 | 0 | 0 | 0 | 0 | 0 | 0 | 0 | 0 | 1 | 0 | 0 | 0 | 0 | 0 | 0 | 0 | 0 | 0 | 0 | 0 | 0 | 0 | 4835.1401
2025-09-02 | 5202.037 | 0 | 5.1 | 0 | 0 | 0 | 0 | 0 | 0 | 0 | 0 | 0 | 0 | 0 | 0 | 1 | 0 | 0 | 0 | 0 | 0 | 0 | 0 | 0 | 0 | 0 | 0 | 0 | 4991.2258
2025-09-02 | 5330.846 | 0 | 5.7 | 0 | 0 | 0 | 0 | 0 | 0 | 0 | 0 | 0 | 0 | 0 | 0 | 0 | 1 | 0 | 0 | 0 | 0 | 0 | 0 | 0 | 0 | 0 | 0 | 0 | 5055.3928
2025-09-02 | 5484.591 | 0 | 6 | 0 | 0 | 0 | 0 | 0 | 0 | 0 | 0 | 0 | 0 | 0 | 0 | 0 | 0 | 1 | 0 | 0 | 0 | 0 | 0 | 0 | 0 | 0 | 0 | 0 | 5090.8416
2025-09-02 | 5383.159 | 0 | 6.8 | 0 | 0 | 0 | 0 | 0 | 0 | 0 | 0 | 0 | 0 | 0 | 0 | 0 | 0 | 0 | 1 | 0 | 0 | 0 | 0 | 0 | 0 | 0 | 0 | 0 | 5154.5059
2025-09-02 | 5121.666 | 0 | 7 | 0 | 0 | 0 | 0 | 0 | 0 | 0 | 0 | 0 | 0 | 0 | 0 | 0 | 0 | 0 | 0 | 1 | 0 | 0 | 0 | 0 | 0 | 0 | 0 | 0 | 5053.1687
2025-09-02 | 4558.017 | 0 | 6.1 | 0 | 0 | 0 | 0 | 0 | 0 | 0 | 0 | 0 | 0 | 0 | 0 | 0 | 0 | 0 | 0 | 0 | 1 | 0 | 0 | 0 | 0 | 0 | 0 | 0 | 4627.9841
2025-09-02 | 3994.596 | 0 | 4.5 | 0 | 0 | 0 | 0 | 0 | 0 | 0 | 0 | 0 | 0 | 0 | 0 | 0 | 0 | 0 | 0 | 0 | 0 | 1 | 0 | 0 | 0 | 0 | 0 | 0 | 4093.9716
2025-09-02 | 3715.025 | 0 | 3.3 | 0 | 0 | 0 | 0 | 0 | 0 | 0 | 0 | 0 | 0 | 0 | 0 | 0 | 0 | 0 | 0 | 0 | 0 | 0 | 1 | 0 | 0 | 0 | 0 | 0 | 3730.5986
2025-09-02 | 3575.132 | 0 | 2.1 | 0 | 0 | 0 | 0 | 0 | 0 | 0 | 0 | 0 | 0 | 0 | 0 | 0 | 0 | 0 | 0 | 0 | 0 | 0 | 0 | 1 | 0 | 0 | 0 | 0 | 3399.2996
2025-09-02 | 3138.208 | 0 | 1.8 | 0 | 0 | 0 | 0 | 0 | 0 | 0 | 0 | 0 | 0 | 0 | 0 | 0 | 0 | 0 | 0 | 0 | 0 | 0 | 0 | 0 | 1 | 0 | 0 | 0 | 3170.5368
2025-09-02 | 2836.739 | 0 | 1.9 | 0 | 0 | 0 | 0 | 0 | 0 | 0 | 0 | 0 | 0 | 0 | 0 | 0 | 0 | 0 | 0 | 0 | 0 | 0 | 0 | 0 | 0 | 1 | 0 | 0 | 2921.2278
2025-09-02 | 2546.017 | 0 | 1.5 | 0 | 0 | 0 | 0 | 0 | 0 | 0 | 0 | 0 | 0 | 0 | 0 | 0 | 0 | 0 | 0 | 0 | 0 | 0 | 0 | 0 | 0 | 0 | 1 | 0 | 2647.2622
2025-09-02 | 2419.698 | 0 | 0.8 | 0 | 0 | 0 | 0 | 0 | 0 | 0 | 0 | 0 | 0 | 0 | 0 | 0 | 0 | 0 | 0 | 0 | 0 | 0 | 0 | 0 | 0 | 0 | 0 | 1 | 2414.9882
2025-09-03 | 2346.068 | 0.2 | 0 | 0 | 1 | 0 | 0 | 0 | 0 | 0 | 0 | 0 | 0 | 0 | 0 | 0 | 0 | 0 | 0 | 0 | 0 | 0 | 0 | 0 | 0 | 0 | 0 | 0 | 2236.4816
2025-09-03 | 2284.789 | 2.4 | 0 | 0 | 0 | 1 | 0 | 0 | 0 | 0 | 0 | 0 | 0 | 0 | 0 | 0 | 0 | 0 | 0 | 0 | 0 | 0 | 0 | 0 | 0 | 0 | 0 | 0 | 2345.9535
2025-09-03 | 2294.102 | 2.4 | 0 | 0 | 0 | 0 | 1 | 0 | 0 | 0 | 0 | 0 | 0 | 0 | 0 | 0 | 0 | 0 | 0 | 0 | 0 | 0 | 0 | 0 | 0 | 0 | 0 | 0 | 2333.1709
2025-09-03 | 2322.363 | 3.4 | 0 | 0 | 0 | 0 | 0 | 1 | 0 | 0 | 0 | 0 | 0 | 0 | 0 | 0 | 0 | 0 | 0 | 0 | 0 | 0 | 0 | 0 | 0 | 0 | 0 | 0 | 2430.7923
2025-09-03 | 2400.953 | 2.8 | 0 | 0 | 0 | 0 | 0 | 0 | 1 | 0 | 0 | 0 | 0 | 0 | 0 | 0 | 0 | 0 | 0 | 0 | 0 | 0 | 0 | 0 | 0 | 0 | 0 | 0 | 2437.9744
2025-09-03 | 2560.532 | 3.9 | 0 | 0 | 0 | 0 | 0 | 0 | 0 | 1 | 0 | 0 | 0 | 0 | 0 | 0 | 0 | 0 | 0 | 0 | 0 | 0 | 0 | 0 | 0 | 0 | 0 | 0 | 2616.3263
2025-09-03 | 2991.335 | 3.2 | 0 | 0 | 0 | 0 | 0 | 0 | 0 | 0 | 1 | 0 | 0 | 0 | 0 | 0 | 0 | 0 | 0 | 0 | 0 | 0 | 0 | 0 | 0 | 0 | 0 | 0 | 2911.4538
2025-09-03 | 3666.236 | 1.6 | 0 | 0 | 0 | 0 | 0 | 0 | 0 | 0 | 0 | 1 | 0 | 0 | 0 | 0 | 0 | 0 | 0 | 0 | 0 | 0 | 0 | 0 | 0 | 0 | 0 | 0 | 3307.769
2025-09-03 | 4416.24 | 0 | 0.8 | 0 | 0 | 0 | 0 | 0 | 0 | 0 | 0 | 0 | 1 | 0 | 0 | 0 | 0 | 0 | 0 | 0 | 0 | 0 | 0 | 0 | 0 | 0 | 0 | 0 | 3938.654
2025-09-03 | 4904.791 | 0 | 3.1 | 0 | 0 | 0 | 0 | 0 | 0 | 0 | 0 | 0 | 0 | 1 | 0 | 0 | 0 | 0 | 0 | 0 | 0 | 0 | 0 | 0 | 0 | 0 | 0 | 0 | 4493.3325
2025-09-03 | 5184.935 | 0 | 3.6 | 0 | 0 | 0 | 0 | 0 | 0 | 0 | 0 | 0 | 0 | 0 | 1 | 0 | 0 | 0 | 0 | 0 | 0 | 0 | 0 | 0 | 0 | 0 | 0 | 0 | 4747.6811
2025-09-03 | 5262.829 | 0 | 4.7 | 0 | 0 | 0 | 0 | 0 | 0 | 0 | 0 | 0 | 0 | 0 | 0 | 1 | 0 | 0 | 0 | 0 | 0 | 0 | 0 | 0 | 0 | 0 | 0 | 0 | 4932.9198
2025-09-03 | 5378.401 | 0 | 6.1 | 0 | 0 | 0 | 0 | 0 | 0 | 0 | 0 | 0 | 0 | 0 | 0 | 0 | 1 | 0 | 0 | 0 | 0 | 0 | 0 | 0 | 0 | 0 | 0 | 0 | 5113.6988
2025-09-03 | 5431.824 | 0 | 6.6 | 0 | 0 | 0 | 0 | 0 | 0 | 0 | 0 | 0 | 0 | 0 | 0 | 0 | 0 | 1 | 0 | 0 | 0 | 0 | 0 | 0 | 0 | 0 | 0 | 0 | 5178.3006
2025-09-03 | 5365.423 | 0 | 6.7 | 0 | 0 | 0 | 0 | 0 | 0 | 0 | 0 | 0 | 0 | 0 | 0 | 0 | 0 | 0 | 1 | 0 | 0 | 0 | 0 | 0 | 0 | 0 | 0 | 0 | 5139.9294
2025-09-03 | 5076.385 | 0 | 5.8 | 0 | 0 | 0 | 0 | 0 | 0 | 0 | 0 | 0 | 0 | 0 | 0 | 0 | 0 | 0 | 0 | 1 | 0 | 0 | 0 | 0 | 0 | 0 | 0 | 0 | 4878.2506
2025-09-03 | 4495.71 | 0 | 8.5 | 0 | 0 | 0 | 0 | 0 | 0 | 0 | 0 | 0 | 0 | 0 | 0 | 0 | 0 | 0 | 0 | 0 | 1 | 0 | 0 | 0 | 0 | 0 | 0 | 0 | 4977.8203
2025-09-03 | 4105.123 | 0 | 7.7 | 0 | 0 | 0 | 0 | 0 | 0 | 0 | 0 | 0 | 0 | 0 | 0 | 0 | 0 | 0 | 0 | 0 | 0 | 1 | 0 | 0 | 0 | 0 | 0 | 0 | 4560.4199
2025-09-03 | 3867.312 | 0 | 7.1 | 0 | 0 | 0 | 0 | 0 | 0 | 0 | 0 | 0 | 0 | 0 | 0 | 0 | 0 | 0 | 0 | 0 | 0 | 0 | 1 | 0 | 0 | 0 | 0 | 0 | 4284.506
2025-09-03 | 3725.612 | 0 | 5.9 | 0 | 0 | 0 | 0 | 0 | 0 | 0 | 0 | 0 | 0 | 0 | 0 | 0 | 0 | 0 | 0 | 0 | 0 | 0 | 0 | 1 | 0 | 0 | 0 | 0 | 3953.2069
2025-09-03 | 3363.87 | 0 | 5 | 0 | 0 | 0 | 0 | 0 | 0 | 0 | 0 | 0 | 0 | 0 | 0 | 0 | 0 | 0 | 0 | 0 | 0 | 0 | 0 | 0 | 1 | 0 | 0 | 0 | 3636.9851
2025-09-03 | 2966.289 | 0 | 4.2 | 0 | 0 | 0 | 0 | 0 | 0 | 0 | 0 | 0 | 0 | 0 | 0 | 0 | 0 | 0 | 0 | 0 | 0 | 0 | 0 | 0 | 0 | 1 | 0 | 0 | 3256.4875
2025-09-03 | 2644.92 | 0 | 3.1 | 0 | 0 | 0 | 0 | 0 | 0 | 0 | 0 | 0 | 0 | 0 | 0 | 0 | 0 | 0 | 0 | 0 | 0 | 0 | 0 | 0 | 0 | 0 | 1 | 0 | 2880.4863
2025-09-03 | 2533.634 | 0 | 1.3 | 0 | 0 | 0 | 0 | 0 | 0 | 0 | 0 | 0 | 0 | 0 | 0 | 0 | 0 | 0 | 0 | 0 | 0 | 0 | 0 | 0 | 0 | 0 | 0 | 1 | 2487.8707
2025-09-04 | 2490.011 | 0 | 0.2 | 0 | 1 | 0 | 0 | 0 | 0 | 0 | 0 | 0 | 0 | 0 | 0 | 0 | 0 | 0 | 0 | 0 | 0 | 0 | 0 | 0 | 0 | 0 | 0 | 0 | 2252.4581
2025-09-04 | 2394.308 | 0 | 0.5 | 0 | 0 | 1 | 0 | 0 | 0 | 0 | 0 | 0 | 0 | 0 | 0 | 0 | 0 | 0 | 0 | 0 | 0 | 0 | 0 | 0 | 0 | 0 | 0 | 0 | 2260.7172
2025-09-04 | 2388.406 | 0 | 1 | 0 | 0 | 0 | 1 | 0 | 0 | 0 | 0 | 0 | 0 | 0 | 0 | 0 | 0 | 0 | 0 | 0 | 0 | 0 | 0 | 0 | 0 | 0 | 0 | 0 | 2320.8172
2025-09-04 | 2420.21 | 0 | 0.7 | 0 | 0 | 0 | 0 | 1 | 0 | 0 | 0 | 0 | 0 | 0 | 0 | 0 | 0 | 0 | 0 | 0 | 0 | 0 | 0 | 0 | 0 | 0 | 0 | 0 | 2308.8262
2025-09-04 | 2507.174 | 0 | 1.1 | 0 | 0 | 0 | 0 | 0 | 1 | 0 | 0 | 0 | 0 | 0 | 0 | 0 | 0 | 0 | 0 | 0 | 0 | 0 | 0 | 0 | 0 | 0 | 0 | 0 | 2413.844
2025-09-04 | 2719.926 | 0 | 1.2 | 0 | 0 | 0 | 0 | 0 | 0 | 1 | 0 | 0 | 0 | 0 | 0 | 0 | 0 | 0 | 0 | 0 | 0 | 0 | 0 | 0 | 0 | 0 | 0 | 0 | 2534.3013
2025-09-04 | 3215.666 | 0 | 1.1 | 0 | 0 | 0 | 0 | 0 | 0 | 0 | 1 | 0 | 0 | 0 | 0 | 0 | 0 | 0 | 0 | 0 | 0 | 0 | 0 | 0 | 0 | 0 | 0 | 0 | 2860.9703
2025-09-04 | 3848.4 | 4.7 | 0 | 0 | 0 | 0 | 0 | 0 | 0 | 0 | 0 | 1 | 0 | 0 | 0 | 0 | 0 | 0 | 0 | 0 | 0 | 0 | 0 | 0 | 0 | 0 | 0 | 0 | 3512.0058
2025-09-04 | 4359.364 | 5.3 | 0 | 0 | 0 | 0 | 0 | 0 | 0 | 0 | 0 | 0 | 1 | 0 | 0 | 0 | 0 | 0 | 0 | 0 | 0 | 0 | 0 | 0 | 0 | 0 | 0 | 0 | 4171.221
2025-09-04 | 4590.54 | 5.6 | 0 | 0 | 0 | 0 | 0 | 0 | 0 | 0 | 0 | 0 | 0 | 1 | 0 | 0 | 0 | 0 | 0 | 0 | 0 | 0 | 0 | 0 | 0 | 0 | 0 | 0 | 4410.4047
2025-09-04 | 4674.099 | 5.1 | 0 | 0 | 0 | 0 | 0 | 0 | 0 | 0 | 0 | 0 | 0 | 0 | 1 | 0 | 0 | 0 | 0 | 0 | 0 | 0 | 0 | 0 | 0 | 0 | 0 | 0 | 4558.9293
2025-09-04 | 4630.664 | 3.9 | 0 | 0 | 0 | 0 | 0 | 0 | 0 | 0 | 0 | 0 | 0 | 0 | 0 | 1 | 0 | 0 | 0 | 0 | 0 | 0 | 0 | 0 | 0 | 0 | 0 | 0 | 4504.767
2025-09-04 | 4635.459 | 1.9 | 0 | 0 | 0 | 0 | 0 | 0 | 0 | 0 | 0 | 0 | 0 | 0 | 0 | 0 | 1 | 0 | 0 | 0 | 0 | 0 | 0 | 0 | 0 | 0 | 0 | 0 | 4349.7092
2025-09-04 | 4603.702 | 0.3 | 0 | 0 | 0 | 0 | 0 | 0 | 0 | 0 | 0 | 0 | 0 | 0 | 0 | 0 | 0 | 1 | 0 | 0 | 0 | 0 | 0 | 0 | 0 | 0 | 0 | 0 | 4236.0159
2025-09-04 | 4571.214 | 0.1 | 0 | 0 | 0 | 0 | 0 | 0 | 0 | 0 | 0 | 0 | 0 | 0 | 0 | 0 | 0 | 0 | 1 | 0 | 0 | 0 | 0 | 0 | 0 | 0 | 0 | 0 | 4169.8916
2025-09-04 | 4452.647 | 0 | 0.8 | 0 | 0 | 0 | 0 | 0 | 0 | 0 | 0 | 0 | 0 | 0 | 0 | 0 | 0 | 0 | 0 | 1 | 0 | 0 | 0 | 0 | 0 | 0 | 0 | 0 | 4149.4251
2025-09-04 | 3993.468 | 0 | 1.1 | 0 | 0 | 0 | 0 | 0 | 0 | 0 | 0 | 0 | 0 | 0 | 0 | 0 | 0 | 0 | 0 | 0 | 1 | 0 | 0 | 0 | 0 | 0 | 0 | 0 | 3899.1586
2025-09-04 | 3581.729 | 0 | 0.9 | 0 | 0 | 0 | 0 | 0 | 0 | 0 | 0 | 0 | 0 | 0 | 0 | 0 | 0 | 0 | 0 | 0 | 0 | 1 | 0 | 0 | 0 | 0 | 0 | 0 | 3569.2173
2025-09-04 | 3320.521 | 0.5 | 0 | 0 | 0 | 0 | 0 | 0 | 0 | 0 | 0 | 0 | 0 | 0 | 0 | 0 | 0 | 0 | 0 | 0 | 0 | 0 | 1 | 0 | 0 | 0 | 0 | 0 | 3282.5153
2025-09-04 | 3202.819 | 2.8 | 0 | 0 | 0 | 0 | 0 | 0 | 0 | 0 | 0 | 0 | 0 | 0 | 0 | 0 | 0 | 0 | 0 | 0 | 0 | 0 | 0 | 1 | 0 | 0 | 0 | 0 | 3277.6649
2025-09-04 | 2889.06 | 3 | 0 | 0 | 0 | 0 | 0 | 0 | 0 | 0 | 0 | 0 | 0 | 0 | 0 | 0 | 0 | 0 | 0 | 0 | 0 | 0 | 0 | 0 | 1 | 0 | 0 | 0 | 3105.8082
2025-09-04 | 2621.458 | 4.4 | 0 | 0 | 0 | 0 | 0 | 0 | 0 | 0 | 0 | 0 | 0 | 0 | 0 | 0 | 0 | 0 | 0 | 0 | 0 | 0 | 0 | 0 | 0 | 1 | 0 | 0 | 2934.1587
2025-09-04 | 2398.827 | 5.7 | 0 | 0 | 0 | 0 | 0 | 0 | 0 | 0 | 0 | 0 | 0 | 0 | 0 | 0 | 0 | 0 | 0 | 0 | 0 | 0 | 0 | 0 | 0 | 0 | 1 | 0 | 2804.1468
2025-09-04 | 2293.73 | 4.9 | 0 | 0 | 0 | 0 | 0 | 0 | 0 | 0 | 0 | 0 | 0 | 0 | 0 | 0 | 0 | 0 | 0 | 0 | 0 | 0 | 0 | 0 | 0 | 0 | 0 | 1 | 2621.2021
2025-09-05 | 2243.222 | 4.7 | 0 | 0 | 1 | 0 | 0 | 0 | 0 | 0 | 0 | 0 | 0 | 0 | 0 | 0 | 0 | 0 | 0 | 0 | 0 | 0 | 0 | 0 | 0 | 0 | 0 | 0 | 2532.9545
2025-09-05 | 2179.919 | 5.4 | 0 | 0 | 0 | 1 | 0 | 0 | 0 | 0 | 0 | 0 | 0 | 0 | 0 | 0 | 0 | 0 | 0 | 0 | 0 | 0 | 0 | 0 | 0 | 0 | 0 | 0 | 2543.6021
2025-09-05 | 2167.124 | 5.6 | 0 | 0 | 0 | 0 | 1 | 0 | 0 | 0 | 0 | 0 | 0 | 0 | 0 | 0 | 0 | 0 | 0 | 0 | 0 | 0 | 0 | 0 | 0 | 0 | 0 | 0 | 2543.9961
2025-09-05 | 2213.218 | 5.5 | 0 | 0 | 0 | 0 | 0 | 1 | 0 | 0 | 0 | 0 | 0 | 0 | 0 | 0 | 0 | 0 | 0 | 0 | 0 | 0 | 0 | 0 | 0 | 0 | 0 | 0 | 2569.1463
2025-09-05 | 2313.547 | 5.2 | 0 | 0 | 0 | 0 | 0 | 0 | 1 | 0 | 0 | 0 | 0 | 0 | 0 | 0 | 0 | 0 | 0 | 0 | 0 | 0 | 0 | 0 | 0 | 0 | 0 | 0 | 2596.0932
2025-09-05 | 2468.911 | 3.2 | 0 | 0 | 0 | 0 | 0 | 0 | 0 | 1 | 0 | 0 | 0 | 0 | 0 | 0 | 0 | 0 | 0 | 0 | 0 | 0 | 0 | 0 | 0 | 0 | 0 | 0 | 2570.2083
2025-09-05 | 2876.251 | 2.4 | 0 | 0 | 0 | 0 | 0 | 0 | 0 | 0 | 1 | 0 | 0 | 0 | 0 | 0 | 0 | 0 | 0 | 0 | 0 | 0 | 0 | 0 | 0 | 0 | 0 | 0 | 2858.7475
2025-09-05 | 3527.448 | 1.7 | 0 | 0 | 0 | 0 | 0 | 0 | 0 | 0 | 0 | 1 | 0 | 0 | 0 | 0 | 0 | 0 | 0 | 0 | 0 | 0 | 0 | 0 | 0 | 0 | 0 | 0 | 3314.3573
2025-09-05 | 4022.929 | 0.8 | 0 | 0 | 0 | 0 | 0 | 0 | 0 | 0 | 0 | 0 | 1 | 0 | 0 | 0 | 0 | 0 | 0 | 0 | 0 | 0 | 0 | 0 | 0 | 0 | 0 | 0 | 3874.7482
2025-09-05 | 4538.746 | 0 | 1 | 0 | 0 | 0 | 0 | 0 | 0 | 0 | 0 | 0 | 0 | 1 | 0 | 0 | 0 | 0 | 0 | 0 | 0 | 0 | 0 | 0 | 0 | 0 | 0 | 0 | 4187.2258
2025-09-05 | 4752.262 | 0 | 1.4 | 0 | 0 | 0 | 0 | 0 | 0 | 0 | 0 | 0 | 0 | 0 | 1 | 0 | 0 | 0 | 0 | 0 | 0 | 0 | 0 | 0 | 0 | 0 | 0 | 0 | 4426.9979
2025-09-05 | 4808.582 | 0 | 2.1 | 0 | 0 | 0 | 0 | 0 | 0 | 0 | 0 | 0 | 0 | 0 | 0 | 1 | 0 | 0 | 0 | 0 | 0 | 0 | 0 | 0 | 0 | 0 | 0 | 0 | 4553.9305
2025-09-05 | 4958.818 | 0 | 3.7 | 0 | 0 | 0 | 0 | 0 | 0 | 0 | 0 | 0 | 0 | 0 | 0 | 0 | 1 | 0 | 0 | 0 | 0 | 0 | 0 | 0 | 0 | 0 | 0 | 0 | 4763.8626
2025-09-05 | 4912.839 | 0 | 4.1 | 0 | 0 | 0 | 0 | 0 | 0 | 0 | 0 | 0 | 0 | 0 | 0 | 0 | 0 | 1 | 0 | 0 | 0 | 0 | 0 | 0 | 0 | 0 | 0 | 0 | 4813.8879
2025-09-05 | 4754.676 | 0 | 4.4 | 0 | 0 | 0 | 0 | 0 | 0 | 0 | 0 | 0 | 0 | 0 | 0 | 0 | 0 | 0 | 1 | 0 | 0 | 0 | 0 | 0 | 0 | 0 | 0 | 0 | 4804.6697
2025-09-05 | 4557.016 | 0 | 4.9 | 0 | 0 | 0 | 0 | 0 | 0 | 0 | 0 | 0 | 0 | 0 | 0 | 0 | 0 | 0 | 0 | 1 | 0 | 0 | 0 | 0 | 0 | 0 | 0 | 0 | 4747.062
2025-09-05 | 4151.819 | 0 | 4.8 | 0 | 0 | 0 | 0 | 0 | 0 | 0 | 0 | 0 | 0 | 0 | 0 | 0 | 0 | 0 | 0 | 0 | 1 | 0 | 0 | 0 | 0 | 0 | 0 | 0 | 4438.4894
2025-09-05 | 3745.519 | 0 | 4.3 | 0 | 0 | 0 | 0 | 0 | 0 | 0 | 0 | 0 | 0 | 0 | 0 | 0 | 0 | 0 | 0 | 0 | 0 | 1 | 0 | 0 | 0 | 0 | 0 | 0 | 4064.8186
2025-09-05 | 3523.162 | 0 | 2.5 | 0 | 0 | 0 | 0 | 0 | 0 | 0 | 0 | 0 | 0 | 0 | 0 | 0 | 0 | 0 | 0 | 0 | 0 | 0 | 1 | 0 | 0 | 0 | 0 | 0 | 3613.9866
2025-09-05 | 3382.181 | 0.5 | 0 | 0 | 0 | 0 | 0 | 0 | 0 | 0 | 0 | 0 | 0 | 0 | 0 | 0 | 0 | 0 | 0 | 0 | 0 | 0 | 0 | 1 | 0 | 0 | 0 | 0 | 3126.1343
2025-09-05 | 3049.57 | 1.4 | 0 | 0 | 0 | 0 | 0 | 0 | 0 | 0 | 0 | 0 | 0 | 0 | 0 | 0 | 0 | 0 | 0 | 0 | 0 | 0 | 0 | 0 | 1 | 0 | 0 | 0 | 3000.3956
2025-09-05 | 2753.884 | 3.4 | 0 | 0 | 0 | 0 | 0 | 0 | 0 | 0 | 0 | 0 | 0 | 0 | 0 | 0 | 0 | 0 | 0 | 0 | 0 | 0 | 0 | 0 | 0 | 1 | 0 | 0 | 2868.2758
2025-09-05 | 2495.011 | 4.3 | 0 | 0 | 0 | 0 | 0 | 0 | 0 | 0 | 0 | 0 | 0 | 0 | 0 | 0 | 0 | 0 | 0 | 0 | 0 | 0 | 0 | 0 | 0 | 0 | 1 | 0 | 2711.9108
2025-09-05 | 2366.902 | 4.6 | 0 | 0 | 0 | 0 | 0 | 0 | 0 | 0 | 0 | 0 | 0 | 0 | 0 | 0 | 0 | 0 | 0 | 0 | 0 | 0 | 0 | 0 | 0 | 0 | 0 | 1 | 2601.4372
2025-09-06 | 2264.516 | 4.6 | 0 | 1 | 1 | 0 | 0 | 0 | 0 | 0 | 0 | 0 | 0 | 0 | 0 | 0 | 0 | 0 | 0 | 0 | 0 | 0 | 0 | 0 | 0 | 0 | 0 | 0 | 1953.8353
2025-09-06 | 2243.88 | 5.9 | 0 | 1 | 0 | 1 | 0 | 0 | 0 | 0 | 0 | 0 | 0 | 0 | 0 | 0 | 0 | 0 | 0 | 0 | 0 | 0 | 0 | 0 | 0 | 0 | 0 | 0 | 2004.0126
2025-09-06 | 2218.025 | 7.4 | 0 | 1 | 0 | 0 | 1 | 0 | 0 | 0 | 0 | 0 | 0 | 0 | 0 | 0 | 0 | 0 | 0 | 0 | 0 | 0 | 0 | 0 | 0 | 0 | 0 | 0 | 2090.0543
2025-09-06 | 2249.891 | 5.9 | 0 | 1 | 0 | 0 | 0 | 1 | 0 | 0 | 0 | 0 | 0 | 0 | 0 | 0 | 0 | 0 | 0 | 0 | 0 | 0 | 0 | 0 | 0 | 0 | 0 | 0 | 2022.9686
2025-09-06 | 2271.529 | 5.4 | 0 | 1 | 0 | 0 | 0 | 0 | 1 | 0 | 0 | 0 | 0 | 0 | 0 | 0 | 0 | 0 | 0 | 0 | 0 | 0 | 0 | 0 | 0 | 0 | 0 | 0 | 2036.7389
2025-09-06 | 2373.479 | 5.7 | 0 | 1 | 0 | 0 | 0 | 0 | 0 | 1 | 0 | 0 | 0 | 0 | 0 | 0 | 0 | 0 | 0 | 0 | 0 | 0 | 0 | 0 | 0 | 0 | 0 | 0 | 2162.3846
2025-09-06 | 2483.418 | 5.3 | 0 | 1 | 0 | 0 | 0 | 0 | 0 | 0 | 1 | 0 | 0 | 0 | 0 | 0 | 0 | 0 | 0 | 0 | 0 | 0 | 0 | 0 | 0 | 0 | 0 | 0 | 2477.2769
2025-09-06 | 2763.539 | 5.2 | 0 | 1 | 0 | 0 | 0 | 0 | 0 | 0 | 0 | 1 | 0 | 0 | 0 | 0 | 0 | 0 | 0 | 0 | 0 | 0 | 0 | 0 | 0 | 0 | 0 | 0 | 2972.4164
2025-09-06 | 3152.473 | 4.6 | 0 | 1 | 0 | 0 | 0 | 0 | 0 | 0 | 0 | 0 | 1 | 0 | 0 | 0 | 0 | 0 | 0 | 0 | 0 | 0 | 0 | 0 | 0 | 0 | 0 | 0 | 3552.5722
2025-09-06 | 3508.128 | 3.2 | 0 | 1 | 0 | 0 | 0 | 0 | 0 | 0 | 0 | 0 | 0 | 1 | 0 | 0 | 0 | 0 | 0 | 0 | 0 | 0 | 0 | 0 | 0 | 0 | 0 | 0 | 3679.755
2025-09-06 | 3590.024 | 1.9 | 0 | 1 | 0 | 0 | 0 | 0 | 0 | 0 | 0 | 0 | 0 | 0 | 1 | 0 | 0 | 0 | 0 | 0 | 0 | 0 | 0 | 0 | 0 | 0 | 0 | 0 | 3775.5733
2025-09-06 | 3690.437 | 0 | 0 | 1 | 0 | 0 | 0 | 0 | 0 | 0 | 0 | 0 | 0 | 0 | 0 | 1 | 0 | 0 | 0 | 0 | 0 | 0 | 0 | 0 | 0 | 0 | 0 | 0 | 3675.293
2025-09-06 | 3701.151 | 0 | 1.6 | 1 | 0 | 0 | 0 | 0 | 0 | 0 | 0 | 0 | 0 | 0 | 0 | 0 | 1 | 0 | 0 | 0 | 0 | 0 | 0 | 0 | 0 | 0 | 0 | 0 | 3885.225
2025-09-06 | 3723.766 | 0 | 1 | 1 | 0 | 0 | 0 | 0 | 0 | 0 | 0 | 0 | 0 | 0 | 0 | 0 | 0 | 1 | 0 | 0 | 0 | 0 | 0 | 0 | 0 | 0 | 0 | 0 | 3789.4853
2025-09-06 | 3645.758 | 0 | 0.7 | 1 | 0 | 0 | 0 | 0 | 0 | 0 | 0 | 0 | 0 | 0 | 0 | 0 | 0 | 0 | 1 | 0 | 0 | 0 | 0 | 0 | 0 | 0 | 0 | 0 | 3692.808
2025-09-06 | 3544.748 | 0 | 0.8 | 1 | 0 | 0 | 0 | 0 | 0 | 0 | 0 | 0 | 0 | 0 | 0 | 0 | 0 | 0 | 0 | 1 | 0 | 0 | 0 | 0 | 0 | 0 | 0 | 0 | 3576.8943
2025-09-06 | 3403.644 | 0 | 0.2 | 1 | 0 | 0 | 0 | 0 | 0 | 0 | 0 | 0 | 0 | 0 | 0 | 0 | 0 | 0 | 0 | 0 | 1 | 0 | 0 | 0 | 0 | 0 | 0 | 0 | 3195.4392
2025-09-06 | 3213.067 | 0.4 | 0 | 1 | 0 | 0 | 0 | 0 | 0 | 0 | 0 | 0 | 0 | 0 | 0 | 0 | 0 | 0 | 0 | 0 | 0 | 1 | 0 | 0 | 0 | 0 | 0 | 0 | 2891.851
2025-09-06 | 3136.433 | 1.5 | 0 | 1 | 0 | 0 | 0 | 0 | 0 | 0 | 0 | 0 | 0 | 0 | 0 | 0 | 0 | 0 | 0 | 0 | 0 | 0 | 1 | 0 | 0 | 0 | 0 | 0 | 2775.8673
2025-09-06 | 3054.984 | 1.7 | 0 | 1 | 0 | 0 | 0 | 0 | 0 | 0 | 0 | 0 | 0 | 0 | 0 | 0 | 0 | 0 | 0 | 0 | 0 | 0 | 0 | 1 | 0 | 0 | 0 | 0 | 2632.6629
2025-09-06 | 2865.052 | 2.2 | 0 | 1 | 0 | 0 | 0 | 0 | 0 | 0 | 0 | 0 | 0 | 0 | 0 | 0 | 0 | 0 | 0 | 0 | 0 | 0 | 0 | 0 | 1 | 0 | 0 | 0 | 2480.571
2025-09-06 | 2610.627 | 2.5 | 0 | 1 | 0 | 0 | 0 | 0 | 0 | 0 | 0 | 0 | 0 | 0 | 0 | 0 | 0 | 0 | 0 | 0 | 0 | 0 | 0 | 0 | 0 | 1 | 0 | 0 | 2236.4504
2025-09-06 | 2434.424 | 3 | 0 | 1 | 0 | 0 | 0 | 0 | 0 | 0 | 0 | 0 | 0 | 0 | 0 | 0 | 0 | 0 | 0 | 0 | 0 | 0 | 0 | 0 | 0 | 0 | 1 | 0 | 2053.7322
2025-09-06 | 2294.172 | 3.9 | 0 | 1 | 0 | 0 | 0 | 0 | 0 | 0 | 0 | 0 | 0 | 0 | 0 | 0 | 0 | 0 | 0 | 0 | 0 | 0 | 0 | 0 | 0 | 0 | 0 | 1 | 1982.7884
2025-09-07 | 2234.171 | 3.9 | 0 | 1 | 1 | 0 | 0 | 0 | 0 | 0 | 0 | 0 | 0 | 0 | 0 | 0 | 0 | 0 | 0 | 0 | 0 | 0 | 0 | 0 | 0 | 0 | 0 | 0 | 1907.7173
2025-09-07 | 2192.198 | 4.2 | 0 | 1 | 0 | 1 | 0 | 0 | 0 | 0 | 0 | 0 | 0 | 0 | 0 | 0 | 0 | 0 | 0 | 0 | 0 | 0 | 0 | 0 | 0 | 0 | 0 | 0 | 1892.0118
2025-09-07 | 2174.407 | 4.5 | 0 | 1 | 0 | 0 | 1 | 0 | 0 | 0 | 0 | 0 | 0 | 0 | 0 | 0 | 0 | 0 | 0 | 0 | 0 | 0 | 0 | 0 | 0 | 0 | 0 | 0 | 1898.9941
2025-09-07 | 2202.223 | 5.3 | 0 | 1 | 0 | 0 | 0 | 1 | 0 | 0 | 0 | 0 | 0 | 0 | 0 | 0 | 0 | 0 | 0 | 0 | 0 | 0 | 0 | 0 | 0 | 0 | 0 | 0 | 1983.4389
2025-09-07 | 2211.636 | 6.2 | 0 | 1 | 0 | 0 | 0 | 0 | 1 | 0 | 0 | 0 | 0 | 0 | 0 | 0 | 0 | 0 | 0 | 0 | 0 | 0 | 0 | 0 | 0 | 0 | 0 | 0 | 2089.4452
2025-09-07 | 2254.516 | 6.6 | 0 | 1 | 0 | 0 | 0 | 0 | 0 | 1 | 0 | 0 | 0 | 0 | 0 | 0 | 0 | 0 | 0 | 0 | 0 | 0 | 0 | 0 | 0 | 0 | 0 | 0 | 2221.6791
2025-09-07 | 2299.881 | 6 | 0 | 1 | 0 | 0 | 0 | 0 | 0 | 0 | 1 | 0 | 0 | 0 | 0 | 0 | 0 | 0 | 0 | 0 | 0 | 0 | 0 | 0 | 0 | 0 | 0 | 0 | 2523.3949
2025-09-07 | 2474.32 | 6.5 | 0 | 1 | 0 | 0 | 0 | 0 | 0 | 0 | 0 | 1 | 0 | 0 | 0 | 0 | 0 | 0 | 0 | 0 | 0 | 0 | 0 | 0 | 0 | 0 | 0 | 0 | 3058.0641
2025-09-07 | 2754.816 | 5.6 | 0 | 1 | 0 | 0 | 0 | 0 | 0 | 0 | 0 | 0 | 1 | 0 | 0 | 0 | 0 | 0 | 0 | 0 | 0 | 0 | 0 | 0 | 0 | 0 | 0 | 0 | 3618.455
2025-09-07 | 3085.441 | 3.8 | 0 | 1 | 0 | 0 | 0 | 0 | 0 | 0 | 0 | 0 | 0 | 1 | 0 | 0 | 0 | 0 | 0 | 0 | 0 | 0 | 0 | 0 | 0 | 0 | 0 | 0 | 3719.2847
2025-09-07 | 3295.594 | 2.2 | 0 | 1 | 0 | 0 | 0 | 0 | 0 | 0 | 0 | 0 | 0 | 0 | 1 | 0 | 0 | 0 | 0 | 0 | 0 | 0 | 0 | 0 | 0 | 0 | 0 | 0 | 3795.3381
2025-09-07 | 3372.517 | 1.3 | 0 | 1 | 0 | 0 | 0 | 0 | 0 | 0 | 0 | 0 | 0 | 0 | 0 | 1 | 0 | 0 | 0 | 0 | 0 | 0 | 0 | 0 | 0 | 0 | 0 | 0 | 3760.9407
2025-09-07 | 3358.052 | 0 | 0 | 1 | 0 | 0 | 0 | 0 | 0 | 0 | 0 | 0 | 0 | 0 | 0 | 0 | 1 | 0 | 0 | 0 | 0 | 0 | 0 | 0 | 0 | 0 | 0 | 0 | 3652.0009
2025-09-07 | 3370.168 | 2.2 | 0 | 1 | 0 | 0 | 0 | 0 | 0 | 0 | 0 | 0 | 0 | 0 | 0 | 0 | 0 | 1 | 0 | 0 | 0 | 0 | 0 | 0 | 0 | 0 | 0 | 0 | 3788.6625
2025-09-07 | 3368.834 | 0.6 | 0 | 1 | 0 | 0 | 0 | 0 | 0 | 0 | 0 | 0 | 0 | 0 | 0 | 0 | 0 | 0 | 1 | 0 | 0 | 0 | 0 | 0 | 0 | 0 | 0 | 0 | 3630.3022
2025-09-07 | 3282.088 | 0.2 | 0 | 1 | 0 | 0 | 0 | 0 | 0 | 0 | 0 | 0 | 0 | 0 | 0 | 0 | 0 | 0 | 0 | 1 | 0 | 0 | 0 | 0 | 0 | 0 | 0 | 0 | 3473.4588
2025-09-07 | 3132.873 | 0.1 | 0 | 1 | 0 | 0 | 0 | 0 | 0 | 0 | 0 | 0 | 0 | 0 | 0 | 0 | 0 | 0 | 0 | 0 | 1 | 0 | 0 | 0 | 0 | 0 | 0 | 0 | 3172.8744
2025-09-07 | 2969.513 | 0 | 0.6 | 1 | 0 | 0 | 0 | 0 | 0 | 0 | 0 | 0 | 0 | 0 | 0 | 0 | 0 | 0 | 0 | 0 | 0 | 1 | 0 | 0 | 0 | 0 | 0 | 0 | 2952.9569
2025-09-07 | 2894.026 | 1.1 | 0 | 1 | 0 | 0 | 0 | 0 | 0 | 0 | 0 | 0 | 0 | 0 | 0 | 0 | 0 | 0 | 0 | 0 | 0 | 0 | 1 | 0 | 0 | 0 | 0 | 0 | 2749.5141
2025-09-07 | 2913.41 | 2.4 | 0 | 1 | 0 | 0 | 0 | 0 | 0 | 0 | 0 | 0 | 0 | 0 | 0 | 0 | 0 | 0 | 0 | 0 | 0 | 0 | 0 | 1 | 0 | 0 | 0 | 0 | 2678.7809
2025-09-07 | 2734.387 | 3.2 | 0 | 1 | 0 | 0 | 0 | 0 | 0 | 0 | 0 | 0 | 0 | 0 | 0 | 0 | 0 | 0 | 0 | 0 | 0 | 0 | 0 | 0 | 1 | 0 | 0 | 0 | 2546.4539
2025-09-07 | 2491.734 | 4.3 | 0 | 1 | 0 | 0 | 0 | 0 | 0 | 0 | 0 | 0 | 0 | 0 | 0 | 0 | 0 | 0 | 0 | 0 | 0 | 0 | 0 | 0 | 0 | 1 | 0 | 0 | 2355.0395
2025-09-07 | 2293.528 | 4.8 | 0 | 1 | 0 | 0 | 0 | 0 | 0 | 0 | 0 | 0 | 0 | 0 | 0 | 0 | 0 | 0 | 0 | 0 | 0 | 0 | 0 | 0 | 0 | 0 | 1 | 0 | 2172.3214
2025-09-07 | 2204.703 | 6.1 | 0 | 1 | 0 | 0 | 0 | 0 | 0 | 0 | 0 | 0 | 0 | 0 | 0 | 0 | 0 | 0 | 0 | 0 | 0 | 0 | 0 | 0 | 0 | 0 | 0 | 1 | 2127.7306
2025-09-08 | 2170.84 | 7.6 | 0 | 0 | 1 | 0 | 0 | 0 | 0 | 0 | 0 | 0 | 0 | 0 | 0 | 0 | 0 | 0 | 0 | 0 | 0 | 0 | 0 | 0 | 0 | 0 | 0 | 0 | 2724.0147
2025-09-08 | 2157.957 | 8.5 | 0 | 0 | 0 | 1 | 0 | 0 | 0 | 0 | 0 | 0 | 0 | 0 | 0 | 0 | 0 | 0 | 0 | 0 | 0 | 0 | 0 | 0 | 0 | 0 | 0 | 0 | 2747.8389
2025-09-08 | 2159.638 | 8.1 | 0 | 0 | 0 | 0 | 1 | 0 | 0 | 0 | 0 | 0 | 0 | 0 | 0 | 0 | 0 | 0 | 0 | 0 | 0 | 0 | 0 | 0 | 0 | 0 | 0 | 0 | 2708.7032
2025-09-08 | 2192.995 | 8.8 | 0 | 0 | 0 | 0 | 0 | 1 | 0 | 0 | 0 | 0 | 0 | 0 | 0 | 0 | 0 | 0 | 0 | 0 | 0 | 0 | 0 | 0 | 0 | 0 | 0 | 0 | 2786.5597
2025-09-08 | 2267.637 | 9.2 | 0 | 0 | 0 | 0 | 0 | 0 | 1 | 0 | 0 | 0 | 0 | 0 | 0 | 0 | 0 | 0 | 0 | 0 | 0 | 0 | 0 | 0 | 0 | 0 | 0 | 0 | 2859.6246
2025-09-08 | 2414.997 | 8.6 | 0 | 0 | 0 | 0 | 0 | 0 | 0 | 1 | 0 | 0 | 0 | 0 | 0 | 0 | 0 | 0 | 0 | 0 | 0 | 0 | 0 | 0 | 0 | 0 | 0 | 0 | 2925.9757
2025-09-08 | 2835.513 | 9.3 | 0 | 0 | 0 | 0 | 0 | 0 | 0 | 0 | 1 | 0 | 0 | 0 | 0 | 0 | 0 | 0 | 0 | 0 | 0 | 0 | 0 | 0 | 0 | 0 | 0 | 0 | 3313.3392
2025-09-08 | 3402.968 | 7.6 | 0 | 0 | 0 | 0 | 0 | 0 | 0 | 0 | 0 | 1 | 0 | 0 | 0 | 0 | 0 | 0 | 0 | 0 | 0 | 0 | 0 | 0 | 0 | 0 | 0 | 0 | 3703.0661
2025-09-08 | 3870.142 | 4.8 | 0 | 0 | 0 | 0 | 0 | 0 | 0 | 0 | 0 | 0 | 1 | 0 | 0 | 0 | 0 | 0 | 0 | 0 | 0 | 0 | 0 | 0 | 0 | 0 | 0 | 0 | 4138.2796
2025-09-08 | 4157.928 | 3.1 | 0 | 0 | 0 | 0 | 0 | 0 | 0 | 0 | 0 | 0 | 0 | 1 | 0 | 0 | 0 | 0 | 0 | 0 | 0 | 0 | 0 | 0 | 0 | 0 | 0 | 0 | 4245.6976
2025-09-08 | 4356.446 | 2 | 0 | 0 | 0 | 0 | 0 | 0 | 0 | 0 | 0 | 0 | 0 | 0 | 1 | 0 | 0 | 0 | 0 | 0 | 0 | 0 | 0 | 0 | 0 | 0 | 0 | 0 | 4354.6924
2025-09-08 | 4369.077 | 1.3 | 0 | 0 | 0 | 0 | 0 | 0 | 0 | 0 | 0 | 0 | 0 | 0 | 0 | 1 | 0 | 0 | 0 | 0 | 0 | 0 | 0 | 0 | 0 | 0 | 0 | 0 | 4333.4715
2025-09-08 | 4446.265 | 0 | 0.6 | 0 | 0 | 0 | 0 | 0 | 0 | 0 | 0 | 0 | 0 | 0 | 0 | 0 | 1 | 0 | 0 | 0 | 0 | 0 | 0 | 0 | 0 | 0 | 0 | 0 | 4311.9908
2025-09-08 | 4506.217 | 0 | 0.1 | 0 | 0 | 0 | 0 | 0 | 0 | 0 | 0 | 0 | 0 | 0 | 0 | 0 | 0 | 1 | 0 | 0 | 0 | 0 | 0 | 0 | 0 | 0 | 0 | 0 | 4230.8275
2025-09-08 | 4424.953 | 0 | 0.4 | 0 | 0 | 0 | 0 | 0 | 0 | 0 | 0 | 0 | 0 | 0 | 0 | 0 | 0 | 0 | 1 | 0 | 0 | 0 | 0 | 0 | 0 | 0 | 0 | 0 | 4221.6093
2025-09-08 | 4237.308 | 0 | 0.2 | 0 | 0 | 0 | 0 | 0 | 0 | 0 | 0 | 0 | 0 | 0 | 0 | 0 | 0 | 0 | 0 | 1 | 0 | 0 | 0 | 0 | 0 | 0 | 0 | 0 | 4061.9661
2025-09-08 | 3806.672 | 0 | 0.4 | 0 | 0 | 0 | 0 | 0 | 0 | 0 | 0 | 0 | 0 | 0 | 0 | 0 | 0 | 0 | 0 | 0 | 1 | 0 | 0 | 0 | 0 | 0 | 0 | 0 | 3797.123
2025-09-08 | 3368.49 | 0 | 0.2 | 0 | 0 | 0 | 0 | 0 | 0 | 0 | 0 | 0 | 0 | 0 | 0 | 0 | 0 | 0 | 0 | 0 | 0 | 1 | 0 | 0 | 0 | 0 | 0 | 0 | 3467.1817
2025-09-08 | 3211.254 | 0.8 | 0 | 0 | 0 | 0 | 0 | 0 | 0 | 0 | 0 | 0 | 0 | 0 | 0 | 0 | 0 | 0 | 0 | 0 | 0 | 0 | 1 | 0 | 0 | 0 | 0 | 0 | 3302.2801
2025-09-08 | 3075.024 | 2.3 | 0 | 0 | 0 | 0 | 0 | 0 | 0 | 0 | 0 | 0 | 0 | 0 | 0 | 0 | 0 | 0 | 0 | 0 | 0 | 0 | 0 | 1 | 0 | 0 | 0 | 0 | 3244.7235
2025-09-08 | 2807.236 | 3.4 | 0 | 0 | 0 | 0 | 0 | 0 | 0 | 0 | 0 | 0 | 0 | 0 | 0 | 0 | 0 | 0 | 0 | 0 | 0 | 0 | 0 | 0 | 1 | 0 | 0 | 0 | 3132.1613
2025-09-08 | 2527.616 | 4 | 0 | 0 | 0 | 0 | 0 | 0 | 0 | 0 | 0 | 0 | 0 | 0 | 0 | 0 | 0 | 0 | 0 | 0 | 0 | 0 | 0 | 0 | 0 | 1 | 0 | 0 | 2907.8055
2025-09-08 | 2330.229 | 3.5 | 0 | 0 | 0 | 0 | 0 | 0 | 0 | 0 | 0 | 0 | 0 | 0 | 0 | 0 | 0 | 0 | 0 | 0 | 0 | 0 | 0 | 0 | 0 | 0 | 1 | 0 | 2659.2045
2025-09-08 | 2239.874 | 4.1 | 0 | 0 | 0 | 0 | 0 | 0 | 0 | 0 | 0 | 0 | 0 | 0 | 0 | 0 | 0 | 0 | 0 | 0 | 0 | 0 | 0 | 0 | 0 | 0 | 0 | 1 | 2568.4958
2025-09-09 | 2212.922 | 4.3 | 0 | 0 | 1 | 0 | 0 | 0 | 0 | 0 | 0 | 0 | 0 | 0 | 0 | 0 | 0 | 0 | 0 | 0 | 0 | 0 | 0 | 0 | 0 | 0 | 0 | 0 | 2506.6013
2025-09-09 | 2197.973 | 5.4 | 0 | 0 | 0 | 1 | 0 | 0 | 0 | 0 | 0 | 0 | 0 | 0 | 0 | 0 | 0 | 0 | 0 | 0 | 0 | 0 | 0 | 0 | 0 | 0 | 0 | 0 | 2543.6021
2025-09-09 | 2192.474 | 7.3 | 0 | 0 | 0 | 0 | 1 | 0 | 0 | 0 | 0 | 0 | 0 | 0 | 0 | 0 | 0 | 0 | 0 | 0 | 0 | 0 | 0 | 0 | 0 | 0 | 0 | 0 | 2655.9969
2025-09-09 | 2233.459 | 6.7 | 0 | 0 | 0 | 0 | 0 | 1 | 0 | 0 | 0 | 0 | 0 | 0 | 0 | 0 | 0 | 0 | 0 | 0 | 0 | 0 | 0 | 0 | 0 | 0 | 0 | 0 | 2648.2057
2025-09-09 | 2299.363 | 8.3 | 0 | 0 | 0 | 0 | 0 | 0 | 1 | 0 | 0 | 0 | 0 | 0 | 0 | 0 | 0 | 0 | 0 | 0 | 0 | 0 | 0 | 0 | 0 | 0 | 0 | 0 | 2800.3301
2025-09-09 | 2503.523 | 8.3 | 0 | 0 | 0 | 0 | 0 | 0 | 0 | 1 | 0 | 0 | 0 | 0 | 0 | 0 | 0 | 0 | 0 | 0 | 0 | 0 | 0 | 0 | 0 | 0 | 0 | 0 | 2906.2108
2025-09-09 | 2912.242 | 8.6 | 0 | 0 | 0 | 0 | 0 | 0 | 0 | 0 | 1 | 0 | 0 | 0 | 0 | 0 | 0 | 0 | 0 | 0 | 0 | 0 | 0 | 0 | 0 | 0 | 0 | 0 | 3267.2212
2025-09-09 | 3526.36 | 6.5 | 0 | 0 | 0 | 0 | 0 | 0 | 0 | 0 | 0 | 1 | 0 | 0 | 0 | 0 | 0 | 0 | 0 | 0 | 0 | 0 | 0 | 0 | 0 | 0 | 0 | 0 | 3630.595
2025-09-09 | 4057.013 | 4.4 | 0 | 0 | 0 | 0 | 0 | 0 | 0 | 0 | 0 | 0 | 1 | 0 | 0 | 0 | 0 | 0 | 0 | 0 | 0 | 0 | 0 | 0 | 0 | 0 | 0 | 0 | 4111.9265
2025-09-09 | 4424.792 | 1.6 | 0 | 0 | 0 | 0 | 0 | 0 | 0 | 0 | 0 | 0 | 0 | 1 | 0 | 0 | 0 | 0 | 0 | 0 | 0 | 0 | 0 | 0 | 0 | 0 | 0 | 0 | 4146.8733
2025-09-09 | 4613.316 | 0 | 0 | 0 | 0 | 0 | 0 | 0 | 0 | 0 | 0 | 0 | 0 | 0 | 1 | 0 | 0 | 0 | 0 | 0 | 0 | 0 | 0 | 0 | 0 | 0 | 0 | 0 | 4222.9267
2025-09-09 | 4680.491 | 0 | 1 | 0 | 0 | 0 | 0 | 0 | 0 | 0 | 0 | 0 | 0 | 0 | 0 | 1 | 0 | 0 | 0 | 0 | 0 | 0 | 0 | 0 | 0 | 0 | 0 | 0 | 4393.5889
2025-09-09 | 4754.475 | 0 | 1.9 | 0 | 0 | 0 | 0 | 0 | 0 | 0 | 0 | 0 | 0 | 0 | 0 | 0 | 1 | 0 | 0 | 0 | 0 | 0 | 0 | 0 | 0 | 0 | 0 | 0 | 4501.4854
2025-09-09 | 4761.449 | 0 | 3.4 | 0 | 0 | 0 | 0 | 0 | 0 | 0 | 0 | 0 | 0 | 0 | 0 | 0 | 0 | 1 | 0 | 0 | 0 | 0 | 0 | 0 | 0 | 0 | 0 | 0 | 4711.8523
2025-09-09 | 4729.171 | 0 | 3.6 | 0 | 0 | 0 | 0 | 0 | 0 | 0 | 0 | 0 | 0 | 0 | 0 | 0 | 0 | 0 | 1 | 0 | 0 | 0 | 0 | 0 | 0 | 0 | 0 | 0 | 4688.0576
2025-09-09 | 4581.807 | 0 | 3.4 | 0 | 0 | 0 | 0 | 0 | 0 | 0 | 0 | 0 | 0 | 0 | 0 | 0 | 0 | 0 | 0 | 1 | 0 | 0 | 0 | 0 | 0 | 0 | 0 | 0 | 4528.4144
2025-09-09 | 4039.736 | 0 | 3.3 | 0 | 0 | 0 | 0 | 0 | 0 | 0 | 0 | 0 | 0 | 0 | 0 | 0 | 0 | 0 | 0 | 0 | 1 | 0 | 0 | 0 | 0 | 0 | 0 | 0 | 4219.8418
2025-09-09 | 3590.328 | 0 | 2.7 | 0 | 0 | 0 | 0 | 0 | 0 | 0 | 0 | 0 | 0 | 0 | 0 | 0 | 0 | 0 | 0 | 0 | 0 | 1 | 0 | 0 | 0 | 0 | 0 | 0 | 3831.5944
2025-09-09 | 3381.114 | 0 | 1.1 | 0 | 0 | 0 | 0 | 0 | 0 | 0 | 0 | 0 | 0 | 0 | 0 | 0 | 0 | 0 | 0 | 0 | 0 | 0 | 1 | 0 | 0 | 0 | 0 | 0 | 3409.9154
2025-09-09 | 3172.978 | 0.5 | 0 | 0 | 0 | 0 | 0 | 0 | 0 | 0 | 0 | 0 | 0 | 0 | 0 | 0 | 0 | 0 | 0 | 0 | 0 | 0 | 0 | 1 | 0 | 0 | 0 | 0 | 3126.1343
2025-09-09 | 2826.607 | 1.6 | 0 | 0 | 0 | 0 | 0 | 0 | 0 | 0 | 0 | 0 | 0 | 0 | 0 | 0 | 0 | 0 | 0 | 0 | 0 | 0 | 0 | 0 | 1 | 0 | 0 | 0 | 3013.5722
2025-09-09 | 2545.653 | 1.7 | 0 | 0 | 0 | 0 | 0 | 0 | 0 | 0 | 0 | 0 | 0 | 0 | 0 | 0 | 0 | 0 | 0 | 0 | 0 | 0 | 0 | 0 | 0 | 1 | 0 | 0 | 2756.275
2025-09-09 | 2373.402 | 1.9 | 0 | 0 | 0 | 0 | 0 | 0 | 0 | 0 | 0 | 0 | 0 | 0 | 0 | 0 | 0 | 0 | 0 | 0 | 0 | 0 | 0 | 0 | 0 | 0 | 1 | 0 | 2553.7919
2025-09-09 | 2242.084 | 2.7 | 0 | 0 | 0 | 0 | 0 | 0 | 0 | 0 | 0 | 0 | 0 | 0 | 0 | 0 | 0 | 0 | 0 | 0 | 0 | 0 | 0 | 0 | 0 | 0 | 0 | 1 | 2476.2598
2025-09-10 | 2225.743 | 3.1 | 0 | 0 | 1 | 0 | 0 | 0 | 0 | 0 | 0 | 0 | 0 | 0 | 0 | 0 | 0 | 0 | 0 | 0 | 0 | 0 | 0 | 0 | 0 | 0 | 0 | 0 | 2427.5419
2025-09-10 | 2192.972 | 3.3 | 0 | 0 | 0 | 1 | 0 | 0 | 0 | 0 | 0 | 0 | 0 | 0 | 0 | 0 | 0 | 0 | 0 | 0 | 0 | 0 | 0 | 0 | 0 | 0 | 0 | 0 | 2405.2481
2025-09-10 | 2192.509 | 4.9 | 0 | 0 | 0 | 0 | 1 | 0 | 0 | 0 | 0 | 0 | 0 | 0 | 0 | 0 | 0 | 0 | 0 | 0 | 0 | 0 | 0 | 0 | 0 | 0 | 0 | 0 | 2497.8781
2025-09-10 | 2247.006 | 5.2 | 0 | 0 | 0 | 0 | 0 | 1 | 0 | 0 | 0 | 0 | 0 | 0 | 0 | 0 | 0 | 0 | 0 | 0 | 0 | 0 | 0 | 0 | 0 | 0 | 0 | 0 | 2549.3814
2025-09-10 | 2345.39 | 5.7 | 0 | 0 | 0 | 0 | 0 | 0 | 1 | 0 | 0 | 0 | 0 | 0 | 0 | 0 | 0 | 0 | 0 | 0 | 0 | 0 | 0 | 0 | 0 | 0 | 0 | 0 | 2629.0346
2025-09-10 | 2487.838 | 5.9 | 0 | 0 | 0 | 0 | 0 | 0 | 0 | 1 | 0 | 0 | 0 | 0 | 0 | 0 | 0 | 0 | 0 | 0 | 0 | 0 | 0 | 0 | 0 | 0 | 0 | 0 | 2748.092
2025-09-10 | 2923.078 | 5.2 | 0 | 0 | 0 | 0 | 0 | 0 | 0 | 0 | 1 | 0 | 0 | 0 | 0 | 0 | 0 | 0 | 0 | 0 | 0 | 0 | 0 | 0 | 0 | 0 | 0 | 0 | 3043.2195
2025-09-10 | 3527.067 | 4.5 | 0 | 0 | 0 | 0 | 0 | 0 | 0 | 0 | 0 | 1 | 0 | 0 | 0 | 0 | 0 | 0 | 0 | 0 | 0 | 0 | 0 | 0 | 0 | 0 | 0 | 0 | 3498.8293
2025-09-10 | 4052.547 | 2.2 | 0 | 0 | 0 | 0 | 0 | 0 | 0 | 0 | 0 | 0 | 1 | 0 | 0 | 0 | 0 | 0 | 0 | 0 | 0 | 0 | 0 | 0 | 0 | 0 | 0 | 0 | 3966.9842
2025-09-10 | 4427.92 | 0.2 | 0 | 0 | 0 | 0 | 0 | 0 | 0 | 0 | 0 | 0 | 0 | 1 | 0 | 0 | 0 | 0 | 0 | 0 | 0 | 0 | 0 | 0 | 0 | 0 | 0 | 0 | 4054.6373
2025-09-10 | 4647.344 | 0 | 2.1 | 0 | 0 | 0 | 0 | 0 | 0 | 0 | 0 | 0 | 0 | 0 | 1 | 0 | 0 | 0 | 0 | 0 | 0 | 0 | 0 | 0 | 0 | 0 | 0 | 0 | 4529.0334
2025-09-10 | 4834.807 | 0 | 2.9 | 0 | 0 | 0 | 0 | 0 | 0 | 0 | 0 | 0 | 0 | 0 | 0 | 1 | 0 | 0 | 0 | 0 | 0 | 0 | 0 | 0 | 0 | 0 | 0 | 0 | 4670.5426
2025-09-10 | 4961.441 | 0 | 4.3 | 0 | 0 | 0 | 0 | 0 | 0 | 0 | 0 | 0 | 0 | 0 | 0 | 0 | 1 | 0 | 0 | 0 | 0 | 0 | 0 | 0 | 0 | 0 | 0 | 0 | 4851.3216
2025-09-10 | 4998.604 | 0 | 5.4 | 0 | 0 | 0 | 0 | 0 | 0 | 0 | 0 | 0 | 0 | 0 | 0 | 0 | 0 | 1 | 0 | 0 | 0 | 0 | 0 | 0 | 0 | 0 | 0 | 0 | 5003.3825
2025-09-10 | 5010.543 | 0 | 6 | 0 | 0 | 0 | 0 | 0 | 0 | 0 | 0 | 0 | 0 | 0 | 0 | 0 | 0 | 0 | 1 | 0 | 0 | 0 | 0 | 0 | 0 | 0 | 0 | 0 | 5037.8939
2025-09-10 | 4797.606 | 0 | 5.9 | 0 | 0 | 0 | 0 | 0 | 0 | 0 | 0 | 0 | 0 | 0 | 0 | 0 | 0 | 0 | 0 | 1 | 0 | 0 | 0 | 0 | 0 | 0 | 0 | 0 | 4892.8271
2025-09-10 | 4245.115 | 0 | 5.7 | 0 | 0 | 0 | 0 | 0 | 0 | 0 | 0 | 0 | 0 | 0 | 0 | 0 | 0 | 0 | 0 | 0 | 1 | 0 | 0 | 0 | 0 | 0 | 0 | 0 | 4569.678
2025-09-10 | 3796.478 | 0 | 4.7 | 0 | 0 | 0 | 0 | 0 | 0 | 0 | 0 | 0 | 0 | 0 | 0 | 0 | 0 | 0 | 0 | 0 | 0 | 1 | 0 | 0 | 0 | 0 | 0 | 0 | 4123.1246
2025-09-10 | 3639.611 | 0 | 3.9 | 0 | 0 | 0 | 0 | 0 | 0 | 0 | 0 | 0 | 0 | 0 | 0 | 0 | 0 | 0 | 0 | 0 | 0 | 0 | 1 | 0 | 0 | 0 | 0 | 0 | 3818.0577
2025-09-10 | 3436.337 | 0 | 1.9 | 0 | 0 | 0 | 0 | 0 | 0 | 0 | 0 | 0 | 0 | 0 | 0 | 0 | 0 | 0 | 0 | 0 | 0 | 0 | 0 | 1 | 0 | 0 | 0 | 0 | 3370.1466
2025-09-10 | 3024.124 | 0 | 0.6 | 0 | 0 | 0 | 0 | 0 | 0 | 0 | 0 | 0 | 0 | 0 | 0 | 0 | 0 | 0 | 0 | 0 | 0 | 0 | 0 | 0 | 1 | 0 | 0 | 0 | 2995.6187
2025-09-10 | 2648.465 | 0 | 0.8 | 0 | 0 | 0 | 0 | 0 | 0 | 0 | 0 | 0 | 0 | 0 | 0 | 0 | 0 | 0 | 0 | 0 | 0 | 0 | 0 | 0 | 0 | 1 | 0 | 0 | 2760.8862
2025-09-10 | 2422.296 | 0 | 0.5 | 0 | 0 | 0 | 0 | 0 | 0 | 0 | 0 | 0 | 0 | 0 | 0 | 0 | 0 | 0 | 0 | 0 | 0 | 0 | 0 | 0 | 0 | 0 | 1 | 0 | 2501.4971
2025-09-10 | 2301.681 | 0.4 | 0 | 0 | 0 | 0 | 0 | 0 | 0 | 0 | 0 | 0 | 0 | 0 | 0 | 0 | 0 | 0 | 0 | 0 | 0 | 0 | 0 | 0 | 0 | 0 | 0 | 1 | 2324.7292
2025-09-11 | 2251.186 | 0.2 | 0 | 0 | 1 | 0 | 0 | 0 | 0 | 0 | 0 | 0 | 0 | 0 | 0 | 0 | 0 | 0 | 0 | 0 | 0 | 0 | 0 | 0 | 0 | 0 | 0 | 0 | 2236.4816
2025-09-11 | 2214.531 | 1.5 | 0 | 0 | 0 | 1 | 0 | 0 | 0 | 0 | 0 | 0 | 0 | 0 | 0 | 0 | 0 | 0 | 0 | 0 | 0 | 0 | 0 | 0 | 0 | 0 | 0 | 0 | 2286.6589
2025-09-11 | 2212.765 | 1.9 | 0 | 0 | 0 | 0 | 1 | 0 | 0 | 0 | 0 | 0 | 0 | 0 | 0 | 0 | 0 | 0 | 0 | 0 | 0 | 0 | 0 | 0 | 0 | 0 | 0 | 0 | 2300.2295
2025-09-11 | 2264.706 | 2.2 | 0 | 0 | 0 | 0 | 0 | 1 | 0 | 0 | 0 | 0 | 0 | 0 | 0 | 0 | 0 | 0 | 0 | 0 | 0 | 0 | 0 | 0 | 0 | 0 | 0 | 0 | 2351.7329
2025-09-11 | 2386.377 | 2.7 | 0 | 0 | 0 | 0 | 0 | 0 | 1 | 0 | 0 | 0 | 0 | 0 | 0 | 0 | 0 | 0 | 0 | 0 | 0 | 0 | 0 | 0 | 0 | 0 | 0 | 0 | 2431.3861
2025-09-11 | 2530.941 | 3.3 | 0 | 0 | 0 | 0 | 0 | 0 | 0 | 1 | 0 | 0 | 0 | 0 | 0 | 0 | 0 | 0 | 0 | 0 | 0 | 0 | 0 | 0 | 0 | 0 | 0 | 0 | 2576.7966
2025-09-11 | 2949.976 | 3.5 | 0 | 0 | 0 | 0 | 0 | 0 | 0 | 0 | 1 | 0 | 0 | 0 | 0 | 0 | 0 | 0 | 0 | 0 | 0 | 0 | 0 | 0 | 0 | 0 | 0 | 0 | 2931.2187
2025-09-11 | 3667.961 | 2.6 | 0 | 0 | 0 | 0 | 0 | 0 | 0 | 0 | 0 | 1 | 0 | 0 | 0 | 0 | 0 | 0 | 0 | 0 | 0 | 0 | 0 | 0 | 0 | 0 | 0 | 0 | 3373.6518
2025-09-11 | 4195.341 | 0.7 | 0 | 0 | 0 | 0 | 0 | 0 | 0 | 0 | 0 | 0 | 1 | 0 | 0 | 0 | 0 | 0 | 0 | 0 | 0 | 0 | 0 | 0 | 0 | 0 | 0 | 0 | 3868.1599
2025-09-11 | 4635.809 | 0 | 2.2 | 0 | 0 | 0 | 0 | 0 | 0 | 0 | 0 | 0 | 0 | 1 | 0 | 0 | 0 | 0 | 0 | 0 | 0 | 0 | 0 | 0 | 0 | 0 | 0 | 0 | 4362.1439
2025-09-11 | 4936.668 | 0 | 4.5 | 0 | 0 | 0 | 0 | 0 | 0 | 0 | 0 | 0 | 0 | 0 | 1 | 0 | 0 | 0 | 0 | 0 | 0 | 0 | 0 | 0 | 0 | 0 | 0 | 0 | 4878.8696
2025-09-11 | 5025.654 | 0 | 6.4 | 0 | 0 | 0 | 0 | 0 | 0 | 0 | 0 | 0 | 0 | 0 | 0 | 1 | 0 | 0 | 0 | 0 | 0 | 0 | 0 | 0 | 0 | 0 | 0 | 0 | 5180.7204
2025-09-11 | 5088.47 | 0 | 6.6 | 0 | 0 | 0 | 0 | 0 | 0 | 0 | 0 | 0 | 0 | 0 | 0 | 0 | 1 | 0 | 0 | 0 | 0 | 0 | 0 | 0 | 0 | 0 | 0 | 0 | 5186.5814
2025-09-11 | 5201.227 | 0 | 6.5 | 0 | 0 | 0 | 0 | 0 | 0 | 0 | 0 | 0 | 0 | 0 | 0 | 0 | 0 | 1 | 0 | 0 | 0 | 0 | 0 | 0 | 0 | 0 | 0 | 0 | 5163.7241
2025-09-11 | 5161.125 | 0 | 6.7 | 0 | 0 | 0 | 0 | 0 | 0 | 0 | 0 | 0 | 0 | 0 | 0 | 0 | 0 | 0 | 1 | 0 | 0 | 0 | 0 | 0 | 0 | 0 | 0 | 0 | 5139.9294
2025-09-11 | 4934.539 | 0 | 6.4 | 0 | 0 | 0 | 0 | 0 | 0 | 0 | 0 | 0 | 0 | 0 | 0 | 0 | 0 | 0 | 0 | 1 | 0 | 0 | 0 | 0 | 0 | 0 | 0 | 0 | 4965.7097
2025-09-11 | 4274.635 | 0 | 5.3 | 0 | 0 | 0 | 0 | 0 | 0 | 0 | 0 | 0 | 0 | 0 | 0 | 0 | 0 | 0 | 0 | 0 | 1 | 0 | 0 | 0 | 0 | 0 | 0 | 0 | 4511.372
2025-09-11 | 3765.878 | 0 | 4.6 | 0 | 0 | 0 | 0 | 0 | 0 | 0 | 0 | 0 | 0 | 0 | 0 | 0 | 0 | 0 | 0 | 0 | 0 | 1 | 0 | 0 | 0 | 0 | 0 | 0 | 4108.5481
2025-09-11 | 3622.015 | 0 | 3.5 | 0 | 0 | 0 | 0 | 0 | 0 | 0 | 0 | 0 | 0 | 0 | 0 | 0 | 0 | 0 | 0 | 0 | 0 | 0 | 1 | 0 | 0 | 0 | 0 | 0 | 3759.7517
2025-09-11 | 3466.248 | 0 | 2.9 | 0 | 0 | 0 | 0 | 0 | 0 | 0 | 0 | 0 | 0 | 0 | 0 | 0 | 0 | 0 | 0 | 0 | 0 | 0 | 0 | 1 | 0 | 0 | 0 | 0 | 3515.9117
2025-09-11 | 3048.635 | 0 | 1.6 | 0 | 0 | 0 | 0 | 0 | 0 | 0 | 0 | 0 | 0 | 0 | 0 | 0 | 0 | 0 | 0 | 0 | 0 | 0 | 0 | 0 | 1 | 0 | 0 | 0 | 3141.3838
2025-09-11 | 2771.196 | 0 | 0.8 | 0 | 0 | 0 | 0 | 0 | 0 | 0 | 0 | 0 | 0 | 0 | 0 | 0 | 0 | 0 | 0 | 0 | 0 | 0 | 0 | 0 | 0 | 1 | 0 | 0 | 2760.8862
2025-09-11 | 2513.314 | 0.6 | 0 | 0 | 0 | 0 | 0 | 0 | 0 | 0 | 0 | 0 | 0 | 0 | 0 | 0 | 0 | 0 | 0 | 0 | 0 | 0 | 0 | 0 | 0 | 0 | 1 | 0 | 2468.1442
2025-09-11 | 2373.116 | 1.3 | 0 | 0 | 0 | 0 | 0 | 0 | 0 | 0 | 0 | 0 | 0 | 0 | 0 | 0 | 0 | 0 | 0 | 0 | 0 | 0 | 0 | 0 | 0 | 0 | 0 | 1 | 2384.0238
2025-09-12 | 2312.427 | 1.7 | 0 | 0 | 1 | 0 | 0 | 0 | 0 | 0 | 0 | 0 | 0 | 0 | 0 | 0 | 0 | 0 | 0 | 0 | 0 | 0 | 0 | 0 | 0 | 0 | 0 | 0 | 2335.3059
2025-09-12 | 2251.76 | 2.3 | 0 | 0 | 0 | 1 | 0 | 0 | 0 | 0 | 0 | 0 | 0 | 0 | 0 | 0 | 0 | 0 | 0 | 0 | 0 | 0 | 0 | 0 | 0 | 0 | 0 | 0 | 2339.3652
2025-09-12 | 2217.481 | 2.7 | 0 | 0 | 0 | 0 | 1 | 0 | 0 | 0 | 0 | 0 | 0 | 0 | 0 | 0 | 0 | 0 | 0 | 0 | 0 | 0 | 0 | 0 | 0 | 0 | 0 | 0 | 2352.9358
2025-09-12 | 2255.142 | 2.8 | 0 | 0 | 0 | 0 | 0 | 1 | 0 | 0 | 0 | 0 | 0 | 0 | 0 | 0 | 0 | 0 | 0 | 0 | 0 | 0 | 0 | 0 | 0 | 0 | 0 | 0 | 2391.2626
2025-09-12 | 2326.392 | 3.4 | 0 | 0 | 0 | 0 | 0 | 0 | 1 | 0 | 0 | 0 | 0 | 0 | 0 | 0 | 0 | 0 | 0 | 0 | 0 | 0 | 0 | 0 | 0 | 0 | 0 | 0 | 2477.5041
2025-09-12 | 2504.244 | 4 | 0 | 0 | 0 | 0 | 0 | 0 | 0 | 1 | 0 | 0 | 0 | 0 | 0 | 0 | 0 | 0 | 0 | 0 | 0 | 0 | 0 | 0 | 0 | 0 | 0 | 0 | 2622.9146
2025-09-12 | 2874.787 | 3.8 | 0 | 0 | 0 | 0 | 0 | 0 | 0 | 0 | 1 | 0 | 0 | 0 | 0 | 0 | 0 | 0 | 0 | 0 | 0 | 0 | 0 | 0 | 0 | 0 | 0 | 0 | 2950.9835
2025-09-12 | 3538 | 2.6 | 0 | 0 | 0 | 0 | 0 | 0 | 0 | 0 | 0 | 1 | 0 | 0 | 0 | 0 | 0 | 0 | 0 | 0 | 0 | 0 | 0 | 0 | 0 | 0 | 0 | 0 | 3373.6518
2025-09-12 | 4090.927 | 1.6 | 0 | 0 | 0 | 0 | 0 | 0 | 0 | 0 | 0 | 0 | 1 | 0 | 0 | 0 | 0 | 0 | 0 | 0 | 0 | 0 | 0 | 0 | 0 | 0 | 0 | 0 | 3927.4545
2025-09-12 | 4508.212 | 0.2 | 0 | 0 | 0 | 0 | 0 | 0 | 0 | 0 | 0 | 0 | 0 | 1 | 0 | 0 | 0 | 0 | 0 | 0 | 0 | 0 | 0 | 0 | 0 | 0 | 0 | 0 | 4054.6373
2025-09-12 | 4808.051 | 0 | 1.8 | 0 | 0 | 0 | 0 | 0 | 0 | 0 | 0 | 0 | 0 | 0 | 1 | 0 | 0 | 0 | 0 | 0 | 0 | 0 | 0 | 0 | 0 | 0 | 0 | 0 | 4485.3039
2025-09-12 | 4815.686 | 0 | 3.6 | 0 | 0 | 0 | 0 | 0 | 0 | 0 | 0 | 0 | 0 | 0 | 0 | 1 | 0 | 0 | 0 | 0 | 0 | 0 | 0 | 0 | 0 | 0 | 0 | 0 | 4772.5782
2025-09-12 | 4935.287 | 0 | 3 | 0 | 0 | 0 | 0 | 0 | 0 | 0 | 0 | 0 | 0 | 0 | 0 | 0 | 1 | 0 | 0 | 0 | 0 | 0 | 0 | 0 | 0 | 0 | 0 | 0 | 4661.827
2025-09-12 | 5001.045 | 0 | 4.5 | 0 | 0 | 0 | 0 | 0 | 0 | 0 | 0 | 0 | 0 | 0 | 0 | 0 | 0 | 1 | 0 | 0 | 0 | 0 | 0 | 0 | 0 | 0 | 0 | 0 | 4872.194
2025-09-12 | 4916.352 | 0 | 3.9 | 0 | 0 | 0 | 0 | 0 | 0 | 0 | 0 | 0 | 0 | 0 | 0 | 0 | 0 | 0 | 1 | 0 | 0 | 0 | 0 | 0 | 0 | 0 | 0 | 0 | 4731.7872
2025-09-12 | 4717.145 | 0 | 2.8 | 0 | 0 | 0 | 0 | 0 | 0 | 0 | 0 | 0 | 0 | 0 | 0 | 0 | 0 | 0 | 0 | 1 | 0 | 0 | 0 | 0 | 0 | 0 | 0 | 0 | 4440.9553
2025-09-12 | 4216.684 | 0 | 2.8 | 0 | 0 | 0 | 0 | 0 | 0 | 0 | 0 | 0 | 0 | 0 | 0 | 0 | 0 | 0 | 0 | 0 | 1 | 0 | 0 | 0 | 0 | 0 | 0 | 0 | 4146.9592
2025-09-12 | 3805.426 | 0 | 2.5 | 0 | 0 | 0 | 0 | 0 | 0 | 0 | 0 | 0 | 0 | 0 | 0 | 0 | 0 | 0 | 0 | 0 | 0 | 1 | 0 | 0 | 0 | 0 | 0 | 0 | 3802.4414
2025-09-12 | 3629.024 | 0 | 2.1 | 0 | 0 | 0 | 0 | 0 | 0 | 0 | 0 | 0 | 0 | 0 | 0 | 0 | 0 | 0 | 0 | 0 | 0 | 0 | 1 | 0 | 0 | 0 | 0 | 0 | 3555.6805
2025-09-12 | 3413.909 | 0 | 1.3 | 0 | 0 | 0 | 0 | 0 | 0 | 0 | 0 | 0 | 0 | 0 | 0 | 0 | 0 | 0 | 0 | 0 | 0 | 0 | 0 | 1 | 0 | 0 | 0 | 0 | 3282.6875
2025-09-12 | 3122.573 | 0 | 0.6 | 0 | 0 | 0 | 0 | 0 | 0 | 0 | 0 | 0 | 0 | 0 | 0 | 0 | 0 | 0 | 0 | 0 | 0 | 0 | 0 | 0 | 1 | 0 | 0 | 0 | 2995.6187
2025-09-12 | 2776.964 | 0.2 | 0 | 0 | 0 | 0 | 0 | 0 | 0 | 0 | 0 | 0 | 0 | 0 | 0 | 0 | 0 | 0 | 0 | 0 | 0 | 0 | 0 | 0 | 0 | 1 | 0 | 0 | 2657.4507
2025-09-12 | 2511.058 | 0.5 | 0 | 0 | 0 | 0 | 0 | 0 | 0 | 0 | 0 | 0 | 0 | 0 | 0 | 0 | 0 | 0 | 0 | 0 | 0 | 0 | 0 | 0 | 0 | 0 | 1 | 0 | 2461.5559
2025-09-12 | 2367.373 | 0.3 | 0 | 0 | 0 | 0 | 0 | 0 | 0 | 0 | 0 | 0 | 0 | 0 | 0 | 0 | 0 | 0 | 0 | 0 | 0 | 0 | 0 | 0 | 0 | 0 | 0 | 1 | 2318.1409
2025-09-13 | 2269.864 | 0.4 | 0 | 1 | 1 | 0 | 0 | 0 | 0 | 0 | 0 | 0 | 0 | 0 | 0 | 0 | 0 | 0 | 0 | 0 | 0 | 0 | 0 | 0 | 0 | 0 | 0 | 0 | 1677.1274
2025-09-13 | 2248.148 | 0.8 | 0 | 1 | 0 | 1 | 0 | 0 | 0 | 0 | 0 | 0 | 0 | 0 | 0 | 0 | 0 | 0 | 0 | 0 | 0 | 0 | 0 | 0 | 0 | 0 | 0 | 0 | 1668.0101
2025-09-13 | 2247.127 | 0.4 | 0 | 1 | 0 | 0 | 1 | 0 | 0 | 0 | 0 | 0 | 0 | 0 | 0 | 0 | 0 | 0 | 0 | 0 | 0 | 0 | 0 | 0 | 0 | 0 | 0 | 0 | 1628.8744
2025-09-13 | 2286.675 | 1 | 0 | 1 | 0 | 0 | 0 | 1 | 0 | 0 | 0 | 0 | 0 | 0 | 0 | 0 | 0 | 0 | 0 | 0 | 0 | 0 | 0 | 0 | 0 | 0 | 0 | 0 | 1700.1426
2025-09-13 | 2276.573 | 0.5 | 0 | 1 | 0 | 0 | 0 | 0 | 1 | 0 | 0 | 0 | 0 | 0 | 0 | 0 | 0 | 0 | 0 | 0 | 0 | 0 | 0 | 0 | 0 | 0 | 0 | 0 | 1713.913
2025-09-13 | 2382.541 | 0.4 | 0 | 1 | 0 | 0 | 0 | 0 | 0 | 1 | 0 | 0 | 0 | 0 | 0 | 0 | 0 | 0 | 0 | 0 | 0 | 0 | 0 | 0 | 0 | 0 | 0 | 0 | 1813.2054
2025-09-13 | 2467.737 | 0.7 | 0 | 1 | 0 | 0 | 0 | 0 | 0 | 0 | 1 | 0 | 0 | 0 | 0 | 0 | 0 | 0 | 0 | 0 | 0 | 0 | 0 | 0 | 0 | 0 | 0 | 0 | 2174.2158
2025-09-13 | 2856.218 | 0.5 | 0 | 1 | 0 | 0 | 0 | 0 | 0 | 0 | 0 | 1 | 0 | 0 | 0 | 0 | 0 | 0 | 0 | 0 | 0 | 0 | 0 | 0 | 0 | 0 | 0 | 0 | 2662.767
2025-09-13 | 3307.744 | 0 | 0.2 | 1 | 0 | 0 | 0 | 0 | 0 | 0 | 0 | 0 | 1 | 0 | 0 | 0 | 0 | 0 | 0 | 0 | 0 | 0 | 0 | 0 | 0 | 0 | 0 | 0 | 3278.6641
2025-09-13 | 3659.188 | 0 | 0.3 | 1 | 0 | 0 | 0 | 0 | 0 | 0 | 0 | 0 | 0 | 1 | 0 | 0 | 0 | 0 | 0 | 0 | 0 | 0 | 0 | 0 | 0 | 0 | 0 | 0 | 3512.6594
2025-09-13 | 3834.085 | 0 | 1.4 | 1 | 0 | 0 | 0 | 0 | 0 | 0 | 0 | 0 | 0 | 0 | 1 | 0 | 0 | 0 | 0 | 0 | 0 | 0 | 0 | 0 | 0 | 0 | 0 | 0 | 3854.467
2025-09-13 | 3854.286 | 0 | 3.1 | 1 | 0 | 0 | 0 | 0 | 0 | 0 | 0 | 0 | 0 | 0 | 0 | 1 | 0 | 0 | 0 | 0 | 0 | 0 | 0 | 0 | 0 | 0 | 0 | 0 | 4127.1648
2025-09-13 | 3817.274 | 0 | 4 | 1 | 0 | 0 | 0 | 0 | 0 | 0 | 0 | 0 | 0 | 0 | 0 | 0 | 1 | 0 | 0 | 0 | 0 | 0 | 0 | 0 | 0 | 0 | 0 | 0 | 4235.0613
2025-09-13 | 3843.845 | 0 | 4.2 | 1 | 0 | 0 | 0 | 0 | 0 | 0 | 0 | 0 | 0 | 0 | 0 | 0 | 0 | 1 | 0 | 0 | 0 | 0 | 0 | 0 | 0 | 0 | 0 | 0 | 4255.9336
2025-09-13 | 3752.822 | 0 | 5.1 | 1 | 0 | 0 | 0 | 0 | 0 | 0 | 0 | 0 | 0 | 0 | 0 | 0 | 0 | 0 | 1 | 0 | 0 | 0 | 0 | 0 | 0 | 0 | 0 | 0 | 4334.1744
2025-09-13 | 3685.218 | 0 | 6.8 | 1 | 0 | 0 | 0 | 0 | 0 | 0 | 0 | 0 | 0 | 0 | 0 | 0 | 0 | 0 | 0 | 1 | 0 | 0 | 0 | 0 | 0 | 0 | 0 | 0 | 4451.4848
2025-09-13 | 3498.614 | 0 | 6.9 | 1 | 0 | 0 | 0 | 0 | 0 | 0 | 0 | 0 | 0 | 0 | 0 | 0 | 0 | 0 | 0 | 0 | 1 | 0 | 0 | 0 | 0 | 0 | 0 | 0 | 4172.0653
2025-09-13 | 3308.992 | 0 | 6.2 | 1 | 0 | 0 | 0 | 0 | 0 | 0 | 0 | 0 | 0 | 0 | 0 | 0 | 0 | 0 | 0 | 0 | 0 | 1 | 0 | 0 | 0 | 0 | 0 | 0 | 3769.2414
2025-09-13 | 3293.202 | 0 | 5.4 | 1 | 0 | 0 | 0 | 0 | 0 | 0 | 0 | 0 | 0 | 0 | 0 | 0 | 0 | 0 | 0 | 0 | 0 | 0 | 1 | 0 | 0 | 0 | 0 | 0 | 3464.1745
2025-09-13 | 3171.32 | 0 | 5 | 1 | 0 | 0 | 0 | 0 | 0 | 0 | 0 | 0 | 0 | 0 | 0 | 0 | 0 | 0 | 0 | 0 | 0 | 0 | 0 | 1 | 0 | 0 | 0 | 0 | 3249.4875
2025-09-13 | 2954.076 | 0 | 3.5 | 1 | 0 | 0 | 0 | 0 | 0 | 0 | 0 | 0 | 0 | 0 | 0 | 0 | 0 | 0 | 0 | 0 | 0 | 0 | 0 | 0 | 1 | 0 | 0 | 0 | 2845.8066
2025-09-13 | 2732.794 | 0 | 2 | 1 | 0 | 0 | 0 | 0 | 0 | 0 | 0 | 0 | 0 | 0 | 0 | 0 | 0 | 0 | 0 | 0 | 0 | 0 | 0 | 0 | 0 | 1 | 0 | 0 | 2363.2735
2025-09-13 | 2543.741 | 0 | 1.5 | 1 | 0 | 0 | 0 | 0 | 0 | 0 | 0 | 0 | 0 | 0 | 0 | 0 | 0 | 0 | 0 | 0 | 0 | 0 | 0 | 0 | 0 | 0 | 1 | 0 | 2074.7313
2025-09-13 | 2408.446 | 0 | 0 | 1 | 0 | 0 | 0 | 0 | 0 | 0 | 0 | 0 | 0 | 0 | 0 | 0 | 0 | 0 | 0 | 0 | 0 | 0 | 0 | 0 | 0 | 0 | 0 | 1 | 1725.8452
2025-09-14 | 2328.162 | 0.1 | 0 | 1 | 1 | 0 | 0 | 0 | 0 | 0 | 0 | 0 | 0 | 0 | 0 | 0 | 0 | 0 | 0 | 0 | 0 | 0 | 0 | 0 | 0 | 0 | 0 | 0 | 1657.3625
2025-09-14 | 2271.056 | 1.2 | 0 | 1 | 0 | 1 | 0 | 0 | 0 | 0 | 0 | 0 | 0 | 0 | 0 | 0 | 0 | 0 | 0 | 0 | 0 | 0 | 0 | 0 | 0 | 0 | 0 | 0 | 1694.3632
2025-09-14 | 2232.287 | 1.3 | 0 | 1 | 0 | 0 | 1 | 0 | 0 | 0 | 0 | 0 | 0 | 0 | 0 | 0 | 0 | 0 | 0 | 0 | 0 | 0 | 0 | 0 | 0 | 0 | 0 | 0 | 1688.1689
2025-09-14 | 2248.388 | 1.5 | 0 | 1 | 0 | 0 | 0 | 1 | 0 | 0 | 0 | 0 | 0 | 0 | 0 | 0 | 0 | 0 | 0 | 0 | 0 | 0 | 0 | 0 | 0 | 0 | 0 | 0 | 1733.084
2025-09-14 | 2248.145 | 2.2 | 0 | 1 | 0 | 0 | 0 | 0 | 1 | 0 | 0 | 0 | 0 | 0 | 0 | 0 | 0 | 0 | 0 | 0 | 0 | 0 | 0 | 0 | 0 | 0 | 0 | 0 | 1825.9138
2025-09-14 | 2316.139 | 2.5 | 0 | 1 | 0 | 0 | 0 | 0 | 0 | 1 | 0 | 0 | 0 | 0 | 0 | 0 | 0 | 0 | 0 | 0 | 0 | 0 | 0 | 0 | 0 | 0 | 0 | 0 | 1951.5594
2025-09-14 | 2387.705 | 2.2 | 0 | 1 | 0 | 0 | 0 | 0 | 0 | 0 | 1 | 0 | 0 | 0 | 0 | 0 | 0 | 0 | 0 | 0 | 0 | 0 | 0 | 0 | 0 | 0 | 0 | 0 | 2273.0401
2025-09-14 | 2626.515 | 1.6 | 0 | 1 | 0 | 0 | 0 | 0 | 0 | 0 | 0 | 1 | 0 | 0 | 0 | 0 | 0 | 0 | 0 | 0 | 0 | 0 | 0 | 0 | 0 | 0 | 0 | 0 | 2735.2381
2025-09-14 | 2897.093 | 0 | 1.6 | 1 | 0 | 0 | 0 | 0 | 0 | 0 | 0 | 0 | 1 | 0 | 0 | 0 | 0 | 0 | 0 | 0 | 0 | 0 | 0 | 0 | 0 | 0 | 0 | 0 | 3482.7352
2025-09-14 | 3385.361 | 0 | 3.5 | 1 | 0 | 0 | 0 | 0 | 0 | 0 | 0 | 0 | 0 | 1 | 0 | 0 | 0 | 0 | 0 | 0 | 0 | 0 | 0 | 0 | 0 | 0 | 0 | 0 | 3979.1077
2025-09-14 | 3718.748 | 0 | 4.5 | 1 | 0 | 0 | 0 | 0 | 0 | 0 | 0 | 0 | 0 | 0 | 1 | 0 | 0 | 0 | 0 | 0 | 0 | 0 | 0 | 0 | 0 | 0 | 0 | 0 | 4306.3388
2025-09-14 | 3848.781 | 0 | 6.1 | 1 | 0 | 0 | 0 | 0 | 0 | 0 | 0 | 0 | 0 | 0 | 0 | 1 | 0 | 0 | 0 | 0 | 0 | 0 | 0 | 0 | 0 | 0 | 0 | 0 | 4564.4601
2025-09-14 | 3911.7 | 0 | 6.4 | 1 | 0 | 0 | 0 | 0 | 0 | 0 | 0 | 0 | 0 | 0 | 0 | 0 | 1 | 0 | 0 | 0 | 0 | 0 | 0 | 0 | 0 | 0 | 0 | 0 | 4584.8975
2025-09-14 | 3910.643 | 0 | 7.1 | 1 | 0 | 0 | 0 | 0 | 0 | 0 | 0 | 0 | 0 | 0 | 0 | 0 | 0 | 1 | 0 | 0 | 0 | 0 | 0 | 0 | 0 | 0 | 0 | 0 | 4678.6523
2025-09-14 | 3886.496 | 0 | 6.5 | 1 | 0 | 0 | 0 | 0 | 0 | 0 | 0 | 0 | 0 | 0 | 0 | 0 | 0 | 0 | 1 | 0 | 0 | 0 | 0 | 0 | 0 | 0 | 0 | 0 | 4538.2456
2025-09-14 | 3825.708 | 0 | 6.6 | 1 | 0 | 0 | 0 | 0 | 0 | 0 | 0 | 0 | 0 | 0 | 0 | 0 | 0 | 0 | 0 | 1 | 0 | 0 | 0 | 0 | 0 | 0 | 0 | 0 | 4422.3318
2025-09-14 | 3711.798 | 0 | 5.9 | 1 | 0 | 0 | 0 | 0 | 0 | 0 | 0 | 0 | 0 | 0 | 0 | 0 | 0 | 0 | 0 | 0 | 1 | 0 | 0 | 0 | 0 | 0 | 0 | 0 | 4026.3002
2025-09-14 | 3494.974 | 0 | 5.6 | 1 | 0 | 0 | 0 | 0 | 0 | 0 | 0 | 0 | 0 | 0 | 0 | 0 | 0 | 0 | 0 | 0 | 0 | 1 | 0 | 0 | 0 | 0 | 0 | 0 | 3681.7824
2025-09-14 | 3294.38 | 0 | 4.9 | 1 | 0 | 0 | 0 | 0 | 0 | 0 | 0 | 0 | 0 | 0 | 0 | 0 | 0 | 0 | 0 | 0 | 0 | 0 | 1 | 0 | 0 | 0 | 0 | 0 | 3391.2919
2025-09-14 | 3179.335 | 0 | 4.1 | 1 | 0 | 0 | 0 | 0 | 0 | 0 | 0 | 0 | 0 | 0 | 0 | 0 | 0 | 0 | 0 | 0 | 0 | 0 | 0 | 1 | 0 | 0 | 0 | 0 | 3118.2989
2025-09-14 | 2904.777 | 0 | 3.4 | 1 | 0 | 0 | 0 | 0 | 0 | 0 | 0 | 0 | 0 | 0 | 0 | 0 | 0 | 0 | 0 | 0 | 0 | 0 | 0 | 0 | 1 | 0 | 0 | 0 | 2831.2301
2025-09-14 | 2699.891 | 0 | 3.2 | 1 | 0 | 0 | 0 | 0 | 0 | 0 | 0 | 0 | 0 | 0 | 0 | 0 | 0 | 0 | 0 | 0 | 0 | 0 | 0 | 0 | 0 | 1 | 0 | 0 | 2538.1916
2025-09-14 | 2438.49 | 0 | 1.4 | 1 | 0 | 0 | 0 | 0 | 0 | 0 | 0 | 0 | 0 | 0 | 0 | 0 | 0 | 0 | 0 | 0 | 0 | 0 | 0 | 0 | 0 | 0 | 1 | 0 | 2060.1548
2025-09-14 | 2342.092 | 0 | 0.5 | 1 | 0 | 0 | 0 | 0 | 0 | 0 | 0 | 0 | 0 | 0 | 0 | 0 | 0 | 0 | 0 | 0 | 0 | 0 | 0 | 0 | 0 | 0 | 0 | 1 | 1798.7278
2025-09-15 | 2296.752 | 0.3 | 0 | 0 | 1 | 0 | 0 | 0 | 0 | 0 | 0 | 0 | 0 | 0 | 0 | 0 | 0 | 0 | 0 | 0 | 0 | 0 | 0 | 0 | 0 | 0 | 0 | 0 | 2243.0699
2025-09-15 | 2245.453 | 1.3 | 0 | 0 | 0 | 1 | 0 | 0 | 0 | 0 | 0 | 0 | 0 | 0 | 0 | 0 | 0 | 0 | 0 | 0 | 0 | 0 | 0 | 0 | 0 | 0 | 0 | 0 | 2273.4824
2025-09-15 | 2222.694 | 2.2 | 0 | 0 | 0 | 0 | 1 | 0 | 0 | 0 | 0 | 0 | 0 | 0 | 0 | 0 | 0 | 0 | 0 | 0 | 0 | 0 | 0 | 0 | 0 | 0 | 0 | 0 | 2319.9944
2025-09-15 | 2267.372 | 1.9 | 0 | 0 | 0 | 0 | 0 | 1 | 0 | 0 | 0 | 0 | 0 | 0 | 0 | 0 | 0 | 0 | 0 | 0 | 0 | 0 | 0 | 0 | 0 | 0 | 0 | 0 | 2331.968
2025-09-15 | 2328.231 | 2.2 | 0 | 0 | 0 | 0 | 0 | 0 | 1 | 0 | 0 | 0 | 0 | 0 | 0 | 0 | 0 | 0 | 0 | 0 | 0 | 0 | 0 | 0 | 0 | 0 | 0 | 0 | 2398.4447
2025-09-15 | 2515.212 | 2.8 | 0 | 0 | 0 | 0 | 0 | 0 | 0 | 1 | 0 | 0 | 0 | 0 | 0 | 0 | 0 | 0 | 0 | 0 | 0 | 0 | 0 | 0 | 0 | 0 | 0 | 0 | 2543.8551
2025-09-15 | 2901.621 | 2.8 | 0 | 0 | 0 | 0 | 0 | 0 | 0 | 0 | 1 | 0 | 0 | 0 | 0 | 0 | 0 | 0 | 0 | 0 | 0 | 0 | 0 | 0 | 0 | 0 | 0 | 0 | 2885.1007
2025-09-15 | 3639.43 | 1.9 | 0 | 0 | 0 | 0 | 0 | 0 | 0 | 0 | 0 | 1 | 0 | 0 | 0 | 0 | 0 | 0 | 0 | 0 | 0 | 0 | 0 | 0 | 0 | 0 | 0 | 0 | 3327.5338
2025-09-15 | 4204.941 | 0.5 | 0 | 0 | 0 | 0 | 0 | 0 | 0 | 0 | 0 | 0 | 1 | 0 | 0 | 0 | 0 | 0 | 0 | 0 | 0 | 0 | 0 | 0 | 0 | 0 | 0 | 0 | 3854.9834
2025-09-15 | 4632.577 | 0 | 1.5 | 0 | 0 | 0 | 0 | 0 | 0 | 0 | 0 | 0 | 0 | 1 | 0 | 0 | 0 | 0 | 0 | 0 | 0 | 0 | 0 | 0 | 0 | 0 | 0 | 0 | 4260.1084
2025-09-15 | 4994.384 | 0 | 3.3 | 0 | 0 | 0 | 0 | 0 | 0 | 0 | 0 | 0 | 0 | 0 | 1 | 0 | 0 | 0 | 0 | 0 | 0 | 0 | 0 | 0 | 0 | 0 | 0 | 0 | 4703.9515
2025-09-15 | 5078.152 | 0 | 4.1 | 0 | 0 | 0 | 0 | 0 | 0 | 0 | 0 | 0 | 0 | 0 | 0 | 1 | 0 | 0 | 0 | 0 | 0 | 0 | 0 | 0 | 0 | 0 | 0 | 0 | 4845.4607
2025-09-15 | 5162.486 | 0 | 4.6 | 0 | 0 | 0 | 0 | 0 | 0 | 0 | 0 | 0 | 0 | 0 | 0 | 0 | 1 | 0 | 0 | 0 | 0 | 0 | 0 | 0 | 0 | 0 | 0 | 0 | 4895.0512
2025-09-15 | 5263.511 | 0 | 5.4 | 0 | 0 | 0 | 0 | 0 | 0 | 0 | 0 | 0 | 0 | 0 | 0 | 0 | 0 | 1 | 0 | 0 | 0 | 0 | 0 | 0 | 0 | 0 | 0 | 0 | 5003.3825
2025-09-15 | 5188.942 | 0 | 6.4 | 0 | 0 | 0 | 0 | 0 | 0 | 0 | 0 | 0 | 0 | 0 | 0 | 0 | 0 | 0 | 1 | 0 | 0 | 0 | 0 | 0 | 0 | 0 | 0 | 0 | 5096.1999
2025-09-15 | 4910.354 | 0 | 5.3 | 0 | 0 | 0 | 0 | 0 | 0 | 0 | 0 | 0 | 0 | 0 | 0 | 0 | 0 | 0 | 0 | 1 | 0 | 0 | 0 | 0 | 0 | 0 | 0 | 0 | 4805.3681
2025-09-15 | 4405.975 | 0 | 5.1 | 0 | 0 | 0 | 0 | 0 | 0 | 0 | 0 | 0 | 0 | 0 | 0 | 0 | 0 | 0 | 0 | 0 | 1 | 0 | 0 | 0 | 0 | 0 | 0 | 0 | 4482.219
2025-09-15 | 3980.271 | 0 | 5.1 | 0 | 0 | 0 | 0 | 0 | 0 | 0 | 0 | 0 | 0 | 0 | 0 | 0 | 0 | 0 | 0 | 0 | 0 | 1 | 0 | 0 | 0 | 0 | 0 | 0 | 4181.4307
2025-09-15 | 3693.651 | 0 | 3.5 | 0 | 0 | 0 | 0 | 0 | 0 | 0 | 0 | 0 | 0 | 0 | 0 | 0 | 0 | 0 | 0 | 0 | 0 | 0 | 1 | 0 | 0 | 0 | 0 | 0 | 3759.7517
2025-09-15 | 3436.21 | 0 | 1.7 | 0 | 0 | 0 | 0 | 0 | 0 | 0 | 0 | 0 | 0 | 0 | 0 | 0 | 0 | 0 | 0 | 0 | 0 | 0 | 0 | 1 | 0 | 0 | 0 | 0 | 3340.9936
2025-09-15 | 3012.417 | 0 | 0.9 | 0 | 0 | 0 | 0 | 0 | 0 | 0 | 0 | 0 | 0 | 0 | 0 | 0 | 0 | 0 | 0 | 0 | 0 | 0 | 0 | 0 | 1 | 0 | 0 | 0 | 3039.3482
2025-09-15 | 2700.42 | 0 | 1.3 | 0 | 0 | 0 | 0 | 0 | 0 | 0 | 0 | 0 | 0 | 0 | 0 | 0 | 0 | 0 | 0 | 0 | 0 | 0 | 0 | 0 | 0 | 1 | 0 | 0 | 2833.7687
2025-09-15 | 2503.969 | 0 | 1.2 | 0 | 0 | 0 | 0 | 0 | 0 | 0 | 0 | 0 | 0 | 0 | 0 | 0 | 0 | 0 | 0 | 0 | 0 | 0 | 0 | 0 | 0 | 0 | 1 | 0 | 2603.5326
2025-09-15 | 2360.198 | 0 | 0.2 | 0 | 0 | 0 | 0 | 0 | 0 | 0 | 0 | 0 | 0 | 0 | 0 | 0 | 0 | 0 | 0 | 0 | 0 | 0 | 0 | 0 | 0 | 0 | 0 | 1 | 2327.5291
2025-09-16 | 2325.736 | 0.4 | 0 | 0 | 1 | 0 | 0 | 0 | 0 | 0 | 0 | 0 | 0 | 0 | 0 | 0 | 0 | 0 | 0 | 0 | 0 | 0 | 0 | 0 | 0 | 0 | 0 | 0 | 2249.6582
2025-09-16 | 2265.891 | 2.3 | 0 | 0 | 0 | 1 | 0 | 0 | 0 | 0 | 0 | 0 | 0 | 0 | 0 | 0 | 0 | 0 | 0 | 0 | 0 | 0 | 0 | 0 | 0 | 0 | 0 | 0 | 2339.3652
2025-09-16 | 2229.849 | 3.5 | 0 | 0 | 0 | 0 | 1 | 0 | 0 | 0 | 0 | 0 | 0 | 0 | 0 | 0 | 0 | 0 | 0 | 0 | 0 | 0 | 0 | 0 | 0 | 0 | 0 | 0 | 2405.6421
2025-09-16 | 2270.677 | 3.5 | 0 | 0 | 0 | 0 | 0 | 1 | 0 | 0 | 0 | 0 | 0 | 0 | 0 | 0 | 0 | 0 | 0 | 0 | 0 | 0 | 0 | 0 | 0 | 0 | 0 | 0 | 2437.3806
2025-09-16 | 2357.304 | 3.9 | 0 | 0 | 0 | 0 | 0 | 0 | 1 | 0 | 0 | 0 | 0 | 0 | 0 | 0 | 0 | 0 | 0 | 0 | 0 | 0 | 0 | 0 | 0 | 0 | 0 | 0 | 2510.4455
2025-09-16 | 2566.346 | 4.8 | 0 | 0 | 0 | 0 | 0 | 0 | 0 | 1 | 0 | 0 | 0 | 0 | 0 | 0 | 0 | 0 | 0 | 0 | 0 | 0 | 0 | 0 | 0 | 0 | 0 | 0 | 2675.6208
2025-09-16 | 2949.617 | 3.6 | 0 | 0 | 0 | 0 | 0 | 0 | 0 | 0 | 1 | 0 | 0 | 0 | 0 | 0 | 0 | 0 | 0 | 0 | 0 | 0 | 0 | 0 | 0 | 0 | 0 | 0 | 2937.8069
2025-09-16 | 3689.384 | 2.9 | 0 | 0 | 0 | 0 | 0 | 0 | 0 | 0 | 0 | 1 | 0 | 0 | 0 | 0 | 0 | 0 | 0 | 0 | 0 | 0 | 0 | 0 | 0 | 0 | 0 | 0 | 3393.4167
2025-09-16 | 4421.666 | 0 | 0.3 | 0 | 0 | 0 | 0 | 0 | 0 | 0 | 0 | 0 | 1 | 0 | 0 | 0 | 0 | 0 | 0 | 0 | 0 | 0 | 0 | 0 | 0 | 0 | 0 | 0 | 3865.7715
2025-09-16 | 4867.052 | 0 | 2.5 | 0 | 0 | 0 | 0 | 0 | 0 | 0 | 0 | 0 | 0 | 1 | 0 | 0 | 0 | 0 | 0 | 0 | 0 | 0 | 0 | 0 | 0 | 0 | 0 | 0 | 4405.8735
2025-09-16 | 5123.218 | 0 | 4.7 | 0 | 0 | 0 | 0 | 0 | 0 | 0 | 0 | 0 | 0 | 0 | 1 | 0 | 0 | 0 | 0 | 0 | 0 | 0 | 0 | 0 | 0 | 0 | 0 | 0 | 4908.0227
2025-09-16 | 5206.159 | 0 | 6.2 | 0 | 0 | 0 | 0 | 0 | 0 | 0 | 0 | 0 | 0 | 0 | 0 | 1 | 0 | 0 | 0 | 0 | 0 | 0 | 0 | 0 | 0 | 0 | 0 | 0 | 5151.5674
2025-09-16 | 5268.36 | 0 | 7.2 | 0 | 0 | 0 | 0 | 0 | 0 | 0 | 0 | 0 | 0 | 0 | 0 | 0 | 1 | 0 | 0 | 0 | 0 | 0 | 0 | 0 | 0 | 0 | 0 | 0 | 5274.0404
2025-09-16 | 5390.905 | 0 | 7.2 | 0 | 0 | 0 | 0 | 0 | 0 | 0 | 0 | 0 | 0 | 0 | 0 | 0 | 0 | 1 | 0 | 0 | 0 | 0 | 0 | 0 | 0 | 0 | 0 | 0 | 5265.7597
2025-09-16 | 5306.003 | 0 | 6.9 | 0 | 0 | 0 | 0 | 0 | 0 | 0 | 0 | 0 | 0 | 0 | 0 | 0 | 0 | 0 | 1 | 0 | 0 | 0 | 0 | 0 | 0 | 0 | 0 | 0 | 5169.0824
2025-09-16 | 5112.233 | 0 | 6.4 | 0 | 0 | 0 | 0 | 0 | 0 | 0 | 0 | 0 | 0 | 0 | 0 | 0 | 0 | 0 | 0 | 1 | 0 | 0 | 0 | 0 | 0 | 0 | 0 | 0 | 4965.7097
2025-09-16 | 4471.755 | 0 | 5.8 | 0 | 0 | 0 | 0 | 0 | 0 | 0 | 0 | 0 | 0 | 0 | 0 | 0 | 0 | 0 | 0 | 0 | 1 | 0 | 0 | 0 | 0 | 0 | 0 | 0 | 4584.2545
2025-09-16 | 3979.147 | 0 | 4.5 | 0 | 0 | 0 | 0 | 0 | 0 | 0 | 0 | 0 | 0 | 0 | 0 | 0 | 0 | 0 | 0 | 0 | 0 | 1 | 0 | 0 | 0 | 0 | 0 | 0 | 4093.9716
2025-09-16 | 3686.215 | 0 | 3.4 | 0 | 0 | 0 | 0 | 0 | 0 | 0 | 0 | 0 | 0 | 0 | 0 | 0 | 0 | 0 | 0 | 0 | 0 | 0 | 1 | 0 | 0 | 0 | 0 | 0 | 3745.1752
2025-09-16 | 3415.591 | 0 | 2.4 | 0 | 0 | 0 | 0 | 0 | 0 | 0 | 0 | 0 | 0 | 0 | 0 | 0 | 0 | 0 | 0 | 0 | 0 | 0 | 0 | 1 | 0 | 0 | 0 | 0 | 3443.0291
2025-09-16 | 3061.31 | 0 | 2 | 0 | 0 | 0 | 0 | 0 | 0 | 0 | 0 | 0 | 0 | 0 | 0 | 0 | 0 | 0 | 0 | 0 | 0 | 0 | 0 | 0 | 1 | 0 | 0 | 0 | 3199.6898
2025-09-16 | 2664.817 | 0 | 1.7 | 0 | 0 | 0 | 0 | 0 | 0 | 0 | 0 | 0 | 0 | 0 | 0 | 0 | 0 | 0 | 0 | 0 | 0 | 0 | 0 | 0 | 0 | 1 | 0 | 0 | 2892.0748
2025-09-16 | 2474.645 | 0 | 1.1 | 0 | 0 | 0 | 0 | 0 | 0 | 0 | 0 | 0 | 0 | 0 | 0 | 0 | 0 | 0 | 0 | 0 | 0 | 0 | 0 | 0 | 0 | 0 | 1 | 0 | 2588.9561
2025-09-16 | 2327.367 | 0 | 0.1 | 0 | 0 | 0 | 0 | 0 | 0 | 0 | 0 | 0 | 0 | 0 | 0 | 0 | 0 | 0 | 0 | 0 | 0 | 0 | 0 | 0 | 0 | 0 | 0 | 1 | 2312.9526
2025-09-17 | 2291.642 | 1.4 | 0 | 0 | 1 | 0 | 0 | 0 | 0 | 0 | 0 | 0 | 0 | 0 | 0 | 0 | 0 | 0 | 0 | 0 | 0 | 0 | 0 | 0 | 0 | 0 | 0 | 0 | 2315.5411
2025-09-17 | 2232.442 | 2.4 | 0 | 0 | 0 | 1 | 0 | 0 | 0 | 0 | 0 | 0 | 0 | 0 | 0 | 0 | 0 | 0 | 0 | 0 | 0 | 0 | 0 | 0 | 0 | 0 | 0 | 0 | 2345.9535
2025-09-17 | 2210.991 | 3.2 | 0 | 0 | 0 | 0 | 1 | 0 | 0 | 0 | 0 | 0 | 0 | 0 | 0 | 0 | 0 | 0 | 0 | 0 | 0 | 0 | 0 | 0 | 0 | 0 | 0 | 0 | 2385.8772
2025-09-17 | 2247.673 | 3.6 | 0 | 0 | 0 | 0 | 0 | 1 | 0 | 0 | 0 | 0 | 0 | 0 | 0 | 0 | 0 | 0 | 0 | 0 | 0 | 0 | 0 | 0 | 0 | 0 | 0 | 0 | 2443.9689
2025-09-17 | 2341.55 | 4.3 | 0 | 0 | 0 | 0 | 0 | 0 | 1 | 0 | 0 | 0 | 0 | 0 | 0 | 0 | 0 | 0 | 0 | 0 | 0 | 0 | 0 | 0 | 0 | 0 | 0 | 0 | 2536.7987
2025-09-17 | 2521.754 | 4.2 | 0 | 0 | 0 | 0 | 0 | 0 | 0 | 1 | 0 | 0 | 0 | 0 | 0 | 0 | 0 | 0 | 0 | 0 | 0 | 0 | 0 | 0 | 0 | 0 | 0 | 0 | 2636.0911
2025-09-17 | 2891.615 | 4.1 | 0 | 0 | 0 | 0 | 0 | 0 | 0 | 0 | 1 | 0 | 0 | 0 | 0 | 0 | 0 | 0 | 0 | 0 | 0 | 0 | 0 | 0 | 0 | 0 | 0 | 0 | 2970.7484
2025-09-17 | 3581.345 | 3.6 | 0 | 0 | 0 | 0 | 0 | 0 | 0 | 0 | 0 | 1 | 0 | 0 | 0 | 0 | 0 | 0 | 0 | 0 | 0 | 0 | 0 | 0 | 0 | 0 | 0 | 0 | 3439.5347
2025-09-17 | 4159.948 | 0.9 | 0 | 0 | 0 | 0 | 0 | 0 | 0 | 0 | 0 | 0 | 1 | 0 | 0 | 0 | 0 | 0 | 0 | 0 | 0 | 0 | 0 | 0 | 0 | 0 | 0 | 0 | 3881.3365
2025-09-17 | 4716.678 | 0 | 2.3 | 0 | 0 | 0 | 0 | 0 | 0 | 0 | 0 | 0 | 0 | 1 | 0 | 0 | 0 | 0 | 0 | 0 | 0 | 0 | 0 | 0 | 0 | 0 | 0 | 0 | 4376.7205
2025-09-17 | 5080.289 | 0 | 4.4 | 0 | 0 | 0 | 0 | 0 | 0 | 0 | 0 | 0 | 0 | 0 | 1 | 0 | 0 | 0 | 0 | 0 | 0 | 0 | 0 | 0 | 0 | 0 | 0 | 0 | 4864.2931
2025-09-17 | 5204.178 | 0 | 5.5 | 0 | 0 | 0 | 0 | 0 | 0 | 0 | 0 | 0 | 0 | 0 | 0 | 1 | 0 | 0 | 0 | 0 | 0 | 0 | 0 | 0 | 0 | 0 | 0 | 0 | 5049.5318
2025-09-17 | 5305.178 | 0 | 6.1 | 0 | 0 | 0 | 0 | 0 | 0 | 0 | 0 | 0 | 0 | 0 | 0 | 0 | 1 | 0 | 0 | 0 | 0 | 0 | 0 | 0 | 0 | 0 | 0 | 0 | 5113.6988
2025-09-17 | 5355.876 | 0 | 5.8 | 0 | 0 | 0 | 0 | 0 | 0 | 0 | 0 | 0 | 0 | 0 | 0 | 0 | 0 | 1 | 0 | 0 | 0 | 0 | 0 | 0 | 0 | 0 | 0 | 0 | 5061.6886
2025-09-17 | 5216.559 | 0 | 6.4 | 0 | 0 | 0 | 0 | 0 | 0 | 0 | 0 | 0 | 0 | 0 | 0 | 0 | 0 | 0 | 1 | 0 | 0 | 0 | 0 | 0 | 0 | 0 | 0 | 0 | 5096.1999
2025-09-17 | 4882.341 | 0 | 7.2 | 0 | 0 | 0 | 0 | 0 | 0 | 0 | 0 | 0 | 0 | 0 | 0 | 0 | 0 | 0 | 0 | 1 | 0 | 0 | 0 | 0 | 0 | 0 | 0 | 0 | 5082.3217
2025-09-17 | 4438.845 | 0 | 6.9 | 0 | 0 | 0 | 0 | 0 | 0 | 0 | 0 | 0 | 0 | 0 | 0 | 0 | 0 | 0 | 0 | 0 | 1 | 0 | 0 | 0 | 0 | 0 | 0 | 0 | 4744.5961
2025-09-17 | 4025.333 | 0 | 5.8 | 0 | 0 | 0 | 0 | 0 | 0 | 0 | 0 | 0 | 0 | 0 | 0 | 0 | 0 | 0 | 0 | 0 | 0 | 1 | 0 | 0 | 0 | 0 | 0 | 0 | 4283.4662
2025-09-17 | 3838.562 | 0 | 4 | 0 | 0 | 0 | 0 | 0 | 0 | 0 | 0 | 0 | 0 | 0 | 0 | 0 | 0 | 0 | 0 | 0 | 0 | 0 | 1 | 0 | 0 | 0 | 0 | 0 | 3832.6342
2025-09-17 | 3573.983 | 0 | 1.6 | 0 | 0 | 0 | 0 | 0 | 0 | 0 | 0 | 0 | 0 | 0 | 0 | 0 | 0 | 0 | 0 | 0 | 0 | 0 | 0 | 1 | 0 | 0 | 0 | 0 | 3326.417
2025-09-17 | 3218.127 | 0 | 0.9 | 0 | 0 | 0 | 0 | 0 | 0 | 0 | 0 | 0 | 0 | 0 | 0 | 0 | 0 | 0 | 0 | 0 | 0 | 0 | 0 | 0 | 1 | 0 | 0 | 0 | 3039.3482
2025-09-17 | 2865.481 | 0 | 0.2 | 0 | 0 | 0 | 0 | 0 | 0 | 0 | 0 | 0 | 0 | 0 | 0 | 0 | 0 | 0 | 0 | 0 | 0 | 0 | 0 | 0 | 0 | 1 | 0 | 0 | 2673.4271
2025-09-17 | 2490.531 | 0 | 0.1 | 0 | 0 | 0 | 0 | 0 | 0 | 0 | 0 | 0 | 0 | 0 | 0 | 0 | 0 | 0 | 0 | 0 | 0 | 0 | 0 | 0 | 0 | 0 | 1 | 0 | 2443.191
2025-09-17 | 2378.553 | 1.5 | 0 | 0 | 0 | 0 | 0 | 0 | 0 | 0 | 0 | 0 | 0 | 0 | 0 | 0 | 0 | 0 | 0 | 0 | 0 | 0 | 0 | 0 | 0 | 0 | 0 | 1 | 2397.2004
2025-09-18 | 2303.418 | 0.6 | 0 | 0 | 1 | 0 | 0 | 0 | 0 | 0 | 0 | 0 | 0 | 0 | 0 | 0 | 0 | 0 | 0 | 0 | 0 | 0 | 0 | 0 | 0 | 0 | 0 | 0 | 2262.8348
2025-09-18 | 2267.127 | 0.7 | 0 | 0 | 0 | 1 | 0 | 0 | 0 | 0 | 0 | 0 | 0 | 0 | 0 | 0 | 0 | 0 | 0 | 0 | 0 | 0 | 0 | 0 | 0 | 0 | 0 | 0 | 2233.9527
2025-09-18 | 2237.392 | 4.3 | 0 | 0 | 0 | 0 | 1 | 0 | 0 | 0 | 0 | 0 | 0 | 0 | 0 | 0 | 0 | 0 | 0 | 0 | 0 | 0 | 0 | 0 | 0 | 0 | 0 | 0 | 2458.3483
2025-09-18 | 2309.574 | 2.6 | 0 | 0 | 0 | 0 | 0 | 1 | 0 | 0 | 0 | 0 | 0 | 0 | 0 | 0 | 0 | 0 | 0 | 0 | 0 | 0 | 0 | 0 | 0 | 0 | 0 | 0 | 2378.086
2025-09-18 | 2374.632 | 3.4 | 0 | 0 | 0 | 0 | 0 | 0 | 1 | 0 | 0 | 0 | 0 | 0 | 0 | 0 | 0 | 0 | 0 | 0 | 0 | 0 | 0 | 0 | 0 | 0 | 0 | 0 | 2477.5041
2025-09-18 | 2546.012 | 2.8 | 0 | 0 | 0 | 0 | 0 | 0 | 0 | 1 | 0 | 0 | 0 | 0 | 0 | 0 | 0 | 0 | 0 | 0 | 0 | 0 | 0 | 0 | 0 | 0 | 0 | 0 | 2543.8551
2025-09-18 | 2935.341 | 3 | 0 | 0 | 0 | 0 | 0 | 0 | 0 | 0 | 1 | 0 | 0 | 0 | 0 | 0 | 0 | 0 | 0 | 0 | 0 | 0 | 0 | 0 | 0 | 0 | 0 | 0 | 2898.2772
2025-09-18 | 3590.527 | 2.2 | 0 | 0 | 0 | 0 | 0 | 0 | 0 | 0 | 0 | 1 | 0 | 0 | 0 | 0 | 0 | 0 | 0 | 0 | 0 | 0 | 0 | 0 | 0 | 0 | 0 | 0 | 3347.2987
2025-09-18 | 4263.066 | 0 | 0.9 | 0 | 0 | 0 | 0 | 0 | 0 | 0 | 0 | 0 | 1 | 0 | 0 | 0 | 0 | 0 | 0 | 0 | 0 | 0 | 0 | 0 | 0 | 0 | 0 | 0 | 3953.2305
2025-09-18 | 4797.288 | 0 | 5.8 | 0 | 0 | 0 | 0 | 0 | 0 | 0 | 0 | 0 | 0 | 1 | 0 | 0 | 0 | 0 | 0 | 0 | 0 | 0 | 0 | 0 | 0 | 0 | 0 | 0 | 4886.8983
2025-09-18 | 5116.59 | 0 | 6.7 | 0 | 0 | 0 | 0 | 0 | 0 | 0 | 0 | 0 | 0 | 0 | 1 | 0 | 0 | 0 | 0 | 0 | 0 | 0 | 0 | 0 | 0 | 0 | 0 | 0 | 5199.5528
2025-09-18 | 5230.521 | 0 | 8.5 | 0 | 0 | 0 | 0 | 0 | 0 | 0 | 0 | 0 | 0 | 0 | 0 | 1 | 0 | 0 | 0 | 0 | 0 | 0 | 0 | 0 | 0 | 0 | 0 | 0 | 5486.8271
2025-09-18 | 5385.192 | 0 | 9.2 | 0 | 0 | 0 | 0 | 0 | 0 | 0 | 0 | 0 | 0 | 0 | 0 | 0 | 1 | 0 | 0 | 0 | 0 | 0 | 0 | 0 | 0 | 0 | 0 | 0 | 5565.5706
2025-09-18 | 5406.18 | 0 | 9.9 | 0 | 0 | 0 | 0 | 0 | 0 | 0 | 0 | 0 | 0 | 0 | 0 | 0 | 0 | 1 | 0 | 0 | 0 | 0 | 0 | 0 | 0 | 0 | 0 | 0 | 5659.3255
2025-09-18 | 5462.717 | 0 | 11.2 | 0 | 0 | 0 | 0 | 0 | 0 | 0 | 0 | 0 | 0 | 0 | 0 | 0 | 0 | 0 | 1 | 0 | 0 | 0 | 0 | 0 | 0 | 0 | 0 | 0 | 5795.8723
2025-09-18 | 5223.539 | 0 | 11.4 | 0 | 0 | 0 | 0 | 0 | 0 | 0 | 0 | 0 | 0 | 0 | 0 | 0 | 0 | 0 | 0 | 1 | 0 | 0 | 0 | 0 | 0 | 0 | 0 | 0 | 5694.5351
2025-09-18 | 4715.802 | 0 | 10.6 | 0 | 0 | 0 | 0 | 0 | 0 | 0 | 0 | 0 | 0 | 0 | 0 | 0 | 0 | 0 | 0 | 0 | 1 | 0 | 0 | 0 | 0 | 0 | 0 | 0 | 5283.927
2025-09-18 | 4197.362 | 0 | 8.5 | 0 | 0 | 0 | 0 | 0 | 0 | 0 | 0 | 0 | 0 | 0 | 0 | 0 | 0 | 0 | 0 | 0 | 0 | 1 | 0 | 0 | 0 | 0 | 0 | 0 | 4677.032
2025-09-18 | 3923.77 | 0 | 6.4 | 0 | 0 | 0 | 0 | 0 | 0 | 0 | 0 | 0 | 0 | 0 | 0 | 0 | 0 | 0 | 0 | 0 | 0 | 0 | 1 | 0 | 0 | 0 | 0 | 0 | 4182.4704
2025-09-18 | 3676.769 | 0 | 4.6 | 0 | 0 | 0 | 0 | 0 | 0 | 0 | 0 | 0 | 0 | 0 | 0 | 0 | 0 | 0 | 0 | 0 | 0 | 0 | 0 | 1 | 0 | 0 | 0 | 0 | 3763.7123
2025-09-18 | 3280.22 | 0 | 3.1 | 0 | 0 | 0 | 0 | 0 | 0 | 0 | 0 | 0 | 0 | 0 | 0 | 0 | 0 | 0 | 0 | 0 | 0 | 0 | 0 | 0 | 1 | 0 | 0 | 0 | 3360.0314
2025-09-18 | 2889.025 | 0 | 1.8 | 0 | 0 | 0 | 0 | 0 | 0 | 0 | 0 | 0 | 0 | 0 | 0 | 0 | 0 | 0 | 0 | 0 | 0 | 0 | 0 | 0 | 0 | 1 | 0 | 0 | 2906.6513
2025-09-18 | 2633.05 | 0 | 0.9 | 0 | 0 | 0 | 0 | 0 | 0 | 0 | 0 | 0 | 0 | 0 | 0 | 0 | 0 | 0 | 0 | 0 | 0 | 0 | 0 | 0 | 0 | 0 | 1 | 0 | 2559.8031
2025-09-18 | 2467.914 | 0 | 0.1 | 0 | 0 | 0 | 0 | 0 | 0 | 0 | 0 | 0 | 0 | 0 | 0 | 0 | 0 | 0 | 0 | 0 | 0 | 0 | 0 | 0 | 0 | 0 | 0 | 1 | 2312.9526
2025-09-19 | 2379.935 | 1 | 0 | 0 | 1 | 0 | 0 | 0 | 0 | 0 | 0 | 0 | 0 | 0 | 0 | 0 | 0 | 0 | 0 | 0 | 0 | 0 | 0 | 0 | 0 | 0 | 0 | 0 | 2289.1879
2025-09-19 | 2302.296 | 1.6 | 0 | 0 | 0 | 1 | 0 | 0 | 0 | 0 | 0 | 0 | 0 | 0 | 0 | 0 | 0 | 0 | 0 | 0 | 0 | 0 | 0 | 0 | 0 | 0 | 0 | 0 | 2293.2472
2025-09-19 | 2267.426 | 1.8 | 0 | 0 | 0 | 0 | 1 | 0 | 0 | 0 | 0 | 0 | 0 | 0 | 0 | 0 | 0 | 0 | 0 | 0 | 0 | 0 | 0 | 0 | 0 | 0 | 0 | 0 | 2293.6412
2025-09-19 | 2275.111 | 2.3 | 0 | 0 | 0 | 0 | 0 | 1 | 0 | 0 | 0 | 0 | 0 | 0 | 0 | 0 | 0 | 0 | 0 | 0 | 0 | 0 | 0 | 0 | 0 | 0 | 0 | 0 | 2358.3212
2025-09-19 | 2374.384 | 2.2 | 0 | 0 | 0 | 0 | 0 | 0 | 1 | 0 | 0 | 0 | 0 | 0 | 0 | 0 | 0 | 0 | 0 | 0 | 0 | 0 | 0 | 0 | 0 | 0 | 0 | 0 | 2398.4447
2025-09-19 | 2545.081 | 2.1 | 0 | 0 | 0 | 0 | 0 | 0 | 0 | 1 | 0 | 0 | 0 | 0 | 0 | 0 | 0 | 0 | 0 | 0 | 0 | 0 | 0 | 0 | 0 | 0 | 0 | 0 | 2497.7371
2025-09-19 | 2978.732 | 2.1 | 0 | 0 | 0 | 0 | 0 | 0 | 0 | 0 | 1 | 0 | 0 | 0 | 0 | 0 | 0 | 0 | 0 | 0 | 0 | 0 | 0 | 0 | 0 | 0 | 0 | 0 | 2838.9827
2025-09-19 | 3583.38 | 1.9 | 0 | 0 | 0 | 0 | 0 | 0 | 0 | 0 | 0 | 1 | 0 | 0 | 0 | 0 | 0 | 0 | 0 | 0 | 0 | 0 | 0 | 0 | 0 | 0 | 0 | 0 | 3327.5338
2025-09-19 | 4137.843 | 1.6 | 0 | 0 | 0 | 0 | 0 | 0 | 0 | 0 | 0 | 0 | 1 | 0 | 0 | 0 | 0 | 0 | 0 | 0 | 0 | 0 | 0 | 0 | 0 | 0 | 0 | 0 | 3927.4545
2025-09-19 | 4503.714 | 0.8 | 0 | 0 | 0 | 0 | 0 | 0 | 0 | 0 | 0 | 0 | 0 | 1 | 0 | 0 | 0 | 0 | 0 | 0 | 0 | 0 | 0 | 0 | 0 | 0 | 0 | 0 | 4094.167
2025-09-19 | 4690.592 | 0 | 0.6 | 0 | 0 | 0 | 0 | 0 | 0 | 0 | 0 | 0 | 0 | 0 | 1 | 0 | 0 | 0 | 0 | 0 | 0 | 0 | 0 | 0 | 0 | 0 | 0 | 0 | 4310.3858
2025-09-19 | 4765.541 | 0 | 1.5 | 0 | 0 | 0 | 0 | 0 | 0 | 0 | 0 | 0 | 0 | 0 | 0 | 1 | 0 | 0 | 0 | 0 | 0 | 0 | 0 | 0 | 0 | 0 | 0 | 0 | 4466.4715
2025-09-19 | 4945.86 | 0 | 2.9 | 0 | 0 | 0 | 0 | 0 | 0 | 0 | 0 | 0 | 0 | 0 | 0 | 0 | 1 | 0 | 0 | 0 | 0 | 0 | 0 | 0 | 0 | 0 | 0 | 0 | 4647.2505
2025-09-19 | 4921.666 | 0 | 2.6 | 0 | 0 | 0 | 0 | 0 | 0 | 0 | 0 | 0 | 0 | 0 | 0 | 0 | 0 | 1 | 0 | 0 | 0 | 0 | 0 | 0 | 0 | 0 | 0 | 0 | 4595.2403
2025-09-19 | 4828.103 | 0 | 2.8 | 0 | 0 | 0 | 0 | 0 | 0 | 0 | 0 | 0 | 0 | 0 | 0 | 0 | 0 | 0 | 1 | 0 | 0 | 0 | 0 | 0 | 0 | 0 | 0 | 0 | 4571.4456
2025-09-19 | 4622.634 | 0 | 2 | 0 | 0 | 0 | 0 | 0 | 0 | 0 | 0 | 0 | 0 | 0 | 0 | 0 | 0 | 0 | 0 | 1 | 0 | 0 | 0 | 0 | 0 | 0 | 0 | 0 | 4324.3432
2025-09-19 | 4127.674 | 0 | 2.3 | 0 | 0 | 0 | 0 | 0 | 0 | 0 | 0 | 0 | 0 | 0 | 0 | 0 | 0 | 0 | 0 | 0 | 1 | 0 | 0 | 0 | 0 | 0 | 0 | 0 | 4074.0767
2025-09-19 | 3734.597 | 0 | 1 | 0 | 0 | 0 | 0 | 0 | 0 | 0 | 0 | 0 | 0 | 0 | 0 | 0 | 0 | 0 | 0 | 0 | 0 | 1 | 0 | 0 | 0 | 0 | 0 | 0 | 3583.7938
2025-09-19 | 3468.482 | 0 | 0.1 | 0 | 0 | 0 | 0 | 0 | 0 | 0 | 0 | 0 | 0 | 0 | 0 | 0 | 0 | 0 | 0 | 0 | 0 | 0 | 1 | 0 | 0 | 0 | 0 | 0 | 3264.1504
2025-09-19 | 3287.164 | 0.7 | 0 | 0 | 0 | 0 | 0 | 0 | 0 | 0 | 0 | 0 | 0 | 0 | 0 | 0 | 0 | 0 | 0 | 0 | 0 | 0 | 0 | 1 | 0 | 0 | 0 | 0 | 3139.3109
2025-09-19 | 2962.859 | 1.2 | 0 | 0 | 0 | 0 | 0 | 0 | 0 | 0 | 0 | 0 | 0 | 0 | 0 | 0 | 0 | 0 | 0 | 0 | 0 | 0 | 0 | 0 | 1 | 0 | 0 | 0 | 2987.219
2025-09-19 | 2707.195 | 2.8 | 0 | 0 | 0 | 0 | 0 | 0 | 0 | 0 | 0 | 0 | 0 | 0 | 0 | 0 | 0 | 0 | 0 | 0 | 0 | 0 | 0 | 0 | 0 | 1 | 0 | 0 | 2828.7461
2025-09-19 | 2485.903 | 3.1 | 0 | 0 | 0 | 0 | 0 | 0 | 0 | 0 | 0 | 0 | 0 | 0 | 0 | 0 | 0 | 0 | 0 | 0 | 0 | 0 | 0 | 0 | 0 | 0 | 1 | 0 | 2632.8514
2025-09-19 | 2328.228 | 4.2 | 0 | 0 | 0 | 0 | 0 | 0 | 0 | 0 | 0 | 0 | 0 | 0 | 0 | 0 | 0 | 0 | 0 | 0 | 0 | 0 | 0 | 0 | 0 | 0 | 0 | 1 | 2575.0841
2025-09-20 | 2261.815 | 5.3 | 0 | 1 | 1 | 0 | 0 | 0 | 0 | 0 | 0 | 0 | 0 | 0 | 0 | 0 | 0 | 0 | 0 | 0 | 0 | 0 | 0 | 0 | 0 | 0 | 0 | 0 | 1999.9533
2025-09-20 | 2232.112 | 3.9 | 0 | 1 | 0 | 1 | 0 | 0 | 0 | 0 | 0 | 0 | 0 | 0 | 0 | 0 | 0 | 0 | 0 | 0 | 0 | 0 | 0 | 0 | 0 | 0 | 0 | 0 | 1872.2469
2025-09-20 | 2201.46 | 4.2 | 0 | 1 | 0 | 0 | 1 | 0 | 0 | 0 | 0 | 0 | 0 | 0 | 0 | 0 | 0 | 0 | 0 | 0 | 0 | 0 | 0 | 0 | 0 | 0 | 0 | 0 | 1879.2292
2025-09-20 | 2252.13 | 4.9 | 0 | 1 | 0 | 0 | 0 | 1 | 0 | 0 | 0 | 0 | 0 | 0 | 0 | 0 | 0 | 0 | 0 | 0 | 0 | 0 | 0 | 0 | 0 | 0 | 0 | 0 | 1957.0857
2025-09-20 | 2274.317 | 5.9 | 0 | 1 | 0 | 0 | 0 | 0 | 1 | 0 | 0 | 0 | 0 | 0 | 0 | 0 | 0 | 0 | 0 | 0 | 0 | 0 | 0 | 0 | 0 | 0 | 0 | 0 | 2069.6804
2025-09-20 | 2334.491 | 6.7 | 0 | 1 | 0 | 0 | 0 | 0 | 0 | 1 | 0 | 0 | 0 | 0 | 0 | 0 | 0 | 0 | 0 | 0 | 0 | 0 | 0 | 0 | 0 | 0 | 0 | 0 | 2228.2674
2025-09-20 | 2424.652 | 7.4 | 0 | 1 | 0 | 0 | 0 | 0 | 0 | 0 | 1 | 0 | 0 | 0 | 0 | 0 | 0 | 0 | 0 | 0 | 0 | 0 | 0 | 0 | 0 | 0 | 0 | 0 | 2615.6309
2025-09-20 | 2702.859 | 6.7 | 0 | 1 | 0 | 0 | 0 | 0 | 0 | 0 | 0 | 1 | 0 | 0 | 0 | 0 | 0 | 0 | 0 | 0 | 0 | 0 | 0 | 0 | 0 | 0 | 0 | 0 | 3071.2407
2025-09-20 | 3141.645 | 5.1 | 0 | 1 | 0 | 0 | 0 | 0 | 0 | 0 | 0 | 0 | 1 | 0 | 0 | 0 | 0 | 0 | 0 | 0 | 0 | 0 | 0 | 0 | 0 | 0 | 0 | 0 | 3585.5136
2025-09-20 | 3474.828 | 3.4 | 0 | 1 | 0 | 0 | 0 | 0 | 0 | 0 | 0 | 0 | 0 | 1 | 0 | 0 | 0 | 0 | 0 | 0 | 0 | 0 | 0 | 0 | 0 | 0 | 0 | 0 | 3692.9316
2025-09-20 | 3592.307 | 2.2 | 0 | 1 | 0 | 0 | 0 | 0 | 0 | 0 | 0 | 0 | 0 | 0 | 1 | 0 | 0 | 0 | 0 | 0 | 0 | 0 | 0 | 0 | 0 | 0 | 0 | 0 | 3795.3381
2025-09-20 | 3669.3 | 1 | 0 | 1 | 0 | 0 | 0 | 0 | 0 | 0 | 0 | 0 | 0 | 0 | 0 | 1 | 0 | 0 | 0 | 0 | 0 | 0 | 0 | 0 | 0 | 0 | 0 | 0 | 3741.1758
2025-09-20 | 3687.106 | 0.2 | 0 | 1 | 0 | 0 | 0 | 0 | 0 | 0 | 0 | 0 | 0 | 0 | 0 | 0 | 1 | 0 | 0 | 0 | 0 | 0 | 0 | 0 | 0 | 0 | 0 | 0 | 3665.1775
2025-09-20 | 3683.292 | 0.5 | 0 | 1 | 0 | 0 | 0 | 0 | 0 | 0 | 0 | 0 | 0 | 0 | 0 | 0 | 0 | 1 | 0 | 0 | 0 | 0 | 0 | 0 | 0 | 0 | 0 | 0 | 3676.6616
2025-09-20 | 3647.341 | 0 | 0.1 | 1 | 0 | 0 | 0 | 0 | 0 | 0 | 0 | 0 | 0 | 0 | 0 | 0 | 0 | 0 | 1 | 0 | 0 | 0 | 0 | 0 | 0 | 0 | 0 | 0 | 3605.349
2025-09-20 | 3596.889 | 0 | 0.1 | 1 | 0 | 0 | 0 | 0 | 0 | 0 | 0 | 0 | 0 | 0 | 0 | 0 | 0 | 0 | 0 | 1 | 0 | 0 | 0 | 0 | 0 | 0 | 0 | 0 | 3474.8587
2025-09-20 | 3401.237 | 0 | 0.1 | 1 | 0 | 0 | 0 | 0 | 0 | 0 | 0 | 0 | 0 | 0 | 0 | 0 | 0 | 0 | 0 | 0 | 1 | 0 | 0 | 0 | 0 | 0 | 0 | 0 | 3180.8626
2025-09-20 | 3207.707 | 0.8 | 0 | 1 | 0 | 0 | 0 | 0 | 0 | 0 | 0 | 0 | 0 | 0 | 0 | 0 | 0 | 0 | 0 | 0 | 0 | 1 | 0 | 0 | 0 | 0 | 0 | 0 | 2918.2041
2025-09-20 | 3161.686 | 1.9 | 0 | 1 | 0 | 0 | 0 | 0 | 0 | 0 | 0 | 0 | 0 | 0 | 0 | 0 | 0 | 0 | 0 | 0 | 0 | 0 | 1 | 0 | 0 | 0 | 0 | 0 | 2802.2204
2025-09-20 | 3036.814 | 2.7 | 0 | 1 | 0 | 0 | 0 | 0 | 0 | 0 | 0 | 0 | 0 | 0 | 0 | 0 | 0 | 0 | 0 | 0 | 0 | 0 | 0 | 1 | 0 | 0 | 0 | 0 | 2698.5457
2025-09-20 | 2808.314 | 2.9 | 0 | 1 | 0 | 0 | 0 | 0 | 0 | 0 | 0 | 0 | 0 | 0 | 0 | 0 | 0 | 0 | 0 | 0 | 0 | 0 | 0 | 0 | 1 | 0 | 0 | 0 | 2526.689
2025-09-20 | 2582.87 | 3 | 0 | 1 | 0 | 0 | 0 | 0 | 0 | 0 | 0 | 0 | 0 | 0 | 0 | 0 | 0 | 0 | 0 | 0 | 0 | 0 | 0 | 0 | 0 | 1 | 0 | 0 | 2269.3918
2025-09-20 | 2378.266 | 3 | 0 | 1 | 0 | 0 | 0 | 0 | 0 | 0 | 0 | 0 | 0 | 0 | 0 | 0 | 0 | 0 | 0 | 0 | 0 | 0 | 0 | 0 | 0 | 0 | 1 | 0 | 2053.7322
2025-09-20 | 2249.89 | 2.6 | 0 | 1 | 0 | 0 | 0 | 0 | 0 | 0 | 0 | 0 | 0 | 0 | 0 | 0 | 0 | 0 | 0 | 0 | 0 | 0 | 0 | 0 | 0 | 0 | 0 | 1 | 1897.1407
2025-09-21 | 2184.095 | 2.4 | 0 | 1 | 1 | 0 | 0 | 0 | 0 | 0 | 0 | 0 | 0 | 0 | 0 | 0 | 0 | 0 | 0 | 0 | 0 | 0 | 0 | 0 | 0 | 0 | 0 | 0 | 1808.8931
2025-09-21 | 2189.436 | 2.6 | 0 | 1 | 0 | 1 | 0 | 0 | 0 | 0 | 0 | 0 | 0 | 0 | 0 | 0 | 0 | 0 | 0 | 0 | 0 | 0 | 0 | 0 | 0 | 0 | 0 | 0 | 1786.5992
2025-09-21 | 2137.547 | 5.2 | 0 | 1 | 0 | 0 | 1 | 0 | 0 | 0 | 0 | 0 | 0 | 0 | 0 | 0 | 0 | 0 | 0 | 0 | 0 | 0 | 0 | 0 | 0 | 0 | 0 | 0 | 1945.1121
2025-09-21 | 2179.28 | 5.5 | 0 | 1 | 0 | 0 | 0 | 1 | 0 | 0 | 0 | 0 | 0 | 0 | 0 | 0 | 0 | 0 | 0 | 0 | 0 | 0 | 0 | 0 | 0 | 0 | 0 | 0 | 1996.6155
2025-09-21 | 2188.089 | 5.5 | 0 | 1 | 0 | 0 | 0 | 0 | 1 | 0 | 0 | 0 | 0 | 0 | 0 | 0 | 0 | 0 | 0 | 0 | 0 | 0 | 0 | 0 | 0 | 0 | 0 | 0 | 2043.3272
2025-09-21 | 2236.331 | 5.9 | 0 | 1 | 0 | 0 | 0 | 0 | 0 | 1 | 0 | 0 | 0 | 0 | 0 | 0 | 0 | 0 | 0 | 0 | 0 | 0 | 0 | 0 | 0 | 0 | 0 | 0 | 2175.5611
2025-09-21 | 2279.457 | 5.6 | 0 | 1 | 0 | 0 | 0 | 0 | 0 | 0 | 1 | 0 | 0 | 0 | 0 | 0 | 0 | 0 | 0 | 0 | 0 | 0 | 0 | 0 | 0 | 0 | 0 | 0 | 2497.0418
2025-09-21 | 2469.371 | 4.5 | 0 | 1 | 0 | 0 | 0 | 0 | 0 | 0 | 0 | 1 | 0 | 0 | 0 | 0 | 0 | 0 | 0 | 0 | 0 | 0 | 0 | 0 | 0 | 0 | 0 | 0 | 2926.2984
2025-09-21 | 2823.542 | 1.9 | 0 | 1 | 0 | 0 | 0 | 0 | 0 | 0 | 0 | 0 | 1 | 0 | 0 | 0 | 0 | 0 | 0 | 0 | 0 | 0 | 0 | 0 | 0 | 0 | 0 | 0 | 3374.6885
2025-09-21 | 3193.759 | 0 | 0.6 | 1 | 0 | 0 | 0 | 0 | 0 | 0 | 0 | 0 | 0 | 1 | 0 | 0 | 0 | 0 | 0 | 0 | 0 | 0 | 0 | 0 | 0 | 0 | 0 | 0 | 3556.389
2025-09-21 | 3432.789 | 0 | 3 | 1 | 0 | 0 | 0 | 0 | 0 | 0 | 0 | 0 | 0 | 0 | 1 | 0 | 0 | 0 | 0 | 0 | 0 | 0 | 0 | 0 | 0 | 0 | 0 | 0 | 4087.6912
2025-09-21 | 3561.224 | 0 | 3.9 | 1 | 0 | 0 | 0 | 0 | 0 | 0 | 0 | 0 | 0 | 0 | 0 | 1 | 0 | 0 | 0 | 0 | 0 | 0 | 0 | 0 | 0 | 0 | 0 | 0 | 4243.7768
2025-09-21 | 3618.546 | 0 | 5 | 1 | 0 | 0 | 0 | 0 | 0 | 0 | 0 | 0 | 0 | 0 | 0 | 0 | 1 | 0 | 0 | 0 | 0 | 0 | 0 | 0 | 0 | 0 | 0 | 0 | 4380.8264
2025-09-21 | 3672.656 | 0 | 6.2 | 1 | 0 | 0 | 0 | 0 | 0 | 0 | 0 | 0 | 0 | 0 | 0 | 0 | 0 | 1 | 0 | 0 | 0 | 0 | 0 | 0 | 0 | 0 | 0 | 0 | 4547.4638
2025-09-21 | 3692.208 | 0 | 5.7 | 1 | 0 | 0 | 0 | 0 | 0 | 0 | 0 | 0 | 0 | 0 | 0 | 0 | 0 | 0 | 1 | 0 | 0 | 0 | 0 | 0 | 0 | 0 | 0 | 0 | 4421.6335
2025-09-21 | 3675.088 | 0 | 6.3 | 1 | 0 | 0 | 0 | 0 | 0 | 0 | 0 | 0 | 0 | 0 | 0 | 0 | 0 | 0 | 0 | 1 | 0 | 0 | 0 | 0 | 0 | 0 | 0 | 0 | 4378.6023
2025-09-21 | 3468.767 | 0 | 6.3 | 1 | 0 | 0 | 0 | 0 | 0 | 0 | 0 | 0 | 0 | 0 | 0 | 0 | 0 | 0 | 0 | 0 | 1 | 0 | 0 | 0 | 0 | 0 | 0 | 0 | 4084.6062
2025-09-21 | 3276.244 | 0 | 4.4 | 1 | 0 | 0 | 0 | 0 | 0 | 0 | 0 | 0 | 0 | 0 | 0 | 0 | 0 | 0 | 0 | 0 | 0 | 1 | 0 | 0 | 0 | 0 | 0 | 0 | 3506.8643
2025-09-21 | 3248.22 | 0 | 3.2 | 1 | 0 | 0 | 0 | 0 | 0 | 0 | 0 | 0 | 0 | 0 | 0 | 0 | 0 | 0 | 0 | 0 | 0 | 0 | 1 | 0 | 0 | 0 | 0 | 0 | 3143.4913
2025-09-21 | 3159.221 | 0 | 2.8 | 1 | 0 | 0 | 0 | 0 | 0 | 0 | 0 | 0 | 0 | 0 | 0 | 0 | 0 | 0 | 0 | 0 | 0 | 0 | 0 | 1 | 0 | 0 | 0 | 0 | 2928.8043
2025-09-21 | 2895.527 | 0 | 0.9 | 1 | 0 | 0 | 0 | 0 | 0 | 0 | 0 | 0 | 0 | 0 | 0 | 0 | 0 | 0 | 0 | 0 | 0 | 0 | 0 | 0 | 1 | 0 | 0 | 0 | 2466.8174
2025-09-21 | 2674.591 | 0 | 0.5 | 1 | 0 | 0 | 0 | 0 | 0 | 0 | 0 | 0 | 0 | 0 | 0 | 0 | 0 | 0 | 0 | 0 | 0 | 0 | 0 | 0 | 0 | 1 | 0 | 0 | 2144.6258
2025-09-21 | 2451.124 | 0.2 | 0 | 1 | 0 | 0 | 0 | 0 | 0 | 0 | 0 | 0 | 0 | 0 | 0 | 0 | 0 | 0 | 0 | 0 | 0 | 0 | 0 | 0 | 0 | 0 | 1 | 0 | 1869.2602
2025-09-21 | 2335.839 | 0.2 | 0 | 1 | 0 | 0 | 0 | 0 | 0 | 0 | 0 | 0 | 0 | 0 | 0 | 0 | 0 | 0 | 0 | 0 | 0 | 0 | 0 | 0 | 0 | 0 | 0 | 1 | 1739.0218
2025-09-22 | 2364.548 | 0.1 | 0 | 0 | 1 | 0 | 0 | 0 | 0 | 0 | 0 | 0 | 0 | 0 | 0 | 0 | 0 | 0 | 0 | 0 | 0 | 0 | 0 | 0 | 0 | 0 | 0 | 0 | 2229.8934
2025-09-22 | 2349.626 | 0.4 | 0 | 0 | 0 | 1 | 0 | 0 | 0 | 0 | 0 | 0 | 0 | 0 | 0 | 0 | 0 | 0 | 0 | 0 | 0 | 0 | 0 | 0 | 0 | 0 | 0 | 0 | 2214.1878
2025-09-22 | 2333.825 | 0.3 | 0 | 0 | 0 | 0 | 1 | 0 | 0 | 0 | 0 | 0 | 0 | 0 | 0 | 0 | 0 | 0 | 0 | 0 | 0 | 0 | 0 | 0 | 0 | 0 | 0 | 0 | 2194.8169
2025-09-22 | 2348.57 | 0.3 | 0 | 0 | 0 | 0 | 0 | 1 | 0 | 0 | 0 | 0 | 0 | 0 | 0 | 0 | 0 | 0 | 0 | 0 | 0 | 0 | 0 | 0 | 0 | 0 | 0 | 0 | 2226.5555
2025-09-22 | 2447.475 | 0.2 | 0 | 0 | 0 | 0 | 0 | 0 | 1 | 0 | 0 | 0 | 0 | 0 | 0 | 0 | 0 | 0 | 0 | 0 | 0 | 0 | 0 | 0 | 0 | 0 | 0 | 0 | 2266.679
2025-09-22 | 2640.088 | 0 | 0 | 0 | 0 | 0 | 0 | 0 | 0 | 1 | 0 | 0 | 0 | 0 | 0 | 0 | 0 | 0 | 0 | 0 | 0 | 0 | 0 | 0 | 0 | 0 | 0 | 0 | 2359.3832
2025-09-22 | 2995.896 | 0 | 0 | 0 | 0 | 0 | 0 | 0 | 0 | 0 | 1 | 0 | 0 | 0 | 0 | 0 | 0 | 0 | 0 | 0 | 0 | 0 | 0 | 0 | 0 | 0 | 0 | 0 | 2700.6287
2025-09-22 | 3774.028 | 0 | 0.4 | 0 | 0 | 0 | 0 | 0 | 0 | 0 | 0 | 1 | 0 | 0 | 0 | 0 | 0 | 0 | 0 | 0 | 0 | 0 | 0 | 0 | 0 | 0 | 0 | 0 | 3260.6625
2025-09-22 | 4252.513 | 0 | 1.2 | 0 | 0 | 0 | 0 | 0 | 0 | 0 | 0 | 0 | 1 | 0 | 0 | 0 | 0 | 0 | 0 | 0 | 0 | 0 | 0 | 0 | 0 | 0 | 0 | 0 | 3996.96
2025-09-22 | 4675.518 | 0.1 | 0 | 0 | 0 | 0 | 0 | 0 | 0 | 0 | 0 | 0 | 0 | 1 | 0 | 0 | 0 | 0 | 0 | 0 | 0 | 0 | 0 | 0 | 0 | 0 | 0 | 0 | 4048.049
2025-09-22 | 4817.162 | 0 | 0.4 | 0 | 0 | 0 | 0 | 0 | 0 | 0 | 0 | 0 | 0 | 0 | 1 | 0 | 0 | 0 | 0 | 0 | 0 | 0 | 0 | 0 | 0 | 0 | 0 | 0 | 4281.2328
2025-09-22 | 4686.23 | 0 | 2.2 | 0 | 0 | 0 | 0 | 0 | 0 | 0 | 0 | 0 | 0 | 0 | 0 | 1 | 0 | 0 | 0 | 0 | 0 | 0 | 0 | 0 | 0 | 0 | 0 | 0 | 4568.507
2025-09-22 | 4779.032 | 0 | 4 | 0 | 0 | 0 | 0 | 0 | 0 | 0 | 0 | 0 | 0 | 0 | 0 | 0 | 1 | 0 | 0 | 0 | 0 | 0 | 0 | 0 | 0 | 0 | 0 | 0 | 4807.5921
2025-09-22 | 4859.354 | 0 | 5.5 | 0 | 0 | 0 | 0 | 0 | 0 | 0 | 0 | 0 | 0 | 0 | 0 | 0 | 0 | 1 | 0 | 0 | 0 | 0 | 0 | 0 | 0 | 0 | 0 | 0 | 5017.959
2025-09-22 | 4712.022 | 0 | 5 | 0 | 0 | 0 | 0 | 0 | 0 | 0 | 0 | 0 | 0 | 0 | 0 | 0 | 0 | 0 | 1 | 0 | 0 | 0 | 0 | 0 | 0 | 0 | 0 | 0 | 4892.1288
2025-09-22 | 4447.373 | 0 | 4.9 | 0 | 0 | 0 | 0 | 0 | 0 | 0 | 0 | 0 | 0 | 0 | 0 | 0 | 0 | 0 | 0 | 1 | 0 | 0 | 0 | 0 | 0 | 0 | 0 | 0 | 4747.062
2025-09-22 | 3998.129 | 0 | 5.5 | 0 | 0 | 0 | 0 | 0 | 0 | 0 | 0 | 0 | 0 | 0 | 0 | 0 | 0 | 0 | 0 | 0 | 1 | 0 | 0 | 0 | 0 | 0 | 0 | 0 | 4540.525
2025-09-22 | 3557.875 | 0 | 4.4 | 0 | 0 | 0 | 0 | 0 | 0 | 0 | 0 | 0 | 0 | 0 | 0 | 0 | 0 | 0 | 0 | 0 | 0 | 1 | 0 | 0 | 0 | 0 | 0 | 0 | 4079.3951
2025-09-22 | 3512.874 | 0 | 3.3 | 0 | 0 | 0 | 0 | 0 | 0 | 0 | 0 | 0 | 0 | 0 | 0 | 0 | 0 | 0 | 0 | 0 | 0 | 0 | 1 | 0 | 0 | 0 | 0 | 0 | 3730.5986
2025-09-22 | 3280.058 | 0 | 2.4 | 0 | 0 | 0 | 0 | 0 | 0 | 0 | 0 | 0 | 0 | 0 | 0 | 0 | 0 | 0 | 0 | 0 | 0 | 0 | 0 | 1 | 0 | 0 | 0 | 0 | 3443.0291
2025-09-22 | 3023.25 | 0 | 2.4 | 0 | 0 | 0 | 0 | 0 | 0 | 0 | 0 | 0 | 0 | 0 | 0 | 0 | 0 | 0 | 0 | 0 | 0 | 0 | 0 | 0 | 1 | 0 | 0 | 0 | 3257.9958
2025-09-22 | 2742.97 | 0 | 3.1 | 0 | 0 | 0 | 0 | 0 | 0 | 0 | 0 | 0 | 0 | 0 | 0 | 0 | 0 | 0 | 0 | 0 | 0 | 0 | 0 | 0 | 0 | 1 | 0 | 0 | 3096.1459
2025-09-22 | 2580.138 | 0 | 3 | 0 | 0 | 0 | 0 | 0 | 0 | 0 | 0 | 0 | 0 | 0 | 0 | 0 | 0 | 0 | 0 | 0 | 0 | 0 | 0 | 0 | 0 | 0 | 1 | 0 | 2865.9098
2025-09-22 | 2448.032 | 0 | 2.8 | 0 | 0 | 0 | 0 | 0 | 0 | 0 | 0 | 0 | 0 | 0 | 0 | 0 | 0 | 0 | 0 | 0 | 0 | 0 | 0 | 0 | 0 | 0 | 0 | 1 | 2706.5183
2025-09-23 | 2435.214 | 0 | 2.4 | 0 | 1 | 0 | 0 | 0 | 0 | 0 | 0 | 0 | 0 | 0 | 0 | 0 | 0 | 0 | 0 | 0 | 0 | 0 | 0 | 0 | 0 | 0 | 0 | 0 | 2573.1413
2025-09-23 | 2399.234 | 0 | 2 | 0 | 0 | 1 | 0 | 0 | 0 | 0 | 0 | 0 | 0 | 0 | 0 | 0 | 0 | 0 | 0 | 0 | 0 | 0 | 0 | 0 | 0 | 0 | 0 | 0 | 2479.3649
2025-09-23 | 2369.342 | 0 | 1.6 | 0 | 0 | 0 | 1 | 0 | 0 | 0 | 0 | 0 | 0 | 0 | 0 | 0 | 0 | 0 | 0 | 0 | 0 | 0 | 0 | 0 | 0 | 0 | 0 | 0 | 2408.2762
2025-09-23 | 2433.335 | 0 | 1.3 | 0 | 0 | 0 | 0 | 1 | 0 | 0 | 0 | 0 | 0 | 0 | 0 | 0 | 0 | 0 | 0 | 0 | 0 | 0 | 0 | 0 | 0 | 0 | 0 | 0 | 2396.2852
2025-09-23 | 2517.436 | 0 | 1 | 0 | 0 | 0 | 0 | 0 | 1 | 0 | 0 | 0 | 0 | 0 | 0 | 0 | 0 | 0 | 0 | 0 | 0 | 0 | 0 | 0 | 0 | 0 | 0 | 0 | 2399.2675
2025-09-23 | 2772.232 | 0 | 1 | 0 | 0 | 0 | 0 | 0 | 0 | 1 | 0 | 0 | 0 | 0 | 0 | 0 | 0 | 0 | 0 | 0 | 0 | 0 | 0 | 0 | 0 | 0 | 0 | 0 | 2505.1482
2025-09-23 | 3226.644 | 0 | 0.4 | 0 | 0 | 0 | 0 | 0 | 0 | 0 | 1 | 0 | 0 | 0 | 0 | 0 | 0 | 0 | 0 | 0 | 0 | 0 | 0 | 0 | 0 | 0 | 0 | 0 | 2758.9347
2025-09-23 | 3906.936 | 0 | 1 | 0 | 0 | 0 | 0 | 0 | 0 | 0 | 0 | 1 | 0 | 0 | 0 | 0 | 0 | 0 | 0 | 0 | 0 | 0 | 0 | 0 | 0 | 0 | 0 | 0 | 3348.1215
2025-09-23 | 4416.45 | 0 | 1.5 | 0 | 0 | 0 | 0 | 0 | 0 | 0 | 0 | 0 | 1 | 0 | 0 | 0 | 0 | 0 | 0 | 0 | 0 | 0 | 0 | 0 | 0 | 0 | 0 | 0 | 4040.6896
2025-09-23 | 4836.587 | 0 | 2.9 | 0 | 0 | 0 | 0 | 0 | 0 | 0 | 0 | 0 | 0 | 1 | 0 | 0 | 0 | 0 | 0 | 0 | 0 | 0 | 0 | 0 | 0 | 0 | 0 | 0 | 4464.1795
2025-09-23 | 5163.451 | 0 | 4.1 | 0 | 0 | 0 | 0 | 0 | 0 | 0 | 0 | 0 | 0 | 0 | 1 | 0 | 0 | 0 | 0 | 0 | 0 | 0 | 0 | 0 | 0 | 0 | 0 | 0 | 4820.5636
2025-09-23 | 5323.473 | 0 | 5.7 | 0 | 0 | 0 | 0 | 0 | 0 | 0 | 0 | 0 | 0 | 0 | 0 | 1 | 0 | 0 | 0 | 0 | 0 | 0 | 0 | 0 | 0 | 0 | 0 | 0 | 5078.6849
2025-09-23 | 5462.084 | 0 | 6.9 | 0 | 0 | 0 | 0 | 0 | 0 | 0 | 0 | 0 | 0 | 0 | 0 | 0 | 1 | 0 | 0 | 0 | 0 | 0 | 0 | 0 | 0 | 0 | 0 | 0 | 5230.3109
2025-09-23 | 5519.541 | 0 | 7 | 0 | 0 | 0 | 0 | 0 | 0 | 0 | 0 | 0 | 0 | 0 | 0 | 0 | 0 | 1 | 0 | 0 | 0 | 0 | 0 | 0 | 0 | 0 | 0 | 0 | 5236.6067
2025-09-23 | 5432.122 | 0 | 6.3 | 0 | 0 | 0 | 0 | 0 | 0 | 0 | 0 | 0 | 0 | 0 | 0 | 0 | 0 | 0 | 1 | 0 | 0 | 0 | 0 | 0 | 0 | 0 | 0 | 0 | 5081.6234
2025-09-23 | 5160.906 | 0 | 5.6 | 0 | 0 | 0 | 0 | 0 | 0 | 0 | 0 | 0 | 0 | 0 | 0 | 0 | 0 | 0 | 0 | 1 | 0 | 0 | 0 | 0 | 0 | 0 | 0 | 0 | 4849.0976
2025-09-23 | 4509.056 | 0 | 5.9 | 0 | 0 | 0 | 0 | 0 | 0 | 0 | 0 | 0 | 0 | 0 | 0 | 0 | 0 | 0 | 0 | 0 | 1 | 0 | 0 | 0 | 0 | 0 | 0 | 0 | 4598.831
2025-09-23 | 4000.111 | 0 | 5.1 | 0 | 0 | 0 | 0 | 0 | 0 | 0 | 0 | 0 | 0 | 0 | 0 | 0 | 0 | 0 | 0 | 0 | 0 | 1 | 0 | 0 | 0 | 0 | 0 | 0 | 4181.4307
2025-09-23 | 3851.632 | 0 | 4.4 | 0 | 0 | 0 | 0 | 0 | 0 | 0 | 0 | 0 | 0 | 0 | 0 | 0 | 0 | 0 | 0 | 0 | 0 | 0 | 1 | 0 | 0 | 0 | 0 | 0 | 3890.9403
2025-09-23 | 3536.051 | 0 | 1.1 | 0 | 0 | 0 | 0 | 0 | 0 | 0 | 0 | 0 | 0 | 0 | 0 | 0 | 0 | 0 | 0 | 0 | 0 | 0 | 0 | 1 | 0 | 0 | 0 | 0 | 3253.5345
2025-09-23 | 3136.959 | 0 | 0.8 | 0 | 0 | 0 | 0 | 0 | 0 | 0 | 0 | 0 | 0 | 0 | 0 | 0 | 0 | 0 | 0 | 0 | 0 | 0 | 0 | 0 | 1 | 0 | 0 | 0 | 3024.7717
2025-09-23 | 2828.051 | 0 | 0.7 | 0 | 0 | 0 | 0 | 0 | 0 | 0 | 0 | 0 | 0 | 0 | 0 | 0 | 0 | 0 | 0 | 0 | 0 | 0 | 0 | 0 | 0 | 1 | 0 | 0 | 2746.3097
2025-09-23 | 2588.217 | 0 | 1 | 0 | 0 | 0 | 0 | 0 | 0 | 0 | 0 | 0 | 0 | 0 | 0 | 0 | 0 | 0 | 0 | 0 | 0 | 0 | 0 | 0 | 0 | 0 | 1 | 0 | 2574.3796
2025-09-23 | 2507.935 | 0 | 0.9 | 0 | 0 | 0 | 0 | 0 | 0 | 0 | 0 | 0 | 0 | 0 | 0 | 0 | 0 | 0 | 0 | 0 | 0 | 0 | 0 | 0 | 0 | 0 | 0 | 1 | 2429.5647
2025-09-24 | 2442.885 | 0 | 0.8 | 0 | 1 | 0 | 0 | 0 | 0 | 0 | 0 | 0 | 0 | 0 | 0 | 0 | 0 | 0 | 0 | 0 | 0 | 0 | 0 | 0 | 0 | 0 | 0 | 0 | 2339.9171
2025-09-24 | 2427.041 | 0 | 0.8 | 0 | 0 | 1 | 0 | 0 | 0 | 0 | 0 | 0 | 0 | 0 | 0 | 0 | 0 | 0 | 0 | 0 | 0 | 0 | 0 | 0 | 0 | 0 | 0 | 0 | 2304.4467
2025-09-24 | 2385.483 | 0 | 0.4 | 0 | 0 | 0 | 1 | 0 | 0 | 0 | 0 | 0 | 0 | 0 | 0 | 0 | 0 | 0 | 0 | 0 | 0 | 0 | 0 | 0 | 0 | 0 | 0 | 0 | 2233.3581
2025-09-24 | 2439.32 | 0 | 0.3 | 0 | 0 | 0 | 0 | 1 | 0 | 0 | 0 | 0 | 0 | 0 | 0 | 0 | 0 | 0 | 0 | 0 | 0 | 0 | 0 | 0 | 0 | 0 | 0 | 0 | 2250.5201
2025-09-24 | 2532.989 | 0 | 0.6 | 0 | 0 | 0 | 0 | 0 | 1 | 0 | 0 | 0 | 0 | 0 | 0 | 0 | 0 | 0 | 0 | 0 | 0 | 0 | 0 | 0 | 0 | 0 | 0 | 0 | 2340.9615
2025-09-24 | 2746.635 | 0 | 0.5 | 0 | 0 | 0 | 0 | 0 | 0 | 1 | 0 | 0 | 0 | 0 | 0 | 0 | 0 | 0 | 0 | 0 | 0 | 0 | 0 | 0 | 0 | 0 | 0 | 0 | 2432.2657
2025-09-24 | 3198.419 | 0 | 0.5 | 0 | 0 | 0 | 0 | 0 | 0 | 0 | 1 | 0 | 0 | 0 | 0 | 0 | 0 | 0 | 0 | 0 | 0 | 0 | 0 | 0 | 0 | 0 | 0 | 0 | 2773.5112
2025-09-24 | 3860.08 | 0 | 0.7 | 0 | 0 | 0 | 0 | 0 | 0 | 0 | 0 | 1 | 0 | 0 | 0 | 0 | 0 | 0 | 0 | 0 | 0 | 0 | 0 | 0 | 0 | 0 | 0 | 0 | 3304.392
2025-09-24 | 4450.661 | 0 | 1.5 | 0 | 0 | 0 | 0 | 0 | 0 | 0 | 0 | 0 | 1 | 0 | 0 | 0 | 0 | 0 | 0 | 0 | 0 | 0 | 0 | 0 | 0 | 0 | 0 | 0 | 4040.6896
2025-09-24 | 4922.337 | 0 | 1.8 | 0 | 0 | 0 | 0 | 0 | 0 | 0 | 0 | 0 | 0 | 1 | 0 | 0 | 0 | 0 | 0 | 0 | 0 | 0 | 0 | 0 | 0 | 0 | 0 | 0 | 4303.8379
2025-09-24 | 5139.251 | 0 | 2.3 | 0 | 0 | 0 | 0 | 0 | 0 | 0 | 0 | 0 | 0 | 0 | 1 | 0 | 0 | 0 | 0 | 0 | 0 | 0 | 0 | 0 | 0 | 0 | 0 | 0 | 4558.1864
2025-09-24 | 5161.076 | 0 | 2.3 | 0 | 0 | 0 | 0 | 0 | 0 | 0 | 0 | 0 | 0 | 0 | 0 | 1 | 0 | 0 | 0 | 0 | 0 | 0 | 0 | 0 | 0 | 0 | 0 | 0 | 4583.0835
2025-09-24 | 5293.231 | 0 | 2.6 | 0 | 0 | 0 | 0 | 0 | 0 | 0 | 0 | 0 | 0 | 0 | 0 | 0 | 1 | 0 | 0 | 0 | 0 | 0 | 0 | 0 | 0 | 0 | 0 | 0 | 4603.521
2025-09-24 | 5267.329 | 0 | 3 | 0 | 0 | 0 | 0 | 0 | 0 | 0 | 0 | 0 | 0 | 0 | 0 | 0 | 0 | 1 | 0 | 0 | 0 | 0 | 0 | 0 | 0 | 0 | 0 | 0 | 4653.5463
2025-09-24 | 5117.06 | 0 | 3.1 | 0 | 0 | 0 | 0 | 0 | 0 | 0 | 0 | 0 | 0 | 0 | 0 | 0 | 0 | 0 | 1 | 0 | 0 | 0 | 0 | 0 | 0 | 0 | 0 | 0 | 4615.1751
2025-09-24 | 4875.114 | 0 | 3.1 | 0 | 0 | 0 | 0 | 0 | 0 | 0 | 0 | 0 | 0 | 0 | 0 | 0 | 0 | 0 | 0 | 1 | 0 | 0 | 0 | 0 | 0 | 0 | 0 | 0 | 4484.6848
2025-09-24 | 4256.875 | 0 | 2.6 | 0 | 0 | 0 | 0 | 0 | 0 | 0 | 0 | 0 | 0 | 0 | 0 | 0 | 0 | 0 | 0 | 0 | 1 | 0 | 0 | 0 | 0 | 0 | 0 | 0 | 4117.8062
2025-09-24 | 3942.17 | 0 | 2.7 | 0 | 0 | 0 | 0 | 0 | 0 | 0 | 0 | 0 | 0 | 0 | 0 | 0 | 0 | 0 | 0 | 0 | 0 | 1 | 0 | 0 | 0 | 0 | 0 | 0 | 3831.5944
2025-09-24 | 3902.677 | 0 | 2.4 | 0 | 0 | 0 | 0 | 0 | 0 | 0 | 0 | 0 | 0 | 0 | 0 | 0 | 0 | 0 | 0 | 0 | 0 | 0 | 1 | 0 | 0 | 0 | 0 | 0 | 3599.4101
2025-09-24 | 3577.439 | 0 | 1.6 | 0 | 0 | 0 | 0 | 0 | 0 | 0 | 0 | 0 | 0 | 0 | 0 | 0 | 0 | 0 | 0 | 0 | 0 | 0 | 0 | 1 | 0 | 0 | 0 | 0 | 3326.417
2025-09-24 | 3246.731 | 0 | 1.6 | 0 | 0 | 0 | 0 | 0 | 0 | 0 | 0 | 0 | 0 | 0 | 0 | 0 | 0 | 0 | 0 | 0 | 0 | 0 | 0 | 0 | 1 | 0 | 0 | 0 | 3141.3838
2025-09-24 | 2932.414 | 0 | 1.8 | 0 | 0 | 0 | 0 | 0 | 0 | 0 | 0 | 0 | 0 | 0 | 0 | 0 | 0 | 0 | 0 | 0 | 0 | 0 | 0 | 0 | 0 | 1 | 0 | 0 | 2906.6513
2025-09-24 | 2650.846 | 0 | 1.8 | 0 | 0 | 0 | 0 | 0 | 0 | 0 | 0 | 0 | 0 | 0 | 0 | 0 | 0 | 0 | 0 | 0 | 0 | 0 | 0 | 0 | 0 | 0 | 1 | 0 | 2690.9917
2025-09-24 | 2538.2 | 0 | 0.8 | 0 | 0 | 0 | 0 | 0 | 0 | 0 | 0 | 0 | 0 | 0 | 0 | 0 | 0 | 0 | 0 | 0 | 0 | 0 | 0 | 0 | 0 | 0 | 0 | 1 | 2414.9882
2025-09-25 | 2490.5 | 0 | 0.6 | 0 | 1 | 0 | 0 | 0 | 0 | 0 | 0 | 0 | 0 | 0 | 0 | 0 | 0 | 0 | 0 | 0 | 0 | 0 | 0 | 0 | 0 | 0 | 0 | 0 | 2310.7641
2025-09-25 | 2400.265 | 0 | 0.5 | 0 | 0 | 1 | 0 | 0 | 0 | 0 | 0 | 0 | 0 | 0 | 0 | 0 | 0 | 0 | 0 | 0 | 0 | 0 | 0 | 0 | 0 | 0 | 0 | 0 | 2260.7172
2025-09-25 | 2419.452 | 0 | 0.4 | 0 | 0 | 0 | 1 | 0 | 0 | 0 | 0 | 0 | 0 | 0 | 0 | 0 | 0 | 0 | 0 | 0 | 0 | 0 | 0 | 0 | 0 | 0 | 0 | 0 | 2233.3581
2025-09-25 | 2430.234 | 0 | 0.5 | 0 | 0 | 0 | 0 | 1 | 0 | 0 | 0 | 0 | 0 | 0 | 0 | 0 | 0 | 0 | 0 | 0 | 0 | 0 | 0 | 0 | 0 | 0 | 0 | 0 | 2279.6732
2025-09-25 | 2550.54 | 0 | 0.5 | 0 | 0 | 0 | 0 | 0 | 1 | 0 | 0 | 0 | 0 | 0 | 0 | 0 | 0 | 0 | 0 | 0 | 0 | 0 | 0 | 0 | 0 | 0 | 0 | 0 | 2326.3849
2025-09-25 | 2767.845 | 0 | 0.3 | 0 | 0 | 0 | 0 | 0 | 0 | 1 | 0 | 0 | 0 | 0 | 0 | 0 | 0 | 0 | 0 | 0 | 0 | 0 | 0 | 0 | 0 | 0 | 0 | 0 | 2403.1127
2025-09-25 | 3291.316 | 0 | 0 | 0 | 0 | 0 | 0 | 0 | 0 | 0 | 1 | 0 | 0 | 0 | 0 | 0 | 0 | 0 | 0 | 0 | 0 | 0 | 0 | 0 | 0 | 0 | 0 | 0 | 2700.6287
2025-09-25 | 3908.72 | 0.2 | 0 | 0 | 0 | 0 | 0 | 0 | 0 | 0 | 0 | 1 | 0 | 0 | 0 | 0 | 0 | 0 | 0 | 0 | 0 | 0 | 0 | 0 | 0 | 0 | 0 | 0 | 3215.533
2025-09-25 | 4406.593 | 0.1 | 0 | 0 | 0 | 0 | 0 | 0 | 0 | 0 | 0 | 0 | 1 | 0 | 0 | 0 | 0 | 0 | 0 | 0 | 0 | 0 | 0 | 0 | 0 | 0 | 0 | 0 | 3828.6302
2025-09-25 | 4759.985 | 0 | 0.2 | 0 | 0 | 0 | 0 | 0 | 0 | 0 | 0 | 0 | 0 | 1 | 0 | 0 | 0 | 0 | 0 | 0 | 0 | 0 | 0 | 0 | 0 | 0 | 0 | 0 | 4070.6138
2025-09-25 | 4911.856 | 0 | 0.5 | 0 | 0 | 0 | 0 | 0 | 0 | 0 | 0 | 0 | 0 | 0 | 1 | 0 | 0 | 0 | 0 | 0 | 0 | 0 | 0 | 0 | 0 | 0 | 0 | 0 | 4295.8093
2025-09-25 | 4980.533 | 0 | 1.5 | 0 | 0 | 0 | 0 | 0 | 0 | 0 | 0 | 0 | 0 | 0 | 0 | 1 | 0 | 0 | 0 | 0 | 0 | 0 | 0 | 0 | 0 | 0 | 0 | 0 | 4466.4715
2025-09-25 | 4940.688 | 0 | 1.5 | 0 | 0 | 0 | 0 | 0 | 0 | 0 | 0 | 0 | 0 | 0 | 0 | 0 | 1 | 0 | 0 | 0 | 0 | 0 | 0 | 0 | 0 | 0 | 0 | 0 | 4443.1794
2025-09-25 | 4941.203 | 0 | 2.5 | 0 | 0 | 0 | 0 | 0 | 0 | 0 | 0 | 0 | 0 | 0 | 0 | 0 | 0 | 1 | 0 | 0 | 0 | 0 | 0 | 0 | 0 | 0 | 0 | 0 | 4580.6638
2025-09-25 | 4816.602 | 0 | 2.6 | 0 | 0 | 0 | 0 | 0 | 0 | 0 | 0 | 0 | 0 | 0 | 0 | 0 | 0 | 0 | 1 | 0 | 0 | 0 | 0 | 0 | 0 | 0 | 0 | 0 | 4542.2925
2025-09-25 | 4624.955 | 0 | 2.9 | 0 | 0 | 0 | 0 | 0 | 0 | 0 | 0 | 0 | 0 | 0 | 0 | 0 | 0 | 0 | 0 | 1 | 0 | 0 | 0 | 0 | 0 | 0 | 0 | 0 | 4455.5318
2025-09-25 | 4096.109 | 0 | 3.3 | 0 | 0 | 0 | 0 | 0 | 0 | 0 | 0 | 0 | 0 | 0 | 0 | 0 | 0 | 0 | 0 | 0 | 1 | 0 | 0 | 0 | 0 | 0 | 0 | 0 | 4219.8418
2025-09-25 | 3752.697 | 0 | 2.8 | 0 | 0 | 0 | 0 | 0 | 0 | 0 | 0 | 0 | 0 | 0 | 0 | 0 | 0 | 0 | 0 | 0 | 0 | 1 | 0 | 0 | 0 | 0 | 0 | 0 | 3846.171
2025-09-25 | 3639.042 | 0 | 1.6 | 0 | 0 | 0 | 0 | 0 | 0 | 0 | 0 | 0 | 0 | 0 | 0 | 0 | 0 | 0 | 0 | 0 | 0 | 0 | 1 | 0 | 0 | 0 | 0 | 0 | 3482.798
2025-09-25 | 3370.251 | 0 | 1.5 | 0 | 0 | 0 | 0 | 0 | 0 | 0 | 0 | 0 | 0 | 0 | 0 | 0 | 0 | 0 | 0 | 0 | 0 | 0 | 0 | 1 | 0 | 0 | 0 | 0 | 3311.8405
2025-09-25 | 3039.332 | 0 | 1.5 | 0 | 0 | 0 | 0 | 0 | 0 | 0 | 0 | 0 | 0 | 0 | 0 | 0 | 0 | 0 | 0 | 0 | 0 | 0 | 0 | 0 | 1 | 0 | 0 | 0 | 3126.8073
2025-09-25 | 2751.17 | 0 | 0.6 | 0 | 0 | 0 | 0 | 0 | 0 | 0 | 0 | 0 | 0 | 0 | 0 | 0 | 0 | 0 | 0 | 0 | 0 | 0 | 0 | 0 | 0 | 1 | 0 | 0 | 2731.7332
2025-09-25 | 2547.908 | 0.1 | 0 | 0 | 0 | 0 | 0 | 0 | 0 | 0 | 0 | 0 | 0 | 0 | 0 | 0 | 0 | 0 | 0 | 0 | 0 | 0 | 0 | 0 | 0 | 0 | 1 | 0 | 2435.2028
2025-09-25 | 2425.539 | 1.2 | 0 | 0 | 0 | 0 | 0 | 0 | 0 | 0 | 0 | 0 | 0 | 0 | 0 | 0 | 0 | 0 | 0 | 0 | 0 | 0 | 0 | 0 | 0 | 0 | 0 | 1 | 2377.4355
2025-09-26 | 2371.19 | 0.2 | 0 | 0 | 1 | 0 | 0 | 0 | 0 | 0 | 0 | 0 | 0 | 0 | 0 | 0 | 0 | 0 | 0 | 0 | 0 | 0 | 0 | 0 | 0 | 0 | 0 | 0 | 2236.4816
2025-09-26 | 2331.225 | 0.9 | 0 | 0 | 0 | 1 | 0 | 0 | 0 | 0 | 0 | 0 | 0 | 0 | 0 | 0 | 0 | 0 | 0 | 0 | 0 | 0 | 0 | 0 | 0 | 0 | 0 | 0 | 2247.1292
2025-09-26 | 2316.598 | 1.3 | 0 | 0 | 0 | 0 | 1 | 0 | 0 | 0 | 0 | 0 | 0 | 0 | 0 | 0 | 0 | 0 | 0 | 0 | 0 | 0 | 0 | 0 | 0 | 0 | 0 | 0 | 2260.6998
2025-09-26 | 2375.024 | 2.6 | 0 | 0 | 0 | 0 | 0 | 1 | 0 | 0 | 0 | 0 | 0 | 0 | 0 | 0 | 0 | 0 | 0 | 0 | 0 | 0 | 0 | 0 | 0 | 0 | 0 | 0 | 2378.086
2025-09-26 | 2475.935 | 1.2 | 0 | 0 | 0 | 0 | 0 | 0 | 1 | 0 | 0 | 0 | 0 | 0 | 0 | 0 | 0 | 0 | 0 | 0 | 0 | 0 | 0 | 0 | 0 | 0 | 0 | 0 | 2332.5618
2025-09-26 | 2688.839 | 1.7 | 0 | 0 | 0 | 0 | 0 | 0 | 0 | 1 | 0 | 0 | 0 | 0 | 0 | 0 | 0 | 0 | 0 | 0 | 0 | 0 | 0 | 0 | 0 | 0 | 0 | 0 | 2471.384
2025-09-26 | 3071.414 | 2.6 | 0 | 0 | 0 | 0 | 0 | 0 | 0 | 0 | 1 | 0 | 0 | 0 | 0 | 0 | 0 | 0 | 0 | 0 | 0 | 0 | 0 | 0 | 0 | 0 | 0 | 0 | 2871.9241
2025-09-26 | 3788.022 | 1.8 | 0 | 0 | 0 | 0 | 0 | 0 | 0 | 0 | 0 | 1 | 0 | 0 | 0 | 0 | 0 | 0 | 0 | 0 | 0 | 0 | 0 | 0 | 0 | 0 | 0 | 0 | 3320.9456
2025-09-26 | 4263.318 | 0 | 0.1 | 0 | 0 | 0 | 0 | 0 | 0 | 0 | 0 | 0 | 1 | 0 | 0 | 0 | 0 | 0 | 0 | 0 | 0 | 0 | 0 | 0 | 0 | 0 | 0 | 0 | 3836.6184
2025-09-26 | 4622.007 | 0 | 1.9 | 0 | 0 | 0 | 0 | 0 | 0 | 0 | 0 | 0 | 0 | 1 | 0 | 0 | 0 | 0 | 0 | 0 | 0 | 0 | 0 | 0 | 0 | 0 | 0 | 0 | 4318.4144
2025-09-26 | 4800.743 | 0 | 2.5 | 0 | 0 | 0 | 0 | 0 | 0 | 0 | 0 | 0 | 0 | 0 | 1 | 0 | 0 | 0 | 0 | 0 | 0 | 0 | 0 | 0 | 0 | 0 | 0 | 0 | 4587.3395
2025-09-26 | 4916.125 | 0 | 2.7 | 0 | 0 | 0 | 0 | 0 | 0 | 0 | 0 | 0 | 0 | 0 | 0 | 1 | 0 | 0 | 0 | 0 | 0 | 0 | 0 | 0 | 0 | 0 | 0 | 0 | 4641.3896
2025-09-26 | 4964.533 | 0 | 3.4 | 0 | 0 | 0 | 0 | 0 | 0 | 0 | 0 | 0 | 0 | 0 | 0 | 0 | 1 | 0 | 0 | 0 | 0 | 0 | 0 | 0 | 0 | 0 | 0 | 0 | 4720.1331
2025-09-26 | 5028.374 | 0 | 4.7 | 0 | 0 | 0 | 0 | 0 | 0 | 0 | 0 | 0 | 0 | 0 | 0 | 0 | 0 | 1 | 0 | 0 | 0 | 0 | 0 | 0 | 0 | 0 | 0 | 0 | 4901.347
2025-09-26 | 4908.468 | 0 | 5.1 | 0 | 0 | 0 | 0 | 0 | 0 | 0 | 0 | 0 | 0 | 0 | 0 | 0 | 0 | 0 | 1 | 0 | 0 | 0 | 0 | 0 | 0 | 0 | 0 | 0 | 4906.7053
2025-09-26 | 4703.049 | 0 | 5.8 | 0 | 0 | 0 | 0 | 0 | 0 | 0 | 0 | 0 | 0 | 0 | 0 | 0 | 0 | 0 | 0 | 1 | 0 | 0 | 0 | 0 | 0 | 0 | 0 | 0 | 4878.2506
2025-09-26 | 4224.323 | 0 | 6.4 | 0 | 0 | 0 | 0 | 0 | 0 | 0 | 0 | 0 | 0 | 0 | 0 | 0 | 0 | 0 | 0 | 0 | 1 | 0 | 0 | 0 | 0 | 0 | 0 | 0 | 4671.7136
2025-09-26 | 3809.434 | 0 | 5.5 | 0 | 0 | 0 | 0 | 0 | 0 | 0 | 0 | 0 | 0 | 0 | 0 | 0 | 0 | 0 | 0 | 0 | 0 | 1 | 0 | 0 | 0 | 0 | 0 | 0 | 4239.7367
2025-09-26 | 3658.236 | 0 | 3.2 | 0 | 0 | 0 | 0 | 0 | 0 | 0 | 0 | 0 | 0 | 0 | 0 | 0 | 0 | 0 | 0 | 0 | 0 | 0 | 1 | 0 | 0 | 0 | 0 | 0 | 3716.0221
2025-09-26 | 3398.413 | 0 | 2.5 | 0 | 0 | 0 | 0 | 0 | 0 | 0 | 0 | 0 | 0 | 0 | 0 | 0 | 0 | 0 | 0 | 0 | 0 | 0 | 0 | 1 | 0 | 0 | 0 | 0 | 3457.6056
2025-09-26 | 3080.492 | 0 | 2.5 | 0 | 0 | 0 | 0 | 0 | 0 | 0 | 0 | 0 | 0 | 0 | 0 | 0 | 0 | 0 | 0 | 0 | 0 | 0 | 0 | 0 | 1 | 0 | 0 | 0 | 3272.5724
2025-09-26 | 2806.714 | 0 | 1.8 | 0 | 0 | 0 | 0 | 0 | 0 | 0 | 0 | 0 | 0 | 0 | 0 | 0 | 0 | 0 | 0 | 0 | 0 | 0 | 0 | 0 | 0 | 1 | 0 | 0 | 2906.6513
2025-09-26 | 2579.05 | 0 | 0.8 | 0 | 0 | 0 | 0 | 0 | 0 | 0 | 0 | 0 | 0 | 0 | 0 | 0 | 0 | 0 | 0 | 0 | 0 | 0 | 0 | 0 | 0 | 0 | 1 | 0 | 2545.2266
2025-09-26 | 2407.916 | 0.2 | 0 | 0 | 0 | 0 | 0 | 0 | 0 | 0 | 0 | 0 | 0 | 0 | 0 | 0 | 0 | 0 | 0 | 0 | 0 | 0 | 0 | 0 | 0 | 0 | 0 | 1 | 2311.5527
2025-09-27 | 2315.858 | 0.7 | 0 | 1 | 1 | 0 | 0 | 0 | 0 | 0 | 0 | 0 | 0 | 0 | 0 | 0 | 0 | 0 | 0 | 0 | 0 | 0 | 0 | 0 | 0 | 0 | 0 | 0 | 1696.8922
2025-09-27 | 2300.192 | 1.3 | 0 | 1 | 0 | 1 | 0 | 0 | 0 | 0 | 0 | 0 | 0 | 0 | 0 | 0 | 0 | 0 | 0 | 0 | 0 | 0 | 0 | 0 | 0 | 0 | 0 | 0 | 1700.9515
2025-09-27 | 2302.364 | 1.3 | 0 | 1 | 0 | 0 | 1 | 0 | 0 | 0 | 0 | 0 | 0 | 0 | 0 | 0 | 0 | 0 | 0 | 0 | 0 | 0 | 0 | 0 | 0 | 0 | 0 | 0 | 1688.1689
2025-09-27 | 2341.286 | 2.1 | 0 | 1 | 0 | 0 | 0 | 1 | 0 | 0 | 0 | 0 | 0 | 0 | 0 | 0 | 0 | 0 | 0 | 0 | 0 | 0 | 0 | 0 | 0 | 0 | 0 | 0 | 1772.6138
2025-09-27 | 2329.707 | 1.8 | 0 | 1 | 0 | 0 | 0 | 0 | 1 | 0 | 0 | 0 | 0 | 0 | 0 | 0 | 0 | 0 | 0 | 0 | 0 | 0 | 0 | 0 | 0 | 0 | 0 | 0 | 1799.5607
2025-09-27 | 2420.526 | 2.1 | 0 | 1 | 0 | 0 | 0 | 0 | 0 | 1 | 0 | 0 | 0 | 0 | 0 | 0 | 0 | 0 | 0 | 0 | 0 | 0 | 0 | 0 | 0 | 0 | 0 | 0 | 1925.2063
2025-09-27 | 2535.124 | 1.6 | 0 | 1 | 0 | 0 | 0 | 0 | 0 | 0 | 1 | 0 | 0 | 0 | 0 | 0 | 0 | 0 | 0 | 0 | 0 | 0 | 0 | 0 | 0 | 0 | 0 | 0 | 2233.5104
2025-09-27 | 2927.829 | 2 | 0 | 1 | 0 | 0 | 0 | 0 | 0 | 0 | 0 | 1 | 0 | 0 | 0 | 0 | 0 | 0 | 0 | 0 | 0 | 0 | 0 | 0 | 0 | 0 | 0 | 0 | 2761.5913
2025-09-27 | 3350.484 | 0.2 | 0 | 1 | 0 | 0 | 0 | 0 | 0 | 0 | 0 | 0 | 1 | 0 | 0 | 0 | 0 | 0 | 0 | 0 | 0 | 0 | 0 | 0 | 0 | 0 | 0 | 0 | 3262.6876
2025-09-27 | 3822.68 | 0 | 1.4 | 1 | 0 | 0 | 0 | 0 | 0 | 0 | 0 | 0 | 0 | 1 | 0 | 0 | 0 | 0 | 0 | 0 | 0 | 0 | 0 | 0 | 0 | 0 | 0 | 0 | 3673.001
2025-09-27 | 4095.849 | 0 | 3.6 | 1 | 0 | 0 | 0 | 0 | 0 | 0 | 0 | 0 | 0 | 0 | 1 | 0 | 0 | 0 | 0 | 0 | 0 | 0 | 0 | 0 | 0 | 0 | 0 | 0 | 4175.1502
2025-09-27 | 4179.025 | 0 | 5.1 | 1 | 0 | 0 | 0 | 0 | 0 | 0 | 0 | 0 | 0 | 0 | 0 | 1 | 0 | 0 | 0 | 0 | 0 | 0 | 0 | 0 | 0 | 0 | 0 | 0 | 4418.695
2025-09-27 | 4163.805 | 0 | 5.6 | 1 | 0 | 0 | 0 | 0 | 0 | 0 | 0 | 0 | 0 | 0 | 0 | 0 | 1 | 0 | 0 | 0 | 0 | 0 | 0 | 0 | 0 | 0 | 0 | 0 | 4468.2854
2025-09-27 | 4195.278 | 0 | 7.4 | 1 | 0 | 0 | 0 | 0 | 0 | 0 | 0 | 0 | 0 | 0 | 0 | 0 | 0 | 1 | 0 | 0 | 0 | 0 | 0 | 0 | 0 | 0 | 0 | 0 | 4722.3819
2025-09-27 | 4027.886 | 0 | 6.6 | 1 | 0 | 0 | 0 | 0 | 0 | 0 | 0 | 0 | 0 | 0 | 0 | 0 | 0 | 0 | 1 | 0 | 0 | 0 | 0 | 0 | 0 | 0 | 0 | 0 | 4552.8221
2025-09-27 | 3833.772 | 0 | 6.8 | 1 | 0 | 0 | 0 | 0 | 0 | 0 | 0 | 0 | 0 | 0 | 0 | 0 | 0 | 0 | 0 | 1 | 0 | 0 | 0 | 0 | 0 | 0 | 0 | 0 | 4451.4848
2025-09-27 | 3596.001 | 0 | 6.7 | 1 | 0 | 0 | 0 | 0 | 0 | 0 | 0 | 0 | 0 | 0 | 0 | 0 | 0 | 0 | 0 | 0 | 1 | 0 | 0 | 0 | 0 | 0 | 0 | 0 | 4142.9123
2025-09-27 | 3449.056 | 0 | 5.9 | 1 | 0 | 0 | 0 | 0 | 0 | 0 | 0 | 0 | 0 | 0 | 0 | 0 | 0 | 0 | 0 | 0 | 0 | 1 | 0 | 0 | 0 | 0 | 0 | 0 | 3725.5119
2025-09-27 | 3413.116 | 0 | 4.8 | 1 | 0 | 0 | 0 | 0 | 0 | 0 | 0 | 0 | 0 | 0 | 0 | 0 | 0 | 0 | 0 | 0 | 0 | 0 | 1 | 0 | 0 | 0 | 0 | 0 | 3376.7154
2025-09-27 | 3310.373 | 0 | 4.3 | 1 | 0 | 0 | 0 | 0 | 0 | 0 | 0 | 0 | 0 | 0 | 0 | 0 | 0 | 0 | 0 | 0 | 0 | 0 | 0 | 1 | 0 | 0 | 0 | 0 | 3147.452
2025-09-27 | 3050.811 | 0 | 3.4 | 1 | 0 | 0 | 0 | 0 | 0 | 0 | 0 | 0 | 0 | 0 | 0 | 0 | 0 | 0 | 0 | 0 | 0 | 0 | 0 | 0 | 1 | 0 | 0 | 0 | 2831.2301
2025-09-27 | 2804.616 | 0 | 2.6 | 1 | 0 | 0 | 0 | 0 | 0 | 0 | 0 | 0 | 0 | 0 | 0 | 0 | 0 | 0 | 0 | 0 | 0 | 0 | 0 | 0 | 0 | 1 | 0 | 0 | 2450.7325
2025-09-27 | 2578.859 | 0 | 1.2 | 1 | 0 | 0 | 0 | 0 | 0 | 0 | 0 | 0 | 0 | 0 | 0 | 0 | 0 | 0 | 0 | 0 | 0 | 0 | 0 | 0 | 0 | 0 | 1 | 0 | 2031.0018
2025-09-27 | 2398.58 | 0 | 0.6 | 1 | 0 | 0 | 0 | 0 | 0 | 0 | 0 | 0 | 0 | 0 | 0 | 0 | 0 | 0 | 0 | 0 | 0 | 0 | 0 | 0 | 0 | 0 | 0 | 1 | 1813.3043
2025-09-28 | 2331.413 | 0 | 0.1 | 1 | 1 | 0 | 0 | 0 | 0 | 0 | 0 | 0 | 0 | 0 | 0 | 0 | 0 | 0 | 0 | 0 | 0 | 0 | 0 | 0 | 0 | 0 | 0 | 0 | 1665.3507
2025-09-28 | 2282.098 | 0 | 0 | 1 | 0 | 1 | 0 | 0 | 0 | 0 | 0 | 0 | 0 | 0 | 0 | 0 | 0 | 0 | 0 | 0 | 0 | 0 | 0 | 0 | 0 | 0 | 0 | 0 | 1615.3038
2025-09-28 | 2262.398 | 0.3 | 0 | 1 | 0 | 0 | 1 | 0 | 0 | 0 | 0 | 0 | 0 | 0 | 0 | 0 | 0 | 0 | 0 | 0 | 0 | 0 | 0 | 0 | 0 | 0 | 0 | 0 | 1622.2861
2025-09-28 | 2293.005 | 1.3 | 0 | 1 | 0 | 0 | 0 | 1 | 0 | 0 | 0 | 0 | 0 | 0 | 0 | 0 | 0 | 0 | 0 | 0 | 0 | 0 | 0 | 0 | 0 | 0 | 0 | 0 | 1719.9075
2025-09-28 | 2324.86 | 0.4 | 0 | 1 | 0 | 0 | 0 | 0 | 1 | 0 | 0 | 0 | 0 | 0 | 0 | 0 | 0 | 0 | 0 | 0 | 0 | 0 | 0 | 0 | 0 | 0 | 0 | 0 | 1707.3247
2025-09-28 | 2366.565 | 0.3 | 0 | 1 | 0 | 0 | 0 | 0 | 0 | 1 | 0 | 0 | 0 | 0 | 0 | 0 | 0 | 0 | 0 | 0 | 0 | 0 | 0 | 0 | 0 | 0 | 0 | 0 | 1806.6172
2025-09-28 | 2357.384 | 0.5 | 0 | 1 | 0 | 0 | 0 | 0 | 0 | 0 | 1 | 0 | 0 | 0 | 0 | 0 | 0 | 0 | 0 | 0 | 0 | 0 | 0 | 0 | 0 | 0 | 0 | 0 | 2161.0393
2025-09-28 | 2638.874 | 0.7 | 0 | 1 | 0 | 0 | 0 | 0 | 0 | 0 | 0 | 1 | 0 | 0 | 0 | 0 | 0 | 0 | 0 | 0 | 0 | 0 | 0 | 0 | 0 | 0 | 0 | 0 | 2675.9436
2025-09-28 | 2971.533 | 0 | 0.7 | 1 | 0 | 0 | 0 | 0 | 0 | 0 | 0 | 0 | 1 | 0 | 0 | 0 | 0 | 0 | 0 | 0 | 0 | 0 | 0 | 0 | 0 | 0 | 0 | 0 | 3351.5466
2025-09-28 | 3415.375 | 0 | 1.4 | 1 | 0 | 0 | 0 | 0 | 0 | 0 | 0 | 0 | 0 | 1 | 0 | 0 | 0 | 0 | 0 | 0 | 0 | 0 | 0 | 0 | 0 | 0 | 0 | 0 | 3673.001
2025-09-28 | 3680.084 | 0 | 2.8 | 1 | 0 | 0 | 0 | 0 | 0 | 0 | 0 | 0 | 0 | 0 | 1 | 0 | 0 | 0 | 0 | 0 | 0 | 0 | 0 | 0 | 0 | 0 | 0 | 0 | 4058.5381
2025-09-28 | 3823.456 | 0 | 3.9 | 1 | 0 | 0 | 0 | 0 | 0 | 0 | 0 | 0 | 0 | 0 | 0 | 1 | 0 | 0 | 0 | 0 | 0 | 0 | 0 | 0 | 0 | 0 | 0 | 0 | 4243.7768
2025-09-28 | 3816.83 | 0 | 4.7 | 1 | 0 | 0 | 0 | 0 | 0 | 0 | 0 | 0 | 0 | 0 | 0 | 0 | 1 | 0 | 0 | 0 | 0 | 0 | 0 | 0 | 0 | 0 | 0 | 0 | 4337.0968
2025-09-28 | 3905.833 | 0 | 5.1 | 1 | 0 | 0 | 0 | 0 | 0 | 0 | 0 | 0 | 0 | 0 | 0 | 0 | 0 | 1 | 0 | 0 | 0 | 0 | 0 | 0 | 0 | 0 | 0 | 0 | 4387.1222
2025-09-28 | 3863.744 | 0 | 5.8 | 1 | 0 | 0 | 0 | 0 | 0 | 0 | 0 | 0 | 0 | 0 | 0 | 0 | 0 | 0 | 1 | 0 | 0 | 0 | 0 | 0 | 0 | 0 | 0 | 0 | 4436.21
2025-09-28 | 3845.803 | 0 | 5.9 | 1 | 0 | 0 | 0 | 0 | 0 | 0 | 0 | 0 | 0 | 0 | 0 | 0 | 0 | 0 | 0 | 1 | 0 | 0 | 0 | 0 | 0 | 0 | 0 | 0 | 4320.2963
2025-09-28 | 3614.949 | 0 | 5.8 | 1 | 0 | 0 | 0 | 0 | 0 | 0 | 0 | 0 | 0 | 0 | 0 | 0 | 0 | 0 | 0 | 0 | 1 | 0 | 0 | 0 | 0 | 0 | 0 | 0 | 4011.7237
2025-09-28 | 3446.744 | 0 | 4.3 | 1 | 0 | 0 | 0 | 0 | 0 | 0 | 0 | 0 | 0 | 0 | 0 | 0 | 0 | 0 | 0 | 0 | 0 | 1 | 0 | 0 | 0 | 0 | 0 | 0 | 3492.2877
2025-09-28 | 3303.355 | 0 | 2.6 | 1 | 0 | 0 | 0 | 0 | 0 | 0 | 0 | 0 | 0 | 0 | 0 | 0 | 0 | 0 | 0 | 0 | 0 | 0 | 1 | 0 | 0 | 0 | 0 | 0 | 3056.0322
2025-09-28 | 3090.439 | 0 | 2.3 | 1 | 0 | 0 | 0 | 0 | 0 | 0 | 0 | 0 | 0 | 0 | 0 | 0 | 0 | 0 | 0 | 0 | 0 | 0 | 0 | 1 | 0 | 0 | 0 | 0 | 2855.9218
2025-09-28 | 2848.233 | 0 | 1.2 | 1 | 0 | 0 | 0 | 0 | 0 | 0 | 0 | 0 | 0 | 0 | 0 | 0 | 0 | 0 | 0 | 0 | 0 | 0 | 0 | 0 | 1 | 0 | 0 | 0 | 2510.5469
2025-09-28 | 2619.652 | 0.3 | 0 | 1 | 0 | 0 | 0 | 0 | 0 | 0 | 0 | 0 | 0 | 0 | 0 | 0 | 0 | 0 | 0 | 0 | 0 | 0 | 0 | 0 | 0 | 1 | 0 | 0 | 2091.5081
2025-09-28 | 2421.367 | 1.9 | 0 | 1 | 0 | 0 | 0 | 0 | 0 | 0 | 0 | 0 | 0 | 0 | 0 | 0 | 0 | 0 | 0 | 0 | 0 | 0 | 0 | 0 | 0 | 0 | 1 | 0 | 1981.2611
2025-09-28 | 2319.269 | 2.3 | 0 | 1 | 0 | 0 | 0 | 0 | 0 | 0 | 0 | 0 | 0 | 0 | 0 | 0 | 0 | 0 | 0 | 0 | 0 | 0 | 0 | 0 | 0 | 0 | 0 | 1 | 1877.3758
2025-09-29 | 2232.787 | 3.6 | 0 | 0 | 1 | 0 | 0 | 0 | 0 | 0 | 0 | 0 | 0 | 0 | 0 | 0 | 0 | 0 | 0 | 0 | 0 | 0 | 0 | 0 | 0 | 0 | 0 | 0 | 2460.4833
2025-09-29 | 2218.672 | 3.1 | 0 | 0 | 0 | 1 | 0 | 0 | 0 | 0 | 0 | 0 | 0 | 0 | 0 | 0 | 0 | 0 | 0 | 0 | 0 | 0 | 0 | 0 | 0 | 0 | 0 | 0 | 2392.0715
2025-09-29 | 2227.826 | 4.3 | 0 | 0 | 0 | 0 | 1 | 0 | 0 | 0 | 0 | 0 | 0 | 0 | 0 | 0 | 0 | 0 | 0 | 0 | 0 | 0 | 0 | 0 | 0 | 0 | 0 | 0 | 2458.3483
2025-09-29 | 2256.889 | 4.1 | 0 | 0 | 0 | 0 | 0 | 1 | 0 | 0 | 0 | 0 | 0 | 0 | 0 | 0 | 0 | 0 | 0 | 0 | 0 | 0 | 0 | 0 | 0 | 0 | 0 | 0 | 2476.9103
2025-09-29 | 2335.091 | 6 | 0 | 0 | 0 | 0 | 0 | 0 | 1 | 0 | 0 | 0 | 0 | 0 | 0 | 0 | 0 | 0 | 0 | 0 | 0 | 0 | 0 | 0 | 0 | 0 | 0 | 0 | 2648.7995
2025-09-29 | 2537.775 | 6.6 | 0 | 0 | 0 | 0 | 0 | 0 | 0 | 1 | 0 | 0 | 0 | 0 | 0 | 0 | 0 | 0 | 0 | 0 | 0 | 0 | 0 | 0 | 0 | 0 | 0 | 0 | 2794.21
2025-09-29 | 2886.499 | 7 | 0 | 0 | 0 | 0 | 0 | 0 | 0 | 0 | 1 | 0 | 0 | 0 | 0 | 0 | 0 | 0 | 0 | 0 | 0 | 0 | 0 | 0 | 0 | 0 | 0 | 0 | 3161.8086
2025-09-29 | 3574.165 | 5.1 | 0 | 0 | 0 | 0 | 0 | 0 | 0 | 0 | 0 | 1 | 0 | 0 | 0 | 0 | 0 | 0 | 0 | 0 | 0 | 0 | 0 | 0 | 0 | 0 | 0 | 0 | 3538.359
2025-09-29 | 4154.847 | 1.2 | 0 | 0 | 0 | 0 | 0 | 0 | 0 | 0 | 0 | 0 | 1 | 0 | 0 | 0 | 0 | 0 | 0 | 0 | 0 | 0 | 0 | 0 | 0 | 0 | 0 | 0 | 3901.1013
2025-09-29 | 4532.694 | 0 | 1.1 | 0 | 0 | 0 | 0 | 0 | 0 | 0 | 0 | 0 | 0 | 1 | 0 | 0 | 0 | 0 | 0 | 0 | 0 | 0 | 0 | 0 | 0 | 0 | 0 | 0 | 4201.8023
2025-09-29 | 4809.781 | 0 | 3 | 0 | 0 | 0 | 0 | 0 | 0 | 0 | 0 | 0 | 0 | 0 | 1 | 0 | 0 | 0 | 0 | 0 | 0 | 0 | 0 | 0 | 0 | 0 | 0 | 0 | 4660.222
2025-09-29 | 4964.658 | 0 | 4.6 | 0 | 0 | 0 | 0 | 0 | 0 | 0 | 0 | 0 | 0 | 0 | 0 | 1 | 0 | 0 | 0 | 0 | 0 | 0 | 0 | 0 | 0 | 0 | 0 | 0 | 4918.3433
2025-09-29 | 5106.647 | 0 | 5.5 | 0 | 0 | 0 | 0 | 0 | 0 | 0 | 0 | 0 | 0 | 0 | 0 | 0 | 1 | 0 | 0 | 0 | 0 | 0 | 0 | 0 | 0 | 0 | 0 | 0 | 5026.2398
2025-09-29 | 5129.15 | 0 | 6.4 | 0 | 0 | 0 | 0 | 0 | 0 | 0 | 0 | 0 | 0 | 0 | 0 | 0 | 0 | 1 | 0 | 0 | 0 | 0 | 0 | 0 | 0 | 0 | 0 | 0 | 5149.1476
2025-09-29 | 5067.136 | 0 | 6.5 | 0 | 0 | 0 | 0 | 0 | 0 | 0 | 0 | 0 | 0 | 0 | 0 | 0 | 0 | 0 | 1 | 0 | 0 | 0 | 0 | 0 | 0 | 0 | 0 | 0 | 5110.7764
2025-09-29 | 4905.117 | 0 | 6.8 | 0 | 0 | 0 | 0 | 0 | 0 | 0 | 0 | 0 | 0 | 0 | 0 | 0 | 0 | 0 | 0 | 1 | 0 | 0 | 0 | 0 | 0 | 0 | 0 | 0 | 5024.0157
2025-09-29 | 4343.003 | 0 | 7.3 | 0 | 0 | 0 | 0 | 0 | 0 | 0 | 0 | 0 | 0 | 0 | 0 | 0 | 0 | 0 | 0 | 0 | 1 | 0 | 0 | 0 | 0 | 0 | 0 | 0 | 4802.9022
2025-09-29 | 3838.971 | 0 | 4.6 | 0 | 0 | 0 | 0 | 0 | 0 | 0 | 0 | 0 | 0 | 0 | 0 | 0 | 0 | 0 | 0 | 0 | 0 | 1 | 0 | 0 | 0 | 0 | 0 | 0 | 4108.5481
2025-09-29 | 3637.924 | 0 | 3.4 | 0 | 0 | 0 | 0 | 0 | 0 | 0 | 0 | 0 | 0 | 0 | 0 | 0 | 0 | 0 | 0 | 0 | 0 | 0 | 1 | 0 | 0 | 0 | 0 | 0 | 3745.1752
2025-09-29 | 3232.123 | 0 | 2.4 | 0 | 0 | 0 | 0 | 0 | 0 | 0 | 0 | 0 | 0 | 0 | 0 | 0 | 0 | 0 | 0 | 0 | 0 | 0 | 0 | 1 | 0 | 0 | 0 | 0 | 3443.0291
2025-09-29 | 2874.802 | 0 | 1.9 | 0 | 0 | 0 | 0 | 0 | 0 | 0 | 0 | 0 | 0 | 0 | 0 | 0 | 0 | 0 | 0 | 0 | 0 | 0 | 0 | 0 | 1 | 0 | 0 | 0 | 3185.1133
2025-09-29 | 2649.492 | 0 | 1.4 | 0 | 0 | 0 | 0 | 0 | 0 | 0 | 0 | 0 | 0 | 0 | 0 | 0 | 0 | 0 | 0 | 0 | 0 | 0 | 0 | 0 | 0 | 1 | 0 | 0 | 2848.3453
2025-09-29 | 2419.193 | 0 | 0 | 0 | 0 | 0 | 0 | 0 | 0 | 0 | 0 | 0 | 0 | 0 | 0 | 0 | 0 | 0 | 0 | 0 | 0 | 0 | 0 | 0 | 0 | 0 | 1 | 0 | 2428.6145
2025-09-29 | 2299.926 | 1.1 | 0 | 0 | 0 | 0 | 0 | 0 | 0 | 0 | 0 | 0 | 0 | 0 | 0 | 0 | 0 | 0 | 0 | 0 | 0 | 0 | 0 | 0 | 0 | 0 | 0 | 1 | 2370.8472
2025-09-30 | 2238.81 | 2 | 0 | 0 | 1 | 0 | 0 | 0 | 0 | 0 | 0 | 0 | 0 | 0 | 0 | 0 | 0 | 0 | 0 | 0 | 0 | 0 | 0 | 0 | 0 | 0 | 0 | 0 | 2355.0708
2025-09-30 | 2219.571 | 2.3 | 0 | 0 | 0 | 1 | 0 | 0 | 0 | 0 | 0 | 0 | 0 | 0 | 0 | 0 | 0 | 0 | 0 | 0 | 0 | 0 | 0 | 0 | 0 | 0 | 0 | 0 | 2339.3652
2025-09-30 | 2238.065 | 3.1 | 0 | 0 | 0 | 0 | 1 | 0 | 0 | 0 | 0 | 0 | 0 | 0 | 0 | 0 | 0 | 0 | 0 | 0 | 0 | 0 | 0 | 0 | 0 | 0 | 0 | 0 | 2379.2889
2025-09-30 | 2266.325 | 3.4 | 0 | 0 | 0 | 0 | 0 | 1 | 0 | 0 | 0 | 0 | 0 | 0 | 0 | 0 | 0 | 0 | 0 | 0 | 0 | 0 | 0 | 0 | 0 | 0 | 0 | 0 | 2430.7923
2025-09-30 | 2363.636 | 3.9 | 0 | 0 | 0 | 0 | 0 | 0 | 1 | 0 | 0 | 0 | 0 | 0 | 0 | 0 | 0 | 0 | 0 | 0 | 0 | 0 | 0 | 0 | 0 | 0 | 0 | 0 | 2510.4455
2025-09-30 | 2595.419 | 4.5 | 0 | 0 | 0 | 0 | 0 | 0 | 0 | 1 | 0 | 0 | 0 | 0 | 0 | 0 | 0 | 0 | 0 | 0 | 0 | 0 | 0 | 0 | 0 | 0 | 0 | 0 | 2655.856
2025-09-30 | 2964.83 | 4.3 | 0 | 0 | 0 | 0 | 0 | 0 | 0 | 0 | 1 | 0 | 0 | 0 | 0 | 0 | 0 | 0 | 0 | 0 | 0 | 0 | 0 | 0 | 0 | 0 | 0 | 0 | 2983.9249
2025-09-30 | 3572.812 | 4.2 | 0 | 0 | 0 | 0 | 0 | 0 | 0 | 0 | 0 | 1 | 0 | 0 | 0 | 0 | 0 | 0 | 0 | 0 | 0 | 0 | 0 | 0 | 0 | 0 | 0 | 0 | 3479.0644
2025-09-30 | 4154.836 | 1.9 | 0 | 0 | 0 | 0 | 0 | 0 | 0 | 0 | 0 | 0 | 1 | 0 | 0 | 0 | 0 | 0 | 0 | 0 | 0 | 0 | 0 | 0 | 0 | 0 | 0 | 0 | 3947.2193
2025-09-30 | 4550.908 | 0 | 0.2 | 0 | 0 | 0 | 0 | 0 | 0 | 0 | 0 | 0 | 0 | 1 | 0 | 0 | 0 | 0 | 0 | 0 | 0 | 0 | 0 | 0 | 0 | 0 | 0 | 0 | 4070.6138
2025-09-30 | 4841.129 | 0 | 2.1 | 0 | 0 | 0 | 0 | 0 | 0 | 0 | 0 | 0 | 0 | 0 | 1 | 0 | 0 | 0 | 0 | 0 | 0 | 0 | 0 | 0 | 0 | 0 | 0 | 0 | 4529.0334
2025-09-30 | 4937.847 | 0 | 3.1 | 0 | 0 | 0 | 0 | 0 | 0 | 0 | 0 | 0 | 0 | 0 | 0 | 1 | 0 | 0 | 0 | 0 | 0 | 0 | 0 | 0 | 0 | 0 | 0 | 0 | 4699.6956
2025-09-30 | 5043.713 | 0 | 3.8 | 0 | 0 | 0 | 0 | 0 | 0 | 0 | 0 | 0 | 0 | 0 | 0 | 0 | 1 | 0 | 0 | 0 | 0 | 0 | 0 | 0 | 0 | 0 | 0 | 0 | 4778.4391
2025-09-30 | 5144.166 | 0 | 3.8 | 0 | 0 | 0 | 0 | 0 | 0 | 0 | 0 | 0 | 0 | 0 | 0 | 0 | 0 | 1 | 0 | 0 | 0 | 0 | 0 | 0 | 0 | 0 | 0 | 0 | 4770.1584
2025-09-30 | 5063.807 | 0 | 3.8 | 0 | 0 | 0 | 0 | 0 | 0 | 0 | 0 | 0 | 0 | 0 | 0 | 0 | 0 | 0 | 1 | 0 | 0 | 0 | 0 | 0 | 0 | 0 | 0 | 0 | 4717.2107
2025-09-30 | 4871.612 | 0 | 3 | 0 | 0 | 0 | 0 | 0 | 0 | 0 | 0 | 0 | 0 | 0 | 0 | 0 | 0 | 0 | 0 | 1 | 0 | 0 | 0 | 0 | 0 | 0 | 0 | 0 | 4470.1083
2025-09-30 | 4300.356 | 0 | 3.3 | 0 | 0 | 0 | 0 | 0 | 0 | 0 | 0 | 0 | 0 | 0 | 0 | 0 | 0 | 0 | 0 | 0 | 1 | 0 | 0 | 0 | 0 | 0 | 0 | 0 | 4219.8418
2025-09-30 | 3864.045 | 0 | 2 | 0 | 0 | 0 | 0 | 0 | 0 | 0 | 0 | 0 | 0 | 0 | 0 | 0 | 0 | 0 | 0 | 0 | 0 | 1 | 0 | 0 | 0 | 0 | 0 | 0 | 3729.5589
2025-09-30 | 3678.208 | 0 | 1.3 | 0 | 0 | 0 | 0 | 0 | 0 | 0 | 0 | 0 | 0 | 0 | 0 | 0 | 0 | 0 | 0 | 0 | 0 | 0 | 1 | 0 | 0 | 0 | 0 | 0 | 3439.0685
2025-09-30 | 3205.482 | 0 | 0.5 | 0 | 0 | 0 | 0 | 0 | 0 | 0 | 0 | 0 | 0 | 0 | 0 | 0 | 0 | 0 | 0 | 0 | 0 | 0 | 0 | 1 | 0 | 0 | 0 | 0 | 3166.0754
2025-09-30 | 2874.901 | 0.2 | 0 | 0 | 0 | 0 | 0 | 0 | 0 | 0 | 0 | 0 | 0 | 0 | 0 | 0 | 0 | 0 | 0 | 0 | 0 | 0 | 0 | 0 | 1 | 0 | 0 | 0 | 2921.3362
2025-09-30 | 2553.193 | 0.6 | 0 | 0 | 0 | 0 | 0 | 0 | 0 | 0 | 0 | 0 | 0 | 0 | 0 | 0 | 0 | 0 | 0 | 0 | 0 | 0 | 0 | 0 | 0 | 1 | 0 | 0 | 2683.8038
2025-09-30 | 2369.048 | 1.7 | 0 | 0 | 0 | 0 | 0 | 0 | 0 | 0 | 0 | 0 | 0 | 0 | 0 | 0 | 0 | 0 | 0 | 0 | 0 | 0 | 0 | 0 | 0 | 0 | 1 | 0 | 2540.6154
2025-09-30 | 2262.208 | 2.2 | 0 | 0 | 0 | 0 | 0 | 0 | 0 | 0 | 0 | 0 | 0 | 0 | 0 | 0 | 0 | 0 | 0 | 0 | 0 | 0 | 0 | 0 | 0 | 0 | 0 | 1 | 2443.3184
2025-10-01 | 2228.874 | 3.4 | 0 | 0 | 1 | 0 | 0 | 0 | 0 | 0 | 0 | 0 | 0 | 0 | 0 | 0 | 0 | 0 | 0 | 0 | 0 | 0 | 0 | 0 | 0 | 0 | 0 | 0 | 2447.3068
2025-10-01 | 2176.547 | 4.4 | 0 | 0 | 0 | 1 | 0 | 0 | 0 | 0 | 0 | 0 | 0 | 0 | 0 | 0 | 0 | 0 | 0 | 0 | 0 | 0 | 0 | 0 | 0 | 0 | 0 | 0 | 2477.7192
2025-10-01 | 2177.859 | 5.1 | 0 | 0 | 0 | 0 | 1 | 0 | 0 | 0 | 0 | 0 | 0 | 0 | 0 | 0 | 0 | 0 | 0 | 0 | 0 | 0 | 0 | 0 | 0 | 0 | 0 | 0 | 2511.0546
2025-10-01 | 2234.647 | 7.1 | 0 | 0 | 0 | 0 | 0 | 1 | 0 | 0 | 0 | 0 | 0 | 0 | 0 | 0 | 0 | 0 | 0 | 0 | 0 | 0 | 0 | 0 | 0 | 0 | 0 | 0 | 2674.5589
2025-10-01 | 2327.66 | 7.9 | 0 | 0 | 0 | 0 | 0 | 0 | 1 | 0 | 0 | 0 | 0 | 0 | 0 | 0 | 0 | 0 | 0 | 0 | 0 | 0 | 0 | 0 | 0 | 0 | 0 | 0 | 2773.9769
2025-10-01 | 2523.027 | 8.4 | 0 | 0 | 0 | 0 | 0 | 0 | 0 | 1 | 0 | 0 | 0 | 0 | 0 | 0 | 0 | 0 | 0 | 0 | 0 | 0 | 0 | 0 | 0 | 0 | 0 | 0 | 2912.7991
2025-10-01 | 2935.681 | 9.2 | 0 | 0 | 0 | 0 | 0 | 0 | 0 | 0 | 1 | 0 | 0 | 0 | 0 | 0 | 0 | 0 | 0 | 0 | 0 | 0 | 0 | 0 | 0 | 0 | 0 | 0 | 3306.7509
2025-10-01 | 3490.399 | 8.5 | 0 | 0 | 0 | 0 | 0 | 0 | 0 | 0 | 0 | 1 | 0 | 0 | 0 | 0 | 0 | 0 | 0 | 0 | 0 | 0 | 0 | 0 | 0 | 0 | 0 | 0 | 3762.3607
2025-10-01 | 3967.645 | 6.3 | 0 | 0 | 0 | 0 | 0 | 0 | 0 | 0 | 0 | 0 | 1 | 0 | 0 | 0 | 0 | 0 | 0 | 0 | 0 | 0 | 0 | 0 | 0 | 0 | 0 | 0 | 4237.1039
2025-10-01 | 4237.798 | 4.6 | 0 | 0 | 0 | 0 | 0 | 0 | 0 | 0 | 0 | 0 | 0 | 1 | 0 | 0 | 0 | 0 | 0 | 0 | 0 | 0 | 0 | 0 | 0 | 0 | 0 | 0 | 4344.5219
2025-10-01 | 4458.411 | 3.4 | 0 | 0 | 0 | 0 | 0 | 0 | 0 | 0 | 0 | 0 | 0 | 0 | 1 | 0 | 0 | 0 | 0 | 0 | 0 | 0 | 0 | 0 | 0 | 0 | 0 | 0 | 4446.9284
2025-10-01 | 4546.926 | 2.4 | 0 | 0 | 0 | 0 | 0 | 0 | 0 | 0 | 0 | 0 | 0 | 0 | 0 | 1 | 0 | 0 | 0 | 0 | 0 | 0 | 0 | 0 | 0 | 0 | 0 | 0 | 4405.9427
2025-10-01 | 4658.104 | 1.3 | 0 | 0 | 0 | 0 | 0 | 0 | 0 | 0 | 0 | 0 | 0 | 0 | 0 | 0 | 1 | 0 | 0 | 0 | 0 | 0 | 0 | 0 | 0 | 0 | 0 | 0 | 4310.1794
2025-10-01 | 4707.234 | 0.9 | 0 | 0 | 0 | 0 | 0 | 0 | 0 | 0 | 0 | 0 | 0 | 0 | 0 | 0 | 0 | 1 | 0 | 0 | 0 | 0 | 0 | 0 | 0 | 0 | 0 | 0 | 4275.5456
2025-10-01 | 4603.774 | 1.2 | 0 | 0 | 0 | 0 | 0 | 0 | 0 | 0 | 0 | 0 | 0 | 0 | 0 | 0 | 0 | 0 | 1 | 0 | 0 | 0 | 0 | 0 | 0 | 0 | 0 | 0 | 4242.3627
2025-10-01 | 4430.587 | 1.1 | 0 | 0 | 0 | 0 | 0 | 0 | 0 | 0 | 0 | 0 | 0 | 0 | 0 | 0 | 0 | 0 | 0 | 1 | 0 | 0 | 0 | 0 | 0 | 0 | 0 | 0 | 4105.2842
2025-10-01 | 3936.947 | 1.7 | 0 | 0 | 0 | 0 | 0 | 0 | 0 | 0 | 0 | 0 | 0 | 0 | 0 | 0 | 0 | 0 | 0 | 0 | 1 | 0 | 0 | 0 | 0 | 0 | 0 | 0 | 3850.8178
2025-10-01 | 3522.764 | 2.5 | 0 | 0 | 0 | 0 | 0 | 0 | 0 | 0 | 0 | 0 | 0 | 0 | 0 | 0 | 0 | 0 | 0 | 0 | 0 | 1 | 0 | 0 | 0 | 0 | 0 | 0 | 3602.7358
2025-10-01 | 3399.249 | 3.5 | 0 | 0 | 0 | 0 | 0 | 0 | 0 | 0 | 0 | 0 | 0 | 0 | 0 | 0 | 0 | 0 | 0 | 0 | 0 | 0 | 1 | 0 | 0 | 0 | 0 | 0 | 3480.1638
2025-10-01 | 3125.047 | 3.8 | 0 | 0 | 0 | 0 | 0 | 0 | 0 | 0 | 0 | 0 | 0 | 0 | 0 | 0 | 0 | 0 | 0 | 0 | 0 | 0 | 0 | 1 | 0 | 0 | 0 | 0 | 3343.5477
2025-10-01 | 2813.255 | 4.1 | 0 | 0 | 0 | 0 | 0 | 0 | 0 | 0 | 0 | 0 | 0 | 0 | 0 | 0 | 0 | 0 | 0 | 0 | 0 | 0 | 0 | 0 | 1 | 0 | 0 | 0 | 3178.2793
2025-10-01 | 2564.396 | 4.4 | 0 | 0 | 0 | 0 | 0 | 0 | 0 | 0 | 0 | 0 | 0 | 0 | 0 | 0 | 0 | 0 | 0 | 0 | 0 | 0 | 0 | 0 | 0 | 1 | 0 | 0 | 2934.1587
2025-10-01 | 2349.091 | 4.8 | 0 | 0 | 0 | 0 | 0 | 0 | 0 | 0 | 0 | 0 | 0 | 0 | 0 | 0 | 0 | 0 | 0 | 0 | 0 | 0 | 0 | 0 | 0 | 0 | 1 | 0 | 2744.8522
2025-10-01 | 2246.557 | 5.3 | 0 | 0 | 0 | 0 | 0 | 0 | 0 | 0 | 0 | 0 | 0 | 0 | 0 | 0 | 0 | 0 | 0 | 0 | 0 | 0 | 0 | 0 | 0 | 0 | 0 | 1 | 2647.5552
2025-10-02 | 2202.769 | 5.6 | 0 | 0 | 1 | 0 | 0 | 0 | 0 | 0 | 0 | 0 | 0 | 0 | 0 | 0 | 0 | 0 | 0 | 0 | 0 | 0 | 0 | 0 | 0 | 0 | 0 | 0 | 2592.249
2025-10-02 | 2174.188 | 6 | 0 | 0 | 0 | 1 | 0 | 0 | 0 | 0 | 0 | 0 | 0 | 0 | 0 | 0 | 0 | 0 | 0 | 0 | 0 | 0 | 0 | 0 | 0 | 0 | 0 | 0 | 2583.1318
2025-10-02 | 2183.528 | 7.2 | 0 | 0 | 0 | 0 | 1 | 0 | 0 | 0 | 0 | 0 | 0 | 0 | 0 | 0 | 0 | 0 | 0 | 0 | 0 | 0 | 0 | 0 | 0 | 0 | 0 | 0 | 2649.4086
2025-10-02 | 2222.108 | 7.9 | 0 | 0 | 0 | 0 | 0 | 1 | 0 | 0 | 0 | 0 | 0 | 0 | 0 | 0 | 0 | 0 | 0 | 0 | 0 | 0 | 0 | 0 | 0 | 0 | 0 | 0 | 2727.2651
2025-10-02 | 2334.615 | 7.8 | 0 | 0 | 0 | 0 | 0 | 0 | 1 | 0 | 0 | 0 | 0 | 0 | 0 | 0 | 0 | 0 | 0 | 0 | 0 | 0 | 0 | 0 | 0 | 0 | 0 | 0 | 2767.3886
2025-10-02 | 2560.763 | 8.2 | 0 | 0 | 0 | 0 | 0 | 0 | 0 | 1 | 0 | 0 | 0 | 0 | 0 | 0 | 0 | 0 | 0 | 0 | 0 | 0 | 0 | 0 | 0 | 0 | 0 | 0 | 2899.6225
2025-10-02 | 2944.41 | 8 | 0 | 0 | 0 | 0 | 0 | 0 | 0 | 0 | 1 | 0 | 0 | 0 | 0 | 0 | 0 | 0 | 0 | 0 | 0 | 0 | 0 | 0 | 0 | 0 | 0 | 0 | 3227.6915
2025-10-02 | 3429.801 | 7.7 | 0 | 0 | 0 | 0 | 0 | 0 | 0 | 0 | 0 | 1 | 0 | 0 | 0 | 0 | 0 | 0 | 0 | 0 | 0 | 0 | 0 | 0 | 0 | 0 | 0 | 0 | 3709.6544
2025-10-02 | 3955.467 | 4.9 | 0 | 0 | 0 | 0 | 0 | 0 | 0 | 0 | 0 | 0 | 1 | 0 | 0 | 0 | 0 | 0 | 0 | 0 | 0 | 0 | 0 | 0 | 0 | 0 | 0 | 0 | 4144.8679
2025-10-02 | 4316.244 | 3 | 0 | 0 | 0 | 0 | 0 | 0 | 0 | 0 | 0 | 0 | 0 | 1 | 0 | 0 | 0 | 0 | 0 | 0 | 0 | 0 | 0 | 0 | 0 | 0 | 0 | 0 | 4239.1093
2025-10-02 | 4518.842 | 1.5 | 0 | 0 | 0 | 0 | 0 | 0 | 0 | 0 | 0 | 0 | 0 | 0 | 1 | 0 | 0 | 0 | 0 | 0 | 0 | 0 | 0 | 0 | 0 | 0 | 0 | 0 | 4321.751
2025-10-02 | 4567.139 | 0.6 | 0 | 0 | 0 | 0 | 0 | 0 | 0 | 0 | 0 | 0 | 0 | 0 | 0 | 1 | 0 | 0 | 0 | 0 | 0 | 0 | 0 | 0 | 0 | 0 | 0 | 0 | 4287.3535
2025-10-02 | 4612.178 | 0.1 | 0 | 0 | 0 | 0 | 0 | 0 | 0 | 0 | 0 | 0 | 0 | 0 | 0 | 0 | 1 | 0 | 0 | 0 | 0 | 0 | 0 | 0 | 0 | 0 | 0 | 0 | 4231.12
2025-10-02 | 4721.977 | 0.1 | 0 | 0 | 0 | 0 | 0 | 0 | 0 | 0 | 0 | 0 | 0 | 0 | 0 | 0 | 0 | 1 | 0 | 0 | 0 | 0 | 0 | 0 | 0 | 0 | 0 | 0 | 4222.8393
2025-10-02 | 4624.979 | 0 | 0.5 | 0 | 0 | 0 | 0 | 0 | 0 | 0 | 0 | 0 | 0 | 0 | 0 | 0 | 0 | 0 | 1 | 0 | 0 | 0 | 0 | 0 | 0 | 0 | 0 | 0 | 4236.1859
2025-10-02 | 4388.986 | 0.1 | 0 | 0 | 0 | 0 | 0 | 0 | 0 | 0 | 0 | 0 | 0 | 0 | 0 | 0 | 0 | 0 | 0 | 1 | 0 | 0 | 0 | 0 | 0 | 0 | 0 | 0 | 4039.4013
2025-10-02 | 3900.011 | 0 | 0 | 0 | 0 | 0 | 0 | 0 | 0 | 0 | 0 | 0 | 0 | 0 | 0 | 0 | 0 | 0 | 0 | 0 | 1 | 0 | 0 | 0 | 0 | 0 | 0 | 0 | 3738.817
2025-10-02 | 3579.036 | 0.9 | 0 | 0 | 0 | 0 | 0 | 0 | 0 | 0 | 0 | 0 | 0 | 0 | 0 | 0 | 0 | 0 | 0 | 0 | 0 | 1 | 0 | 0 | 0 | 0 | 0 | 0 | 3497.3233
2025-10-02 | 3460.46 | 2.3 | 0 | 0 | 0 | 0 | 0 | 0 | 0 | 0 | 0 | 0 | 0 | 0 | 0 | 0 | 0 | 0 | 0 | 0 | 0 | 0 | 1 | 0 | 0 | 0 | 0 | 0 | 3401.1044
2025-10-02 | 3211.561 | 3.3 | 0 | 0 | 0 | 0 | 0 | 0 | 0 | 0 | 0 | 0 | 0 | 0 | 0 | 0 | 0 | 0 | 0 | 0 | 0 | 0 | 0 | 1 | 0 | 0 | 0 | 0 | 3310.6063
2025-10-02 | 2951.912 | 3.4 | 0 | 0 | 0 | 0 | 0 | 0 | 0 | 0 | 0 | 0 | 0 | 0 | 0 | 0 | 0 | 0 | 0 | 0 | 0 | 0 | 0 | 0 | 1 | 0 | 0 | 0 | 3132.1613
2025-10-02 | 2675.47 | 3.6 | 0 | 0 | 0 | 0 | 0 | 0 | 0 | 0 | 0 | 0 | 0 | 0 | 0 | 0 | 0 | 0 | 0 | 0 | 0 | 0 | 0 | 0 | 0 | 1 | 0 | 0 | 2881.4524
2025-10-02 | 2377.879 | 4.1 | 0 | 0 | 0 | 0 | 0 | 0 | 0 | 0 | 0 | 0 | 0 | 0 | 0 | 0 | 0 | 0 | 0 | 0 | 0 | 0 | 0 | 0 | 0 | 0 | 1 | 0 | 2698.7342
2025-10-02 | 2300.275 | 4.4 | 0 | 0 | 0 | 0 | 0 | 0 | 0 | 0 | 0 | 0 | 0 | 0 | 0 | 0 | 0 | 0 | 0 | 0 | 0 | 0 | 0 | 0 | 0 | 0 | 0 | 1 | 2588.2606
2025-10-03 | 2236.339 | 6 | 0 | 0 | 1 | 0 | 0 | 0 | 0 | 0 | 0 | 0 | 0 | 0 | 0 | 0 | 0 | 0 | 0 | 0 | 0 | 0 | 0 | 0 | 0 | 0 | 0 | 0 | 2618.6022
2025-10-03 | 2210.723 | 6.8 | 0 | 0 | 0 | 1 | 0 | 0 | 0 | 0 | 0 | 0 | 0 | 0 | 0 | 0 | 0 | 0 | 0 | 0 | 0 | 0 | 0 | 0 | 0 | 0 | 0 | 0 | 2635.8381
2025-10-03 | 2192.277 | 7.2 | 0 | 0 | 0 | 0 | 1 | 0 | 0 | 0 | 0 | 0 | 0 | 0 | 0 | 0 | 0 | 0 | 0 | 0 | 0 | 0 | 0 | 0 | 0 | 0 | 0 | 0 | 2649.4086
2025-10-03 | 2234.848 | 7.1 | 0 | 0 | 0 | 0 | 0 | 1 | 0 | 0 | 0 | 0 | 0 | 0 | 0 | 0 | 0 | 0 | 0 | 0 | 0 | 0 | 0 | 0 | 0 | 0 | 0 | 0 | 2674.5589
2025-10-03 | 2366.048 | 8.3 | 0 | 0 | 0 | 0 | 0 | 0 | 1 | 0 | 0 | 0 | 0 | 0 | 0 | 0 | 0 | 0 | 0 | 0 | 0 | 0 | 0 | 0 | 0 | 0 | 0 | 0 | 2800.3301
2025-10-03 | 2531.345 | 8.3 | 0 | 0 | 0 | 0 | 0 | 0 | 0 | 1 | 0 | 0 | 0 | 0 | 0 | 0 | 0 | 0 | 0 | 0 | 0 | 0 | 0 | 0 | 0 | 0 | 0 | 0 | 2906.2108
2025-10-03 | 2930.49 | 7.8 | 0 | 0 | 0 | 0 | 0 | 0 | 0 | 0 | 1 | 0 | 0 | 0 | 0 | 0 | 0 | 0 | 0 | 0 | 0 | 0 | 0 | 0 | 0 | 0 | 0 | 0 | 3214.5149
2025-10-03 | 3485.195 | 7 | 0 | 0 | 0 | 0 | 0 | 0 | 0 | 0 | 0 | 1 | 0 | 0 | 0 | 0 | 0 | 0 | 0 | 0 | 0 | 0 | 0 | 0 | 0 | 0 | 0 | 0 | 3663.5364
2025-10-03 | 3989.619 | 4.2 | 0 | 0 | 0 | 0 | 0 | 0 | 0 | 0 | 0 | 0 | 1 | 0 | 0 | 0 | 0 | 0 | 0 | 0 | 0 | 0 | 0 | 0 | 0 | 0 | 0 | 0 | 4098.7499
2025-10-03 | 4404.559 | 1.4 | 0 | 0 | 0 | 0 | 0 | 0 | 0 | 0 | 0 | 0 | 0 | 1 | 0 | 0 | 0 | 0 | 0 | 0 | 0 | 0 | 0 | 0 | 0 | 0 | 0 | 0 | 4133.6967
2025-10-03 | 4717.599 | 0 | 1.2 | 0 | 0 | 0 | 0 | 0 | 0 | 0 | 0 | 0 | 0 | 0 | 1 | 0 | 0 | 0 | 0 | 0 | 0 | 0 | 0 | 0 | 0 | 0 | 0 | 0 | 4397.8448
2025-10-03 | 4749.22 | 0 | 3.4 | 0 | 0 | 0 | 0 | 0 | 0 | 0 | 0 | 0 | 0 | 0 | 0 | 1 | 0 | 0 | 0 | 0 | 0 | 0 | 0 | 0 | 0 | 0 | 0 | 0 | 4743.4251
2025-10-03 | 4848.84 | 0 | 4.4 | 0 | 0 | 0 | 0 | 0 | 0 | 0 | 0 | 0 | 0 | 0 | 0 | 0 | 1 | 0 | 0 | 0 | 0 | 0 | 0 | 0 | 0 | 0 | 0 | 0 | 4865.8982
2025-10-03 | 4866.921 | 0 | 5.4 | 0 | 0 | 0 | 0 | 0 | 0 | 0 | 0 | 0 | 0 | 0 | 0 | 0 | 0 | 1 | 0 | 0 | 0 | 0 | 0 | 0 | 0 | 0 | 0 | 0 | 5003.3825
2025-10-03 | 4734.804 | 0 | 5.8 | 0 | 0 | 0 | 0 | 0 | 0 | 0 | 0 | 0 | 0 | 0 | 0 | 0 | 0 | 0 | 1 | 0 | 0 | 0 | 0 | 0 | 0 | 0 | 0 | 0 | 5008.7408
2025-10-03 | 4538.13 | 0 | 5.8 | 0 | 0 | 0 | 0 | 0 | 0 | 0 | 0 | 0 | 0 | 0 | 0 | 0 | 0 | 0 | 0 | 1 | 0 | 0 | 0 | 0 | 0 | 0 | 0 | 0 | 4878.2506
2025-10-03 | 4107.751 | 0 | 5.4 | 0 | 0 | 0 | 0 | 0 | 0 | 0 | 0 | 0 | 0 | 0 | 0 | 0 | 0 | 0 | 0 | 0 | 1 | 0 | 0 | 0 | 0 | 0 | 0 | 0 | 4525.9485
2025-10-03 | 3744.006 | 0 | 4.4 | 0 | 0 | 0 | 0 | 0 | 0 | 0 | 0 | 0 | 0 | 0 | 0 | 0 | 0 | 0 | 0 | 0 | 0 | 1 | 0 | 0 | 0 | 0 | 0 | 0 | 4079.3951
2025-10-03 | 3585.932 | 0 | 3 | 0 | 0 | 0 | 0 | 0 | 0 | 0 | 0 | 0 | 0 | 0 | 0 | 0 | 0 | 0 | 0 | 0 | 0 | 0 | 1 | 0 | 0 | 0 | 0 | 0 | 3686.8691
2025-10-03 | 3280.053 | 0 | 2.7 | 0 | 0 | 0 | 0 | 0 | 0 | 0 | 0 | 0 | 0 | 0 | 0 | 0 | 0 | 0 | 0 | 0 | 0 | 0 | 0 | 1 | 0 | 0 | 0 | 0 | 3486.7587
2025-10-03 | 2987 | 0 | 2.1 | 0 | 0 | 0 | 0 | 0 | 0 | 0 | 0 | 0 | 0 | 0 | 0 | 0 | 0 | 0 | 0 | 0 | 0 | 0 | 0 | 0 | 1 | 0 | 0 | 0 | 3214.2663
2025-10-03 | 2707.806 | 0 | 1.1 | 0 | 0 | 0 | 0 | 0 | 0 | 0 | 0 | 0 | 0 | 0 | 0 | 0 | 0 | 0 | 0 | 0 | 0 | 0 | 0 | 0 | 0 | 1 | 0 | 0 | 2804.6157
2025-10-03 | 2470.259 | 0 | 0 | 0 | 0 | 0 | 0 | 0 | 0 | 0 | 0 | 0 | 0 | 0 | 0 | 0 | 0 | 0 | 0 | 0 | 0 | 0 | 0 | 0 | 0 | 0 | 1 | 0 | 2428.6145
2025-10-03 | 2340.563 | 1.1 | 0 | 0 | 0 | 0 | 0 | 0 | 0 | 0 | 0 | 0 | 0 | 0 | 0 | 0 | 0 | 0 | 0 | 0 | 0 | 0 | 0 | 0 | 0 | 0 | 0 | 1 | 2370.8472
2025-10-04 | 2284.693 | 1.3 | 0 | 1 | 1 | 0 | 0 | 0 | 0 | 0 | 0 | 0 | 0 | 0 | 0 | 0 | 0 | 0 | 0 | 0 | 0 | 0 | 0 | 0 | 0 | 0 | 0 | 0 | 1736.4219
2025-10-04 | 2235.161 | 0.5 | 0 | 1 | 0 | 1 | 0 | 0 | 0 | 0 | 0 | 0 | 0 | 0 | 0 | 0 | 0 | 0 | 0 | 0 | 0 | 0 | 0 | 0 | 0 | 0 | 0 | 0 | 1648.2452
2025-10-04 | 2219.581 | 1.6 | 0 | 1 | 0 | 0 | 1 | 0 | 0 | 0 | 0 | 0 | 0 | 0 | 0 | 0 | 0 | 0 | 0 | 0 | 0 | 0 | 0 | 0 | 0 | 0 | 0 | 0 | 1707.9338
2025-10-04 | 2266.181 | 1.2 | 0 | 1 | 0 | 0 | 0 | 1 | 0 | 0 | 0 | 0 | 0 | 0 | 0 | 0 | 0 | 0 | 0 | 0 | 0 | 0 | 0 | 0 | 0 | 0 | 0 | 0 | 1713.3192
2025-10-04 | 2312.893 | 1.3 | 0 | 1 | 0 | 0 | 0 | 0 | 1 | 0 | 0 | 0 | 0 | 0 | 0 | 0 | 0 | 0 | 0 | 0 | 0 | 0 | 0 | 0 | 0 | 0 | 0 | 0 | 1766.6193
2025-10-04 | 2417.387 | 2.9 | 0 | 1 | 0 | 0 | 0 | 0 | 0 | 1 | 0 | 0 | 0 | 0 | 0 | 0 | 0 | 0 | 0 | 0 | 0 | 0 | 0 | 0 | 0 | 0 | 0 | 0 | 1977.9126
2025-10-04 | 2521.282 | 1.7 | 0 | 1 | 0 | 0 | 0 | 0 | 0 | 0 | 1 | 0 | 0 | 0 | 0 | 0 | 0 | 0 | 0 | 0 | 0 | 0 | 0 | 0 | 0 | 0 | 0 | 0 | 2240.0987
2025-10-04 | 2839.47 | 1.2 | 0 | 1 | 0 | 0 | 0 | 0 | 0 | 0 | 0 | 1 | 0 | 0 | 0 | 0 | 0 | 0 | 0 | 0 | 0 | 0 | 0 | 0 | 0 | 0 | 0 | 0 | 2708.885
2025-10-04 | 3293.31 | 0 | 1 | 1 | 0 | 0 | 0 | 0 | 0 | 0 | 0 | 0 | 1 | 0 | 0 | 0 | 0 | 0 | 0 | 0 | 0 | 0 | 0 | 0 | 0 | 0 | 0 | 0 | 3395.2762
2025-10-04 | 3776.952 | 0 | 2.7 | 1 | 0 | 0 | 0 | 0 | 0 | 0 | 0 | 0 | 0 | 1 | 0 | 0 | 0 | 0 | 0 | 0 | 0 | 0 | 0 | 0 | 0 | 0 | 0 | 0 | 3862.4956
2025-10-04 | 4016.827 | 0 | 4.8 | 1 | 0 | 0 | 0 | 0 | 0 | 0 | 0 | 0 | 0 | 0 | 1 | 0 | 0 | 0 | 0 | 0 | 0 | 0 | 0 | 0 | 0 | 0 | 0 | 0 | 4350.0683
2025-10-04 | 4166.901 | 0 | 7.8 | 1 | 0 | 0 | 0 | 0 | 0 | 0 | 0 | 0 | 0 | 0 | 0 | 1 | 0 | 0 | 0 | 0 | 0 | 0 | 0 | 0 | 0 | 0 | 0 | 0 | 4812.2607
2025-10-04 | 4288.24 | 0 | 7.2 | 1 | 0 | 0 | 0 | 0 | 0 | 0 | 0 | 0 | 0 | 0 | 0 | 0 | 1 | 0 | 0 | 0 | 0 | 0 | 0 | 0 | 0 | 0 | 0 | 0 | 4701.5096
2025-10-04 | 4234.157 | 0 | 8.3 | 1 | 0 | 0 | 0 | 0 | 0 | 0 | 0 | 0 | 0 | 0 | 0 | 0 | 0 | 1 | 0 | 0 | 0 | 0 | 0 | 0 | 0 | 0 | 0 | 0 | 4853.5705
2025-10-04 | 4162.652 | 0 | 8.4 | 1 | 0 | 0 | 0 | 0 | 0 | 0 | 0 | 0 | 0 | 0 | 0 | 0 | 0 | 0 | 1 | 0 | 0 | 0 | 0 | 0 | 0 | 0 | 0 | 0 | 4815.1992
2025-10-04 | 4002.711 | 0 | 8.4 | 1 | 0 | 0 | 0 | 0 | 0 | 0 | 0 | 0 | 0 | 0 | 0 | 0 | 0 | 0 | 0 | 1 | 0 | 0 | 0 | 0 | 0 | 0 | 0 | 0 | 4684.709
2025-10-04 | 3737.628 | 0 | 7.9 | 1 | 0 | 0 | 0 | 0 | 0 | 0 | 0 | 0 | 0 | 0 | 0 | 0 | 0 | 0 | 0 | 0 | 1 | 0 | 0 | 0 | 0 | 0 | 0 | 0 | 4317.8304
2025-10-04 | 3563.423 | 0 | 7.1 | 1 | 0 | 0 | 0 | 0 | 0 | 0 | 0 | 0 | 0 | 0 | 0 | 0 | 0 | 0 | 0 | 0 | 0 | 1 | 0 | 0 | 0 | 0 | 0 | 0 | 3900.43
2025-10-04 | 3487.384 | 0 | 6.2 | 1 | 0 | 0 | 0 | 0 | 0 | 0 | 0 | 0 | 0 | 0 | 0 | 0 | 0 | 0 | 0 | 0 | 0 | 0 | 1 | 0 | 0 | 0 | 0 | 0 | 3580.7866
2025-10-04 | 3275.986 | 0 | 5.4 | 1 | 0 | 0 | 0 | 0 | 0 | 0 | 0 | 0 | 0 | 0 | 0 | 0 | 0 | 0 | 0 | 0 | 0 | 0 | 0 | 1 | 0 | 0 | 0 | 0 | 3307.7936
2025-10-04 | 2983.537 | 0 | 4.5 | 1 | 0 | 0 | 0 | 0 | 0 | 0 | 0 | 0 | 0 | 0 | 0 | 0 | 0 | 0 | 0 | 0 | 0 | 0 | 0 | 0 | 1 | 0 | 0 | 0 | 2991.5717
2025-10-04 | 2718.491 | 0 | 3.7 | 1 | 0 | 0 | 0 | 0 | 0 | 0 | 0 | 0 | 0 | 0 | 0 | 0 | 0 | 0 | 0 | 0 | 0 | 0 | 0 | 0 | 0 | 1 | 0 | 0 | 2611.0741
2025-10-04 | 2526.324 | 0 | 3.4 | 1 | 0 | 0 | 0 | 0 | 0 | 0 | 0 | 0 | 0 | 0 | 0 | 0 | 0 | 0 | 0 | 0 | 0 | 0 | 0 | 0 | 0 | 0 | 1 | 0 | 2351.685
2025-10-04 | 2372.539 | 0 | 2.2 | 1 | 0 | 0 | 0 | 0 | 0 | 0 | 0 | 0 | 0 | 0 | 0 | 0 | 0 | 0 | 0 | 0 | 0 | 0 | 0 | 0 | 0 | 0 | 0 | 1 | 2046.5284
2025-10-05 | 2302.259 | 0 | 1.3 | 1 | 1 | 0 | 0 | 0 | 0 | 0 | 0 | 0 | 0 | 0 | 0 | 0 | 0 | 0 | 0 | 0 | 0 | 0 | 0 | 0 | 0 | 0 | 0 | 0 | 1840.2688
2025-10-05 | 2251.768 | 0 | 0.1 | 1 | 0 | 1 | 0 | 0 | 0 | 0 | 0 | 0 | 0 | 0 | 0 | 0 | 0 | 0 | 0 | 0 | 0 | 0 | 0 | 0 | 0 | 0 | 0 | 0 | 1629.8803
2025-10-05 | 2220.935 | 1.2 | 0 | 1 | 0 | 0 | 1 | 0 | 0 | 0 | 0 | 0 | 0 | 0 | 0 | 0 | 0 | 0 | 0 | 0 | 0 | 0 | 0 | 0 | 0 | 0 | 0 | 0 | 1681.5807
2025-10-05 | 2246.318 | 1.4 | 0 | 1 | 0 | 0 | 0 | 1 | 0 | 0 | 0 | 0 | 0 | 0 | 0 | 0 | 0 | 0 | 0 | 0 | 0 | 0 | 0 | 0 | 0 | 0 | 0 | 0 | 1726.4958
2025-10-05 | 2276.969 | 1.7 | 0 | 1 | 0 | 0 | 0 | 0 | 1 | 0 | 0 | 0 | 0 | 0 | 0 | 0 | 0 | 0 | 0 | 0 | 0 | 0 | 0 | 0 | 0 | 0 | 0 | 0 | 1792.9724
2025-10-05 | 2352.068 | 2.5 | 0 | 1 | 0 | 0 | 0 | 0 | 0 | 1 | 0 | 0 | 0 | 0 | 0 | 0 | 0 | 0 | 0 | 0 | 0 | 0 | 0 | 0 | 0 | 0 | 0 | 0 | 1951.5594
2025-10-05 | 2391.903 | 1.4 | 0 | 1 | 0 | 0 | 0 | 0 | 0 | 0 | 1 | 0 | 0 | 0 | 0 | 0 | 0 | 0 | 0 | 0 | 0 | 0 | 0 | 0 | 0 | 0 | 0 | 0 | 2220.3338
2025-10-05 | 2574.605 | 1.3 | 0 | 1 | 0 | 0 | 0 | 0 | 0 | 0 | 0 | 1 | 0 | 0 | 0 | 0 | 0 | 0 | 0 | 0 | 0 | 0 | 0 | 0 | 0 | 0 | 0 | 0 | 2715.4733
2025-10-05 | 2953.966 | 0 | 1 | 1 | 0 | 0 | 0 | 0 | 0 | 0 | 0 | 0 | 1 | 0 | 0 | 0 | 0 | 0 | 0 | 0 | 0 | 0 | 0 | 0 | 0 | 0 | 0 | 0 | 3395.2762
2025-10-05 | 3381.921 | 0 | 3.1 | 1 | 0 | 0 | 0 | 0 | 0 | 0 | 0 | 0 | 0 | 1 | 0 | 0 | 0 | 0 | 0 | 0 | 0 | 0 | 0 | 0 | 0 | 0 | 0 | 0 | 3920.8017
2025-10-05 | 3652.605 | 0 | 5.3 | 1 | 0 | 0 | 0 | 0 | 0 | 0 | 0 | 0 | 0 | 0 | 1 | 0 | 0 | 0 | 0 | 0 | 0 | 0 | 0 | 0 | 0 | 0 | 0 | 0 | 4422.9509
2025-10-05 | 3811.799 | 0 | 6.6 | 1 | 0 | 0 | 0 | 0 | 0 | 0 | 0 | 0 | 0 | 0 | 0 | 1 | 0 | 0 | 0 | 0 | 0 | 0 | 0 | 0 | 0 | 0 | 0 | 0 | 4637.3426
2025-10-05 | 3917.754 | 0 | 7.4 | 1 | 0 | 0 | 0 | 0 | 0 | 0 | 0 | 0 | 0 | 0 | 0 | 0 | 1 | 0 | 0 | 0 | 0 | 0 | 0 | 0 | 0 | 0 | 0 | 0 | 4730.6626
2025-10-05 | 3983.186 | 0 | 8.4 | 1 | 0 | 0 | 0 | 0 | 0 | 0 | 0 | 0 | 0 | 0 | 0 | 0 | 0 | 1 | 0 | 0 | 0 | 0 | 0 | 0 | 0 | 0 | 0 | 0 | 4868.147
2025-10-05 | 3999.174 | 0 | 8.8 | 1 | 0 | 0 | 0 | 0 | 0 | 0 | 0 | 0 | 0 | 0 | 0 | 0 | 0 | 0 | 1 | 0 | 0 | 0 | 0 | 0 | 0 | 0 | 0 | 0 | 4873.5053
2025-10-05 | 3908.736 | 0 | 8.7 | 1 | 0 | 0 | 0 | 0 | 0 | 0 | 0 | 0 | 0 | 0 | 0 | 0 | 0 | 0 | 0 | 1 | 0 | 0 | 0 | 0 | 0 | 0 | 0 | 0 | 4728.4385
2025-10-05 | 3672.269 | 0 | 8.8 | 1 | 0 | 0 | 0 | 0 | 0 | 0 | 0 | 0 | 0 | 0 | 0 | 0 | 0 | 0 | 0 | 0 | 1 | 0 | 0 | 0 | 0 | 0 | 0 | 0 | 4449.019
2025-10-05 | 3524.815 | 0 | 8.1 | 1 | 0 | 0 | 0 | 0 | 0 | 0 | 0 | 0 | 0 | 0 | 0 | 0 | 0 | 0 | 0 | 0 | 0 | 1 | 0 | 0 | 0 | 0 | 0 | 0 | 4046.1951
2025-10-05 | 3418.128 | 0 | 6.5 | 1 | 0 | 0 | 0 | 0 | 0 | 0 | 0 | 0 | 0 | 0 | 0 | 0 | 0 | 0 | 0 | 0 | 0 | 0 | 1 | 0 | 0 | 0 | 0 | 0 | 3624.5161
2025-10-05 | 3145.13 | 0 | 6 | 1 | 0 | 0 | 0 | 0 | 0 | 0 | 0 | 0 | 0 | 0 | 0 | 0 | 0 | 0 | 0 | 0 | 0 | 0 | 0 | 1 | 0 | 0 | 0 | 0 | 3395.2526
2025-10-05 | 2853.382 | 0 | 4.3 | 1 | 0 | 0 | 0 | 0 | 0 | 0 | 0 | 0 | 0 | 0 | 0 | 0 | 0 | 0 | 0 | 0 | 0 | 0 | 0 | 0 | 1 | 0 | 0 | 0 | 2962.4187
2025-10-05 | 2650.49 | 0 | 3.9 | 1 | 0 | 0 | 0 | 0 | 0 | 0 | 0 | 0 | 0 | 0 | 0 | 0 | 0 | 0 | 0 | 0 | 0 | 0 | 0 | 0 | 0 | 1 | 0 | 0 | 2640.2271
2025-10-05 | 2422.355 | 0 | 1.9 | 1 | 0 | 0 | 0 | 0 | 0 | 0 | 0 | 0 | 0 | 0 | 0 | 0 | 0 | 0 | 0 | 0 | 0 | 0 | 0 | 0 | 0 | 0 | 1 | 0 | 2133.0374
2025-10-05 | 2320.096 | 0 | 1.4 | 1 | 0 | 0 | 0 | 0 | 0 | 0 | 0 | 0 | 0 | 0 | 0 | 0 | 0 | 0 | 0 | 0 | 0 | 0 | 0 | 0 | 0 | 0 | 0 | 1 | 1929.9164
2025-10-06 | 2264.514 | 0 | 0.9 | 0 | 1 | 0 | 0 | 0 | 0 | 0 | 0 | 0 | 0 | 0 | 0 | 0 | 0 | 0 | 0 | 0 | 0 | 0 | 0 | 0 | 0 | 0 | 0 | 0 | 2354.4936
2025-10-06 | 2244.161 | 0 | 0.4 | 0 | 0 | 1 | 0 | 0 | 0 | 0 | 0 | 0 | 0 | 0 | 0 | 0 | 0 | 0 | 0 | 0 | 0 | 0 | 0 | 0 | 0 | 0 | 0 | 0 | 2246.1407
2025-10-06 | 2210.144 | 1.4 | 0 | 0 | 0 | 0 | 1 | 0 | 0 | 0 | 0 | 0 | 0 | 0 | 0 | 0 | 0 | 0 | 0 | 0 | 0 | 0 | 0 | 0 | 0 | 0 | 0 | 0 | 2267.2881
2025-10-06 | 2245.321 | 2.1 | 0 | 0 | 0 | 0 | 0 | 1 | 0 | 0 | 0 | 0 | 0 | 0 | 0 | 0 | 0 | 0 | 0 | 0 | 0 | 0 | 0 | 0 | 0 | 0 | 0 | 0 | 2345.1446
2025-10-06 | 2334.734 | 1.4 | 0 | 0 | 0 | 0 | 0 | 0 | 1 | 0 | 0 | 0 | 0 | 0 | 0 | 0 | 0 | 0 | 0 | 0 | 0 | 0 | 0 | 0 | 0 | 0 | 0 | 0 | 2345.7384
2025-10-06 | 2538.343 | 1.6 | 0 | 0 | 0 | 0 | 0 | 0 | 0 | 1 | 0 | 0 | 0 | 0 | 0 | 0 | 0 | 0 | 0 | 0 | 0 | 0 | 0 | 0 | 0 | 0 | 0 | 0 | 2464.7957
2025-10-06 | 2926.08 | 1.4 | 0 | 0 | 0 | 0 | 0 | 0 | 0 | 0 | 1 | 0 | 0 | 0 | 0 | 0 | 0 | 0 | 0 | 0 | 0 | 0 | 0 | 0 | 0 | 0 | 0 | 0 | 2792.8647
2025-10-06 | 3467.809 | 1.3 | 0 | 0 | 0 | 0 | 0 | 0 | 0 | 0 | 0 | 1 | 0 | 0 | 0 | 0 | 0 | 0 | 0 | 0 | 0 | 0 | 0 | 0 | 0 | 0 | 0 | 0 | 3288.0041
2025-10-06 | 4102.517 | 0 | 1.1 | 0 | 0 | 0 | 0 | 0 | 0 | 0 | 0 | 0 | 1 | 0 | 0 | 0 | 0 | 0 | 0 | 0 | 0 | 0 | 0 | 0 | 0 | 0 | 0 | 0 | 3982.3835
2025-10-06 | 4625.636 | 0 | 4.2 | 0 | 0 | 0 | 0 | 0 | 0 | 0 | 0 | 0 | 0 | 1 | 0 | 0 | 0 | 0 | 0 | 0 | 0 | 0 | 0 | 0 | 0 | 0 | 0 | 0 | 4653.6741
2025-10-06 | 4862.683 | 0 | 4.9 | 0 | 0 | 0 | 0 | 0 | 0 | 0 | 0 | 0 | 0 | 0 | 1 | 0 | 0 | 0 | 0 | 0 | 0 | 0 | 0 | 0 | 0 | 0 | 0 | 0 | 4937.1757
2025-10-06 | 4971.693 | 0 | 7.7 | 0 | 0 | 0 | 0 | 0 | 0 | 0 | 0 | 0 | 0 | 0 | 0 | 1 | 0 | 0 | 0 | 0 | 0 | 0 | 0 | 0 | 0 | 0 | 0 | 0 | 5370.215
2025-10-06 | 5152.23 | 0 | 9.1 | 0 | 0 | 0 | 0 | 0 | 0 | 0 | 0 | 0 | 0 | 0 | 0 | 0 | 1 | 0 | 0 | 0 | 0 | 0 | 0 | 0 | 0 | 0 | 0 | 0 | 5550.9941
2025-10-06 | 5240.064 | 0 | 8.2 | 0 | 0 | 0 | 0 | 0 | 0 | 0 | 0 | 0 | 0 | 0 | 0 | 0 | 0 | 1 | 0 | 0 | 0 | 0 | 0 | 0 | 0 | 0 | 0 | 0 | 5411.5248
2025-10-06 | 5222.763 | 0 | 9.9 | 0 | 0 | 0 | 0 | 0 | 0 | 0 | 0 | 0 | 0 | 0 | 0 | 0 | 0 | 0 | 1 | 0 | 0 | 0 | 0 | 0 | 0 | 0 | 0 | 0 | 5606.3777
2025-10-06 | 5003.357 | 0 | 9.2 | 0 | 0 | 0 | 0 | 0 | 0 | 0 | 0 | 0 | 0 | 0 | 0 | 0 | 0 | 0 | 0 | 1 | 0 | 0 | 0 | 0 | 0 | 0 | 0 | 0 | 5373.8519
2025-10-06 | 4329.69 | 0 | 9 | 0 | 0 | 0 | 0 | 0 | 0 | 0 | 0 | 0 | 0 | 0 | 0 | 0 | 0 | 0 | 0 | 0 | 1 | 0 | 0 | 0 | 0 | 0 | 0 | 0 | 5050.7028
2025-10-06 | 3874.13 | 0 | 8.4 | 0 | 0 | 0 | 0 | 0 | 0 | 0 | 0 | 0 | 0 | 0 | 0 | 0 | 0 | 0 | 0 | 0 | 0 | 1 | 0 | 0 | 0 | 0 | 0 | 0 | 4662.4555
2025-10-06 | 3866.922 | 0 | 7.5 | 0 | 0 | 0 | 0 | 0 | 0 | 0 | 0 | 0 | 0 | 0 | 0 | 0 | 0 | 0 | 0 | 0 | 0 | 0 | 1 | 0 | 0 | 0 | 0 | 0 | 4342.812
2025-10-06 | 3511.673 | 0 | 6.2 | 0 | 0 | 0 | 0 | 0 | 0 | 0 | 0 | 0 | 0 | 0 | 0 | 0 | 0 | 0 | 0 | 0 | 0 | 0 | 0 | 1 | 0 | 0 | 0 | 0 | 3996.9365
2025-10-06 | 3188.966 | 0 | 5.5 | 0 | 0 | 0 | 0 | 0 | 0 | 0 | 0 | 0 | 0 | 0 | 0 | 0 | 0 | 0 | 0 | 0 | 0 | 0 | 0 | 0 | 1 | 0 | 0 | 0 | 3709.8676
2025-10-06 | 2855.474 | 0 | 4.9 | 0 | 0 | 0 | 0 | 0 | 0 | 0 | 0 | 0 | 0 | 0 | 0 | 0 | 0 | 0 | 0 | 0 | 0 | 0 | 0 | 0 | 0 | 1 | 0 | 0 | 3358.5231
2025-10-06 | 2572.49 | 0 | 3.6 | 0 | 0 | 0 | 0 | 0 | 0 | 0 | 0 | 0 | 0 | 0 | 0 | 0 | 0 | 0 | 0 | 0 | 0 | 0 | 0 | 0 | 0 | 0 | 1 | 0 | 2953.3689
2025-10-06 | 2444.409 | 0 | 2.2 | 0 | 0 | 0 | 0 | 0 | 0 | 0 | 0 | 0 | 0 | 0 | 0 | 0 | 0 | 0 | 0 | 0 | 0 | 0 | 0 | 0 | 0 | 0 | 0 | 1 | 2619.0593
2025-10-07 | 2370.006 | 0 | 1.6 | 0 | 1 | 0 | 0 | 0 | 0 | 0 | 0 | 0 | 0 | 0 | 0 | 0 | 0 | 0 | 0 | 0 | 0 | 0 | 0 | 0 | 0 | 0 | 0 | 0 | 2456.5292
2025-10-07 | 2317.433 | 0 | 0.9 | 0 | 0 | 1 | 0 | 0 | 0 | 0 | 0 | 0 | 0 | 0 | 0 | 0 | 0 | 0 | 0 | 0 | 0 | 0 | 0 | 0 | 0 | 0 | 0 | 0 | 2319.0233
2025-10-07 | 2283.576 | 0 | 1.4 | 0 | 0 | 0 | 1 | 0 | 0 | 0 | 0 | 0 | 0 | 0 | 0 | 0 | 0 | 0 | 0 | 0 | 0 | 0 | 0 | 0 | 0 | 0 | 0 | 0 | 2379.1232
2025-10-07 | 2330.525 | 0 | 1.8 | 0 | 0 | 0 | 0 | 1 | 0 | 0 | 0 | 0 | 0 | 0 | 0 | 0 | 0 | 0 | 0 | 0 | 0 | 0 | 0 | 0 | 0 | 0 | 0 | 0 | 2469.1678
2025-10-07 | 2375.719 | 0 | 1.8 | 0 | 0 | 0 | 0 | 0 | 1 | 0 | 0 | 0 | 0 | 0 | 0 | 0 | 0 | 0 | 0 | 0 | 0 | 0 | 0 | 0 | 0 | 0 | 0 | 0 | 2515.8796
2025-10-07 | 2672.1 | 0 | 2 | 0 | 0 | 0 | 0 | 0 | 0 | 1 | 0 | 0 | 0 | 0 | 0 | 0 | 0 | 0 | 0 | 0 | 0 | 0 | 0 | 0 | 0 | 0 | 0 | 0 | 2650.9133
2025-10-07 | 3091.665 | 0 | 1.4 | 0 | 0 | 0 | 0 | 0 | 0 | 0 | 1 | 0 | 0 | 0 | 0 | 0 | 0 | 0 | 0 | 0 | 0 | 0 | 0 | 0 | 0 | 0 | 0 | 0 | 2904.6998
2025-10-07 | 3807.095 | 0 | 1.8 | 0 | 0 | 0 | 0 | 0 | 0 | 0 | 0 | 1 | 0 | 0 | 0 | 0 | 0 | 0 | 0 | 0 | 0 | 0 | 0 | 0 | 0 | 0 | 0 | 0 | 3464.7336
2025-10-07 | 4298.712 | 0 | 1.9 | 0 | 0 | 0 | 0 | 0 | 0 | 0 | 0 | 0 | 1 | 0 | 0 | 0 | 0 | 0 | 0 | 0 | 0 | 0 | 0 | 0 | 0 | 0 | 0 | 0 | 4098.9956
2025-10-07 | 4716.566 | 0 | 2.3 | 0 | 0 | 0 | 0 | 0 | 0 | 0 | 0 | 0 | 0 | 1 | 0 | 0 | 0 | 0 | 0 | 0 | 0 | 0 | 0 | 0 | 0 | 0 | 0 | 0 | 4376.7205
2025-10-07 | 4888.02 | 0 | 2.5 | 0 | 0 | 0 | 0 | 0 | 0 | 0 | 0 | 0 | 0 | 0 | 1 | 0 | 0 | 0 | 0 | 0 | 0 | 0 | 0 | 0 | 0 | 0 | 0 | 0 | 4587.3395
2025-10-07 | 4957.801 | 0 | 2.8 | 0 | 0 | 0 | 0 | 0 | 0 | 0 | 0 | 0 | 0 | 0 | 0 | 1 | 0 | 0 | 0 | 0 | 0 | 0 | 0 | 0 | 0 | 0 | 0 | 0 | 4655.9661
2025-10-07 | 5019.5 | 0 | 3.1 | 0 | 0 | 0 | 0 | 0 | 0 | 0 | 0 | 0 | 0 | 0 | 0 | 0 | 1 | 0 | 0 | 0 | 0 | 0 | 0 | 0 | 0 | 0 | 0 | 0 | 4676.4035
2025-10-07 | 4962.589 | 0 | 1.2 | 0 | 0 | 0 | 0 | 0 | 0 | 0 | 0 | 0 | 0 | 0 | 0 | 0 | 0 | 1 | 0 | 0 | 0 | 0 | 0 | 0 | 0 | 0 | 0 | 0 | 4391.1691
2025-10-07 | 4845.872 | 0 | 0.2 | 0 | 0 | 0 | 0 | 0 | 0 | 0 | 0 | 0 | 0 | 0 | 0 | 0 | 0 | 0 | 1 | 0 | 0 | 0 | 0 | 0 | 0 | 0 | 0 | 0 | 4192.4563
2025-10-07 | 4520.742 | 0.4 | 0 | 0 | 0 | 0 | 0 | 0 | 0 | 0 | 0 | 0 | 0 | 0 | 0 | 0 | 0 | 0 | 0 | 1 | 0 | 0 | 0 | 0 | 0 | 0 | 0 | 0 | 4059.1662
2025-10-07 | 3945.359 | 1.8 | 0 | 0 | 0 | 0 | 0 | 0 | 0 | 0 | 0 | 0 | 0 | 0 | 0 | 0 | 0 | 0 | 0 | 0 | 1 | 0 | 0 | 0 | 0 | 0 | 0 | 0 | 3857.4061
2025-10-07 | 3653.383 | 3.1 | 0 | 0 | 0 | 0 | 0 | 0 | 0 | 0 | 0 | 0 | 0 | 0 | 0 | 0 | 0 | 0 | 0 | 0 | 0 | 1 | 0 | 0 | 0 | 0 | 0 | 0 | 3642.2655
2025-10-07 | 3458.176 | 3 | 0 | 0 | 0 | 0 | 0 | 0 | 0 | 0 | 0 | 0 | 0 | 0 | 0 | 0 | 0 | 0 | 0 | 0 | 0 | 0 | 1 | 0 | 0 | 0 | 0 | 0 | 3447.2224
2025-10-07 | 3187.679 | 2.8 | 0 | 0 | 0 | 0 | 0 | 0 | 0 | 0 | 0 | 0 | 0 | 0 | 0 | 0 | 0 | 0 | 0 | 0 | 0 | 0 | 0 | 1 | 0 | 0 | 0 | 0 | 3277.6649
2025-10-07 | 2903.198 | 2.8 | 0 | 0 | 0 | 0 | 0 | 0 | 0 | 0 | 0 | 0 | 0 | 0 | 0 | 0 | 0 | 0 | 0 | 0 | 0 | 0 | 0 | 0 | 1 | 0 | 0 | 0 | 3092.6316
2025-10-07 | 2638.04 | 3.1 | 0 | 0 | 0 | 0 | 0 | 0 | 0 | 0 | 0 | 0 | 0 | 0 | 0 | 0 | 0 | 0 | 0 | 0 | 0 | 0 | 0 | 0 | 0 | 1 | 0 | 0 | 2848.511
2025-10-07 | 2433.87 | 3.3 | 0 | 0 | 0 | 0 | 0 | 0 | 0 | 0 | 0 | 0 | 0 | 0 | 0 | 0 | 0 | 0 | 0 | 0 | 0 | 0 | 0 | 0 | 0 | 0 | 1 | 0 | 2646.0279
2025-10-07 | 2346.596 | 4 | 0 | 0 | 0 | 0 | 0 | 0 | 0 | 0 | 0 | 0 | 0 | 0 | 0 | 0 | 0 | 0 | 0 | 0 | 0 | 0 | 0 | 0 | 0 | 0 | 0 | 1 | 2561.9075
2025-10-08 | 2287.074 | 4.4 | 0 | 0 | 1 | 0 | 0 | 0 | 0 | 0 | 0 | 0 | 0 | 0 | 0 | 0 | 0 | 0 | 0 | 0 | 0 | 0 | 0 | 0 | 0 | 0 | 0 | 0 | 2513.1896
2025-10-08 | 2251.21 | 5.2 | 0 | 0 | 0 | 1 | 0 | 0 | 0 | 0 | 0 | 0 | 0 | 0 | 0 | 0 | 0 | 0 | 0 | 0 | 0 | 0 | 0 | 0 | 0 | 0 | 0 | 0 | 2530.4255
2025-10-08 | 2234.449 | 6.2 | 0 | 0 | 0 | 0 | 1 | 0 | 0 | 0 | 0 | 0 | 0 | 0 | 0 | 0 | 0 | 0 | 0 | 0 | 0 | 0 | 0 | 0 | 0 | 0 | 0 | 0 | 2583.5258
2025-10-08 | 2264.885 | 6.4 | 0 | 0 | 0 | 0 | 0 | 1 | 0 | 0 | 0 | 0 | 0 | 0 | 0 | 0 | 0 | 0 | 0 | 0 | 0 | 0 | 0 | 0 | 0 | 0 | 0 | 0 | 2628.4409
2025-10-08 | 2402.818 | 7.8 | 0 | 0 | 0 | 0 | 0 | 0 | 1 | 0 | 0 | 0 | 0 | 0 | 0 | 0 | 0 | 0 | 0 | 0 | 0 | 0 | 0 | 0 | 0 | 0 | 0 | 0 | 2767.3886
2025-10-08 | 2585.955 | 8.2 | 0 | 0 | 0 | 0 | 0 | 0 | 0 | 1 | 0 | 0 | 0 | 0 | 0 | 0 | 0 | 0 | 0 | 0 | 0 | 0 | 0 | 0 | 0 | 0 | 0 | 0 | 2899.6225
2025-10-08 | 2990.191 | 7.9 | 0 | 0 | 0 | 0 | 0 | 0 | 0 | 0 | 1 | 0 | 0 | 0 | 0 | 0 | 0 | 0 | 0 | 0 | 0 | 0 | 0 | 0 | 0 | 0 | 0 | 0 | 3221.1032
2025-10-08 | 3575.367 | 7.8 | 0 | 0 | 0 | 0 | 0 | 0 | 0 | 0 | 0 | 1 | 0 | 0 | 0 | 0 | 0 | 0 | 0 | 0 | 0 | 0 | 0 | 0 | 0 | 0 | 0 | 0 | 3716.2427
2025-10-08 | 4076.003 | 6.9 | 0 | 0 | 0 | 0 | 0 | 0 | 0 | 0 | 0 | 0 | 1 | 0 | 0 | 0 | 0 | 0 | 0 | 0 | 0 | 0 | 0 | 0 | 0 | 0 | 0 | 0 | 4276.6336
2025-10-08 | 4359.692 | 6 | 0 | 0 | 0 | 0 | 0 | 0 | 0 | 0 | 0 | 0 | 0 | 1 | 0 | 0 | 0 | 0 | 0 | 0 | 0 | 0 | 0 | 0 | 0 | 0 | 0 | 0 | 4436.7579
2025-10-08 | 4529.067 | 4.8 | 0 | 0 | 0 | 0 | 0 | 0 | 0 | 0 | 0 | 0 | 0 | 0 | 1 | 0 | 0 | 0 | 0 | 0 | 0 | 0 | 0 | 0 | 0 | 0 | 0 | 0 | 4539.1644
2025-10-08 | 4528.185 | 4 | 0 | 0 | 0 | 0 | 0 | 0 | 0 | 0 | 0 | 0 | 0 | 0 | 0 | 1 | 0 | 0 | 0 | 0 | 0 | 0 | 0 | 0 | 0 | 0 | 0 | 0 | 4511.3552
2025-10-08 | 4528.342 | 3.6 | 0 | 0 | 0 | 0 | 0 | 0 | 0 | 0 | 0 | 0 | 0 | 0 | 0 | 0 | 1 | 0 | 0 | 0 | 0 | 0 | 0 | 0 | 0 | 0 | 0 | 0 | 4461.71
2025-10-08 | 4581.198 | 3.9 | 0 | 0 | 0 | 0 | 0 | 0 | 0 | 0 | 0 | 0 | 0 | 0 | 0 | 0 | 0 | 1 | 0 | 0 | 0 | 0 | 0 | 0 | 0 | 0 | 0 | 0 | 4473.1942
2025-10-08 | 4513.526 | 3.9 | 0 | 0 | 0 | 0 | 0 | 0 | 0 | 0 | 0 | 0 | 0 | 0 | 0 | 0 | 0 | 0 | 1 | 0 | 0 | 0 | 0 | 0 | 0 | 0 | 0 | 0 | 4420.2464
2025-10-08 | 4337.369 | 4.4 | 0 | 0 | 0 | 0 | 0 | 0 | 0 | 0 | 0 | 0 | 0 | 0 | 0 | 0 | 0 | 0 | 0 | 1 | 0 | 0 | 0 | 0 | 0 | 0 | 0 | 0 | 4322.6976
2025-10-08 | 3763.64 | 4.6 | 0 | 0 | 0 | 0 | 0 | 0 | 0 | 0 | 0 | 0 | 0 | 0 | 0 | 0 | 0 | 0 | 0 | 0 | 1 | 0 | 0 | 0 | 0 | 0 | 0 | 0 | 4041.8781
2025-10-08 | 3446.768 | 5.7 | 0 | 0 | 0 | 0 | 0 | 0 | 0 | 0 | 0 | 0 | 0 | 0 | 0 | 0 | 0 | 0 | 0 | 0 | 0 | 1 | 0 | 0 | 0 | 0 | 0 | 0 | 3813.5609
2025-10-08 | 3457.465 | 6.8 | 0 | 0 | 0 | 0 | 0 | 0 | 0 | 0 | 0 | 0 | 0 | 0 | 0 | 0 | 0 | 0 | 0 | 0 | 0 | 0 | 1 | 0 | 0 | 0 | 0 | 0 | 3697.5772
2025-10-08 | 3195.246 | 7.5 | 0 | 0 | 0 | 0 | 0 | 0 | 0 | 0 | 0 | 0 | 0 | 0 | 0 | 0 | 0 | 0 | 0 | 0 | 0 | 0 | 0 | 1 | 0 | 0 | 0 | 0 | 3587.3143
2025-10-08 | 2926.731 | 8.2 | 0 | 0 | 0 | 0 | 0 | 0 | 0 | 0 | 0 | 0 | 0 | 0 | 0 | 0 | 0 | 0 | 0 | 0 | 0 | 0 | 0 | 0 | 1 | 0 | 0 | 0 | 3448.399
2025-10-08 | 2664.689 | 9.4 | 0 | 0 | 0 | 0 | 0 | 0 | 0 | 0 | 0 | 0 | 0 | 0 | 0 | 0 | 0 | 0 | 0 | 0 | 0 | 0 | 0 | 0 | 0 | 1 | 0 | 0 | 3263.5729
2025-10-08 | 2401.629 | 9.9 | 0 | 0 | 0 | 0 | 0 | 0 | 0 | 0 | 0 | 0 | 0 | 0 | 0 | 0 | 0 | 0 | 0 | 0 | 0 | 0 | 0 | 0 | 0 | 0 | 1 | 0 | 3080.8548
2025-10-08 | 2297.99 | 10.3 | 0 | 0 | 0 | 0 | 0 | 0 | 0 | 0 | 0 | 0 | 0 | 0 | 0 | 0 | 0 | 0 | 0 | 0 | 0 | 0 | 0 | 0 | 0 | 0 | 0 | 1 | 2976.9695
2025-10-09 | 2276.864 | 11.2 | 0 | 0 | 1 | 0 | 0 | 0 | 0 | 0 | 0 | 0 | 0 | 0 | 0 | 0 | 0 | 0 | 0 | 0 | 0 | 0 | 0 | 0 | 0 | 0 | 0 | 0 | 2961.193
2025-10-09 | 2245.026 | 12.5 | 0 | 0 | 0 | 1 | 0 | 0 | 0 | 0 | 0 | 0 | 0 | 0 | 0 | 0 | 0 | 0 | 0 | 0 | 0 | 0 | 0 | 0 | 0 | 0 | 0 | 0 | 3011.3703
2025-10-09 | 2240.796 | 12.6 | 0 | 0 | 0 | 0 | 1 | 0 | 0 | 0 | 0 | 0 | 0 | 0 | 0 | 0 | 0 | 0 | 0 | 0 | 0 | 0 | 0 | 0 | 0 | 0 | 0 | 0 | 3005.176
2025-10-09 | 2286.607 | 13.1 | 0 | 0 | 0 | 0 | 0 | 1 | 0 | 0 | 0 | 0 | 0 | 0 | 0 | 0 | 0 | 0 | 0 | 0 | 0 | 0 | 0 | 0 | 0 | 0 | 0 | 0 | 3069.856
2025-10-09 | 2391.794 | 13.5 | 0 | 0 | 0 | 0 | 0 | 0 | 1 | 0 | 0 | 0 | 0 | 0 | 0 | 0 | 0 | 0 | 0 | 0 | 0 | 0 | 0 | 0 | 0 | 0 | 0 | 0 | 3142.9209
2025-10-09 | 2600.538 | 13.3 | 0 | 0 | 0 | 0 | 0 | 0 | 0 | 1 | 0 | 0 | 0 | 0 | 0 | 0 | 0 | 0 | 0 | 0 | 0 | 0 | 0 | 0 | 0 | 0 | 0 | 0 | 3235.6251
2025-10-09 | 3083.506 | 13.5 | 0 | 0 | 0 | 0 | 0 | 0 | 0 | 0 | 1 | 0 | 0 | 0 | 0 | 0 | 0 | 0 | 0 | 0 | 0 | 0 | 0 | 0 | 0 | 0 | 0 | 0 | 3590.0472
2025-10-09 | 3631.628 | 13.6 | 0 | 0 | 0 | 0 | 0 | 0 | 0 | 0 | 0 | 1 | 0 | 0 | 0 | 0 | 0 | 0 | 0 | 0 | 0 | 0 | 0 | 0 | 0 | 0 | 0 | 0 | 4098.3632
2025-10-09 | 4107.281 | 11.3 | 0 | 0 | 0 | 0 | 0 | 0 | 0 | 0 | 0 | 0 | 1 | 0 | 0 | 0 | 0 | 0 | 0 | 0 | 0 | 0 | 0 | 0 | 0 | 0 | 0 | 0 | 4566.5181
2025-10-09 | 4440.407 | 8.8 | 0 | 0 | 0 | 0 | 0 | 0 | 0 | 0 | 0 | 0 | 0 | 1 | 0 | 0 | 0 | 0 | 0 | 0 | 0 | 0 | 0 | 0 | 0 | 0 | 0 | 0 | 4621.2298
2025-10-09 | 4544.847 | 7.6 | 0 | 0 | 0 | 0 | 0 | 0 | 0 | 0 | 0 | 0 | 0 | 0 | 1 | 0 | 0 | 0 | 0 | 0 | 0 | 0 | 0 | 0 | 0 | 0 | 0 | 0 | 4723.6364
2025-10-09 | 4435.763 | 6 | 0 | 0 | 0 | 0 | 0 | 0 | 0 | 0 | 0 | 0 | 0 | 0 | 0 | 1 | 0 | 0 | 0 | 0 | 0 | 0 | 0 | 0 | 0 | 0 | 0 | 0 | 4643.1209
2025-10-09 | 4516.254 | 6 | 0 | 0 | 0 | 0 | 0 | 0 | 0 | 0 | 0 | 0 | 0 | 0 | 0 | 0 | 1 | 0 | 0 | 0 | 0 | 0 | 0 | 0 | 0 | 0 | 0 | 0 | 4619.8289
2025-10-09 | 4523.707 | 5.6 | 0 | 0 | 0 | 0 | 0 | 0 | 0 | 0 | 0 | 0 | 0 | 0 | 0 | 0 | 0 | 1 | 0 | 0 | 0 | 0 | 0 | 0 | 0 | 0 | 0 | 0 | 4585.195
2025-10-09 | 4431.345 | 6.4 | 0 | 0 | 0 | 0 | 0 | 0 | 0 | 0 | 0 | 0 | 0 | 0 | 0 | 0 | 0 | 0 | 1 | 0 | 0 | 0 | 0 | 0 | 0 | 0 | 0 | 0 | 4584.9536
2025-10-09 | 4268.002 | 6.4 | 0 | 0 | 0 | 0 | 0 | 0 | 0 | 0 | 0 | 0 | 0 | 0 | 0 | 0 | 0 | 0 | 0 | 1 | 0 | 0 | 0 | 0 | 0 | 0 | 0 | 0 | 4454.4633
2025-10-09 | 3735.034 | 6.6 | 0 | 0 | 0 | 0 | 0 | 0 | 0 | 0 | 0 | 0 | 0 | 0 | 0 | 0 | 0 | 0 | 0 | 0 | 1 | 0 | 0 | 0 | 0 | 0 | 0 | 0 | 4173.6438
2025-10-09 | 3497.266 | 7.7 | 0 | 0 | 0 | 0 | 0 | 0 | 0 | 0 | 0 | 0 | 0 | 0 | 0 | 0 | 0 | 0 | 0 | 0 | 0 | 1 | 0 | 0 | 0 | 0 | 0 | 0 | 3945.3266
2025-10-09 | 3443.679 | 8.5 | 0 | 0 | 0 | 0 | 0 | 0 | 0 | 0 | 0 | 0 | 0 | 0 | 0 | 0 | 0 | 0 | 0 | 0 | 0 | 0 | 1 | 0 | 0 | 0 | 0 | 0 | 3809.5781
2025-10-09 | 3225.39 | 9.1 | 0 | 0 | 0 | 0 | 0 | 0 | 0 | 0 | 0 | 0 | 0 | 0 | 0 | 0 | 0 | 0 | 0 | 0 | 0 | 0 | 0 | 1 | 0 | 0 | 0 | 0 | 3692.7268
2025-10-09 | 2899.566 | 9.4 | 0 | 0 | 0 | 0 | 0 | 0 | 0 | 0 | 0 | 0 | 0 | 0 | 0 | 0 | 0 | 0 | 0 | 0 | 0 | 0 | 0 | 0 | 1 | 0 | 0 | 0 | 3527.4584
2025-10-09 | 2664.571 | 9.8 | 0 | 0 | 0 | 0 | 0 | 0 | 0 | 0 | 0 | 0 | 0 | 0 | 0 | 0 | 0 | 0 | 0 | 0 | 0 | 0 | 0 | 0 | 0 | 1 | 0 | 0 | 3289.9261
2025-10-09 | 2412.345 | 9.9 | 0 | 0 | 0 | 0 | 0 | 0 | 0 | 0 | 0 | 0 | 0 | 0 | 0 | 0 | 0 | 0 | 0 | 0 | 0 | 0 | 0 | 0 | 0 | 0 | 1 | 0 | 3080.8548
2025-10-09 | 2367.969 | 10.4 | 0 | 0 | 0 | 0 | 0 | 0 | 0 | 0 | 0 | 0 | 0 | 0 | 0 | 0 | 0 | 0 | 0 | 0 | 0 | 0 | 0 | 0 | 0 | 0 | 0 | 1 | 2983.5577
2025-10-10 | 2325.071 | 11 | 0 | 0 | 1 | 0 | 0 | 0 | 0 | 0 | 0 | 0 | 0 | 0 | 0 | 0 | 0 | 0 | 0 | 0 | 0 | 0 | 0 | 0 | 0 | 0 | 0 | 0 | 2948.0164
2025-10-10 | 2297.986 | 11.3 | 0 | 0 | 0 | 1 | 0 | 0 | 0 | 0 | 0 | 0 | 0 | 0 | 0 | 0 | 0 | 0 | 0 | 0 | 0 | 0 | 0 | 0 | 0 | 0 | 0 | 0 | 2932.3109
2025-10-10 | 2285.235 | 10.9 | 0 | 0 | 0 | 0 | 1 | 0 | 0 | 0 | 0 | 0 | 0 | 0 | 0 | 0 | 0 | 0 | 0 | 0 | 0 | 0 | 0 | 0 | 0 | 0 | 0 | 0 | 2893.1752
2025-10-10 | 2310.249 | 12.8 | 0 | 0 | 0 | 0 | 0 | 1 | 0 | 0 | 0 | 0 | 0 | 0 | 0 | 0 | 0 | 0 | 0 | 0 | 0 | 0 | 0 | 0 | 0 | 0 | 0 | 0 | 3050.0911
2025-10-10 | 2392.217 | 14.1 | 0 | 0 | 0 | 0 | 0 | 0 | 1 | 0 | 0 | 0 | 0 | 0 | 0 | 0 | 0 | 0 | 0 | 0 | 0 | 0 | 0 | 0 | 0 | 0 | 0 | 0 | 3182.4506
2025-10-10 | 2624.673 | 13.2 | 0 | 0 | 0 | 0 | 0 | 0 | 0 | 1 | 0 | 0 | 0 | 0 | 0 | 0 | 0 | 0 | 0 | 0 | 0 | 0 | 0 | 0 | 0 | 0 | 0 | 0 | 3229.0368
2025-10-10 | 3092.284 | 13.7 | 0 | 0 | 0 | 0 | 0 | 0 | 0 | 0 | 1 | 0 | 0 | 0 | 0 | 0 | 0 | 0 | 0 | 0 | 0 | 0 | 0 | 0 | 0 | 0 | 0 | 0 | 3603.2237
2025-10-10 | 3602.336 | 13 | 0 | 0 | 0 | 0 | 0 | 0 | 0 | 0 | 0 | 1 | 0 | 0 | 0 | 0 | 0 | 0 | 0 | 0 | 0 | 0 | 0 | 0 | 0 | 0 | 0 | 0 | 4058.8335
2025-10-10 | 4001.696 | 10.2 | 0 | 0 | 0 | 0 | 0 | 0 | 0 | 0 | 0 | 0 | 1 | 0 | 0 | 0 | 0 | 0 | 0 | 0 | 0 | 0 | 0 | 0 | 0 | 0 | 0 | 0 | 4494.047
2025-10-10 | 4189.04 | 6.6 | 0 | 0 | 0 | 0 | 0 | 0 | 0 | 0 | 0 | 0 | 0 | 1 | 0 | 0 | 0 | 0 | 0 | 0 | 0 | 0 | 0 | 0 | 0 | 0 | 0 | 0 | 4476.2876
2025-10-10 | 4328.686 | 4 | 0 | 0 | 0 | 0 | 0 | 0 | 0 | 0 | 0 | 0 | 0 | 0 | 1 | 0 | 0 | 0 | 0 | 0 | 0 | 0 | 0 | 0 | 0 | 0 | 0 | 0 | 4486.4581
2025-10-10 | 4300.927 | 2.8 | 0 | 0 | 0 | 0 | 0 | 0 | 0 | 0 | 0 | 0 | 0 | 0 | 0 | 1 | 0 | 0 | 0 | 0 | 0 | 0 | 0 | 0 | 0 | 0 | 0 | 0 | 4432.2958
2025-10-10 | 4348.579 | 2.3 | 0 | 0 | 0 | 0 | 0 | 0 | 0 | 0 | 0 | 0 | 0 | 0 | 0 | 0 | 1 | 0 | 0 | 0 | 0 | 0 | 0 | 0 | 0 | 0 | 0 | 0 | 4376.0623
2025-10-10 | 4329.623 | 1.7 | 0 | 0 | 0 | 0 | 0 | 0 | 0 | 0 | 0 | 0 | 0 | 0 | 0 | 0 | 0 | 1 | 0 | 0 | 0 | 0 | 0 | 0 | 0 | 0 | 0 | 0 | 4328.2519
2025-10-10 | 4206.781 | 1.4 | 0 | 0 | 0 | 0 | 0 | 0 | 0 | 0 | 0 | 0 | 0 | 0 | 0 | 0 | 0 | 0 | 1 | 0 | 0 | 0 | 0 | 0 | 0 | 0 | 0 | 0 | 4255.5393
2025-10-10 | 3895.483 | 0.8 | 0 | 0 | 0 | 0 | 0 | 0 | 0 | 0 | 0 | 0 | 0 | 0 | 0 | 0 | 0 | 0 | 0 | 1 | 0 | 0 | 0 | 0 | 0 | 0 | 0 | 0 | 4085.5193
2025-10-10 | 3505.123 | 1.6 | 0 | 0 | 0 | 0 | 0 | 0 | 0 | 0 | 0 | 0 | 0 | 0 | 0 | 0 | 0 | 0 | 0 | 0 | 1 | 0 | 0 | 0 | 0 | 0 | 0 | 0 | 3844.2296
2025-10-10 | 3321.179 | 1.9 | 0 | 0 | 0 | 0 | 0 | 0 | 0 | 0 | 0 | 0 | 0 | 0 | 0 | 0 | 0 | 0 | 0 | 0 | 0 | 1 | 0 | 0 | 0 | 0 | 0 | 0 | 3563.2061
2025-10-10 | 3270.7 | 2.4 | 0 | 0 | 0 | 0 | 0 | 0 | 0 | 0 | 0 | 0 | 0 | 0 | 0 | 0 | 0 | 0 | 0 | 0 | 0 | 0 | 1 | 0 | 0 | 0 | 0 | 0 | 3407.6927
2025-10-10 | 3057.635 | 2.4 | 0 | 0 | 0 | 0 | 0 | 0 | 0 | 0 | 0 | 0 | 0 | 0 | 0 | 0 | 0 | 0 | 0 | 0 | 0 | 0 | 0 | 1 | 0 | 0 | 0 | 0 | 3251.3117
2025-10-10 | 2833.623 | 3.1 | 0 | 0 | 0 | 0 | 0 | 0 | 0 | 0 | 0 | 0 | 0 | 0 | 0 | 0 | 0 | 0 | 0 | 0 | 0 | 0 | 0 | 0 | 1 | 0 | 0 | 0 | 3112.3965
2025-10-10 | 2612.801 | 5.6 | 0 | 0 | 0 | 0 | 0 | 0 | 0 | 0 | 0 | 0 | 0 | 0 | 0 | 0 | 0 | 0 | 0 | 0 | 0 | 0 | 0 | 0 | 0 | 1 | 0 | 0 | 3013.2181
2025-10-10 | 2424.19 | 5.9 | 0 | 0 | 0 | 0 | 0 | 0 | 0 | 0 | 0 | 0 | 0 | 0 | 0 | 0 | 0 | 0 | 0 | 0 | 0 | 0 | 0 | 0 | 0 | 0 | 1 | 0 | 2817.3233
2025-10-10 | 2300.184 | 5.7 | 0 | 0 | 0 | 0 | 0 | 0 | 0 | 0 | 0 | 0 | 0 | 0 | 0 | 0 | 0 | 0 | 0 | 0 | 0 | 0 | 0 | 0 | 0 | 0 | 0 | 1 | 2673.9083
2025-10-11 | 2263.803 | 6 | 0 | 1 | 1 | 0 | 0 | 0 | 0 | 0 | 0 | 0 | 0 | 0 | 0 | 0 | 0 | 0 | 0 | 0 | 0 | 0 | 0 | 0 | 0 | 0 | 0 | 0 | 2046.0713
2025-10-11 | 2234.314 | 5.4 | 0 | 1 | 0 | 1 | 0 | 0 | 0 | 0 | 0 | 0 | 0 | 0 | 0 | 0 | 0 | 0 | 0 | 0 | 0 | 0 | 0 | 0 | 0 | 0 | 0 | 0 | 1971.0712
2025-10-11 | 2265.287 | 4.9 | 0 | 1 | 0 | 0 | 1 | 0 | 0 | 0 | 0 | 0 | 0 | 0 | 0 | 0 | 0 | 0 | 0 | 0 | 0 | 0 | 0 | 0 | 0 | 0 | 0 | 0 | 1925.3472
2025-10-11 | 2276.813 | 5 | 0 | 1 | 0 | 0 | 0 | 1 | 0 | 0 | 0 | 0 | 0 | 0 | 0 | 0 | 0 | 0 | 0 | 0 | 0 | 0 | 0 | 0 | 0 | 0 | 0 | 0 | 1963.674
2025-10-11 | 2306.735 | 5.1 | 0 | 1 | 0 | 0 | 0 | 0 | 1 | 0 | 0 | 0 | 0 | 0 | 0 | 0 | 0 | 0 | 0 | 0 | 0 | 0 | 0 | 0 | 0 | 0 | 0 | 0 | 2016.9741
2025-10-11 | 2412.004 | 5.4 | 0 | 1 | 0 | 0 | 0 | 0 | 0 | 1 | 0 | 0 | 0 | 0 | 0 | 0 | 0 | 0 | 0 | 0 | 0 | 0 | 0 | 0 | 0 | 0 | 0 | 0 | 2142.6197
2025-10-11 | 2506.31 | 6.8 | 0 | 1 | 0 | 0 | 0 | 0 | 0 | 0 | 1 | 0 | 0 | 0 | 0 | 0 | 0 | 0 | 0 | 0 | 0 | 0 | 0 | 0 | 0 | 0 | 0 | 0 | 2576.1012
2025-10-11 | 2722.8 | 5.8 | 0 | 1 | 0 | 0 | 0 | 0 | 0 | 0 | 0 | 1 | 0 | 0 | 0 | 0 | 0 | 0 | 0 | 0 | 0 | 0 | 0 | 0 | 0 | 0 | 0 | 0 | 3011.9461
2025-10-11 | 3035.87 | 5.4 | 0 | 1 | 0 | 0 | 0 | 0 | 0 | 0 | 0 | 0 | 1 | 0 | 0 | 0 | 0 | 0 | 0 | 0 | 0 | 0 | 0 | 0 | 0 | 0 | 0 | 0 | 3605.2785
2025-10-11 | 3377.064 | 3.9 | 0 | 1 | 0 | 0 | 0 | 0 | 0 | 0 | 0 | 0 | 0 | 1 | 0 | 0 | 0 | 0 | 0 | 0 | 0 | 0 | 0 | 0 | 0 | 0 | 0 | 0 | 3725.873
2025-10-11 | 3494.583 | 2.6 | 0 | 1 | 0 | 0 | 0 | 0 | 0 | 0 | 0 | 0 | 0 | 0 | 1 | 0 | 0 | 0 | 0 | 0 | 0 | 0 | 0 | 0 | 0 | 0 | 0 | 0 | 3821.6913
2025-10-11 | 3467.275 | 2.4 | 0 | 1 | 0 | 0 | 0 | 0 | 0 | 0 | 0 | 0 | 0 | 0 | 0 | 1 | 0 | 0 | 0 | 0 | 0 | 0 | 0 | 0 | 0 | 0 | 0 | 0 | 3833.4118
2025-10-11 | 3431.819 | 2.4 | 0 | 1 | 0 | 0 | 0 | 0 | 0 | 0 | 0 | 0 | 0 | 0 | 0 | 0 | 1 | 0 | 0 | 0 | 0 | 0 | 0 | 0 | 0 | 0 | 0 | 0 | 3810.1197
2025-10-11 | 3346.813 | 1.4 | 0 | 1 | 0 | 0 | 0 | 0 | 0 | 0 | 0 | 0 | 0 | 0 | 0 | 0 | 0 | 1 | 0 | 0 | 0 | 0 | 0 | 0 | 0 | 0 | 0 | 0 | 3735.9562
2025-10-11 | 3320.813 | 0.3 | 0 | 1 | 0 | 0 | 0 | 0 | 0 | 0 | 0 | 0 | 0 | 0 | 0 | 0 | 0 | 0 | 1 | 0 | 0 | 0 | 0 | 0 | 0 | 0 | 0 | 0 | 3610.5373
2025-10-11 | 3262.974 | 1.1 | 0 | 1 | 0 | 0 | 0 | 0 | 0 | 0 | 0 | 0 | 0 | 0 | 0 | 0 | 0 | 0 | 0 | 1 | 0 | 0 | 0 | 0 | 0 | 0 | 0 | 0 | 3532.7533
2025-10-11 | 3022.559 | 2.5 | 0 | 1 | 0 | 0 | 0 | 0 | 0 | 0 | 0 | 0 | 0 | 0 | 0 | 0 | 0 | 0 | 0 | 0 | 1 | 0 | 0 | 0 | 0 | 0 | 0 | 0 | 3330.9933
2025-10-11 | 3069.105 | 3.7 | 0 | 1 | 0 | 0 | 0 | 0 | 0 | 0 | 0 | 0 | 0 | 0 | 0 | 0 | 0 | 0 | 0 | 0 | 0 | 1 | 0 | 0 | 0 | 0 | 0 | 0 | 3109.2644
2025-10-11 | 3046.527 | 4.1 | 0 | 1 | 0 | 0 | 0 | 0 | 0 | 0 | 0 | 0 | 0 | 0 | 0 | 0 | 0 | 0 | 0 | 0 | 0 | 0 | 1 | 0 | 0 | 0 | 0 | 0 | 2947.1627
2025-10-11 | 2873.917 | 4.7 | 0 | 1 | 0 | 0 | 0 | 0 | 0 | 0 | 0 | 0 | 0 | 0 | 0 | 0 | 0 | 0 | 0 | 0 | 0 | 0 | 0 | 1 | 0 | 0 | 0 | 0 | 2830.3115
2025-10-11 | 2717.763 | 4.8 | 0 | 1 | 0 | 0 | 0 | 0 | 0 | 0 | 0 | 0 | 0 | 0 | 0 | 0 | 0 | 0 | 0 | 0 | 0 | 0 | 0 | 0 | 1 | 0 | 0 | 0 | 2651.8665
2025-10-11 | 2577.621 | 4.3 | 0 | 1 | 0 | 0 | 0 | 0 | 0 | 0 | 0 | 0 | 0 | 0 | 0 | 0 | 0 | 0 | 0 | 0 | 0 | 0 | 0 | 0 | 0 | 1 | 0 | 0 | 2355.0395
2025-10-11 | 2417.719 | 4.7 | 0 | 1 | 0 | 0 | 0 | 0 | 0 | 0 | 0 | 0 | 0 | 0 | 0 | 0 | 0 | 0 | 0 | 0 | 0 | 0 | 0 | 0 | 0 | 0 | 1 | 0 | 2165.7331
2025-10-11 | 2315.514 | 5.4 | 0 | 1 | 0 | 0 | 0 | 0 | 0 | 0 | 0 | 0 | 0 | 0 | 0 | 0 | 0 | 0 | 0 | 0 | 0 | 0 | 0 | 0 | 0 | 0 | 0 | 1 | 2081.6126
2025-10-12 | 2245.752 | 5.7 | 0 | 1 | 1 | 0 | 0 | 0 | 0 | 0 | 0 | 0 | 0 | 0 | 0 | 0 | 0 | 0 | 0 | 0 | 0 | 0 | 0 | 0 | 0 | 0 | 0 | 0 | 2026.3065
2025-10-12 | 2232.177 | 6.5 | 0 | 1 | 0 | 1 | 0 | 0 | 0 | 0 | 0 | 0 | 0 | 0 | 0 | 0 | 0 | 0 | 0 | 0 | 0 | 0 | 0 | 0 | 0 | 0 | 0 | 0 | 2043.5424
2025-10-12 | 2225.251 | 7 | 0 | 1 | 0 | 0 | 1 | 0 | 0 | 0 | 0 | 0 | 0 | 0 | 0 | 0 | 0 | 0 | 0 | 0 | 0 | 0 | 0 | 0 | 0 | 0 | 0 | 0 | 2063.7012
2025-10-12 | 2263.686 | 7.4 | 0 | 1 | 0 | 0 | 0 | 1 | 0 | 0 | 0 | 0 | 0 | 0 | 0 | 0 | 0 | 0 | 0 | 0 | 0 | 0 | 0 | 0 | 0 | 0 | 0 | 0 | 2121.7929
2025-10-12 | 2293.327 | 8.3 | 0 | 1 | 0 | 0 | 0 | 0 | 1 | 0 | 0 | 0 | 0 | 0 | 0 | 0 | 0 | 0 | 0 | 0 | 0 | 0 | 0 | 0 | 0 | 0 | 0 | 0 | 2227.7992
2025-10-12 | 2350.646 | 8.2 | 0 | 1 | 0 | 0 | 0 | 0 | 0 | 1 | 0 | 0 | 0 | 0 | 0 | 0 | 0 | 0 | 0 | 0 | 0 | 0 | 0 | 0 | 0 | 0 | 0 | 0 | 2327.0917
2025-10-12 | 2412.045 | 7.9 | 0 | 1 | 0 | 0 | 0 | 0 | 0 | 0 | 1 | 0 | 0 | 0 | 0 | 0 | 0 | 0 | 0 | 0 | 0 | 0 | 0 | 0 | 0 | 0 | 0 | 0 | 2648.5724
2025-10-12 | 2529.772 | 7.3 | 0 | 1 | 0 | 0 | 0 | 0 | 0 | 0 | 0 | 1 | 0 | 0 | 0 | 0 | 0 | 0 | 0 | 0 | 0 | 0 | 0 | 0 | 0 | 0 | 0 | 0 | 3110.7704
2025-10-12 | 2765.853 | 6.7 | 0 | 1 | 0 | 0 | 0 | 0 | 0 | 0 | 0 | 0 | 1 | 0 | 0 | 0 | 0 | 0 | 0 | 0 | 0 | 0 | 0 | 0 | 0 | 0 | 0 | 0 | 3690.9262
2025-10-12 | 3068.53 | 4.4 | 0 | 1 | 0 | 0 | 0 | 0 | 0 | 0 | 0 | 0 | 0 | 1 | 0 | 0 | 0 | 0 | 0 | 0 | 0 | 0 | 0 | 0 | 0 | 0 | 0 | 0 | 3758.8144
2025-10-12 | 3231.082 | 4 | 0 | 1 | 0 | 0 | 0 | 0 | 0 | 0 | 0 | 0 | 0 | 0 | 1 | 0 | 0 | 0 | 0 | 0 | 0 | 0 | 0 | 0 | 0 | 0 | 0 | 0 | 3913.9273
2025-10-12 | 3257.403 | 1.7 | 0 | 1 | 0 | 0 | 0 | 0 | 0 | 0 | 0 | 0 | 0 | 0 | 0 | 1 | 0 | 0 | 0 | 0 | 0 | 0 | 0 | 0 | 0 | 0 | 0 | 0 | 3787.2938
2025-10-12 | 3212.109 | 0 | 0 | 1 | 0 | 0 | 0 | 0 | 0 | 0 | 0 | 0 | 0 | 0 | 0 | 0 | 1 | 0 | 0 | 0 | 0 | 0 | 0 | 0 | 0 | 0 | 0 | 0 | 3652.0009
2025-10-12 | 3199.818 | 1.4 | 0 | 1 | 0 | 0 | 0 | 0 | 0 | 0 | 0 | 0 | 0 | 0 | 0 | 0 | 0 | 1 | 0 | 0 | 0 | 0 | 0 | 0 | 0 | 0 | 0 | 0 | 3735.9562
2025-10-12 | 3160.788 | 0.5 | 0 | 1 | 0 | 0 | 0 | 0 | 0 | 0 | 0 | 0 | 0 | 0 | 0 | 0 | 0 | 0 | 1 | 0 | 0 | 0 | 0 | 0 | 0 | 0 | 0 | 0 | 3623.7139
2025-10-12 | 3147.153 | 0.5 | 0 | 1 | 0 | 0 | 0 | 0 | 0 | 0 | 0 | 0 | 0 | 0 | 0 | 0 | 0 | 0 | 0 | 1 | 0 | 0 | 0 | 0 | 0 | 0 | 0 | 0 | 3493.2236
2025-10-12 | 2987.676 | 0.3 | 0 | 1 | 0 | 0 | 0 | 0 | 0 | 0 | 0 | 0 | 0 | 0 | 0 | 0 | 0 | 0 | 0 | 0 | 1 | 0 | 0 | 0 | 0 | 0 | 0 | 0 | 3186.051
2025-10-12 | 2867.604 | 1.3 | 0 | 1 | 0 | 0 | 0 | 0 | 0 | 0 | 0 | 0 | 0 | 0 | 0 | 0 | 0 | 0 | 0 | 0 | 0 | 1 | 0 | 0 | 0 | 0 | 0 | 0 | 2951.1456
2025-10-12 | 2895.42 | 2.3 | 0 | 1 | 0 | 0 | 0 | 0 | 0 | 0 | 0 | 0 | 0 | 0 | 0 | 0 | 0 | 0 | 0 | 0 | 0 | 0 | 1 | 0 | 0 | 0 | 0 | 0 | 2828.5736
2025-10-12 | 2738.136 | 2.5 | 0 | 1 | 0 | 0 | 0 | 0 | 0 | 0 | 0 | 0 | 0 | 0 | 0 | 0 | 0 | 0 | 0 | 0 | 0 | 0 | 0 | 1 | 0 | 0 | 0 | 0 | 2685.3692
2025-10-12 | 2593.992 | 3.1 | 0 | 1 | 0 | 0 | 0 | 0 | 0 | 0 | 0 | 0 | 0 | 0 | 0 | 0 | 0 | 0 | 0 | 0 | 0 | 0 | 0 | 0 | 1 | 0 | 0 | 0 | 2539.8656
2025-10-12 | 2461.665 | 4.5 | 0 | 1 | 0 | 0 | 0 | 0 | 0 | 0 | 0 | 0 | 0 | 0 | 0 | 0 | 0 | 0 | 0 | 0 | 0 | 0 | 0 | 0 | 0 | 1 | 0 | 0 | 2368.2161
2025-10-12 | 2292.764 | 5.4 | 0 | 1 | 0 | 0 | 0 | 0 | 0 | 0 | 0 | 0 | 0 | 0 | 0 | 0 | 0 | 0 | 0 | 0 | 0 | 0 | 0 | 0 | 0 | 0 | 1 | 0 | 2211.8511
2025-10-12 | 2238.729 | 4 | 0 | 1 | 0 | 0 | 0 | 0 | 0 | 0 | 0 | 0 | 0 | 0 | 0 | 0 | 0 | 0 | 0 | 0 | 0 | 0 | 0 | 0 | 0 | 0 | 0 | 1 | 1989.3766
2025-10-13 | 2227.558 | 4.9 | 0 | 0 | 1 | 0 | 0 | 0 | 0 | 0 | 0 | 0 | 0 | 0 | 0 | 0 | 0 | 0 | 0 | 0 | 0 | 0 | 0 | 0 | 0 | 0 | 0 | 0 | 2546.131
2025-10-13 | 2176.422 | 5.7 | 0 | 0 | 0 | 1 | 0 | 0 | 0 | 0 | 0 | 0 | 0 | 0 | 0 | 0 | 0 | 0 | 0 | 0 | 0 | 0 | 0 | 0 | 0 | 0 | 0 | 0 | 2563.3669
2025-10-13 | 2191.603 | 7.7 | 0 | 0 | 0 | 0 | 1 | 0 | 0 | 0 | 0 | 0 | 0 | 0 | 0 | 0 | 0 | 0 | 0 | 0 | 0 | 0 | 0 | 0 | 0 | 0 | 0 | 0 | 2682.35
2025-10-13 | 2217.801 | 8.8 | 0 | 0 | 0 | 0 | 0 | 1 | 0 | 0 | 0 | 0 | 0 | 0 | 0 | 0 | 0 | 0 | 0 | 0 | 0 | 0 | 0 | 0 | 0 | 0 | 0 | 0 | 2786.5597
2025-10-13 | 2266.588 | 8.4 | 0 | 0 | 0 | 0 | 0 | 0 | 1 | 0 | 0 | 0 | 0 | 0 | 0 | 0 | 0 | 0 | 0 | 0 | 0 | 0 | 0 | 0 | 0 | 0 | 0 | 0 | 2806.9183
2025-10-13 | 2366.212 | 8.6 | 0 | 0 | 0 | 0 | 0 | 0 | 0 | 1 | 0 | 0 | 0 | 0 | 0 | 0 | 0 | 0 | 0 | 0 | 0 | 0 | 0 | 0 | 0 | 0 | 0 | 0 | 2925.9757
2025-10-13 | 2454.029 | 7.9 | 0 | 0 | 0 | 0 | 0 | 0 | 0 | 0 | 1 | 0 | 0 | 0 | 0 | 0 | 0 | 0 | 0 | 0 | 0 | 0 | 0 | 0 | 0 | 0 | 0 | 0 | 3221.1032
2025-10-13 | 2502.366 | 7 | 0 | 0 | 0 | 0 | 0 | 0 | 0 | 0 | 0 | 1 | 0 | 0 | 0 | 0 | 0 | 0 | 0 | 0 | 0 | 0 | 0 | 0 | 0 | 0 | 0 | 0 | 3663.5364
2025-10-13 | 2633.758 | 5.7 | 0 | 0 | 0 | 0 | 0 | 0 | 0 | 0 | 0 | 0 | 1 | 0 | 0 | 0 | 0 | 0 | 0 | 0 | 0 | 0 | 0 | 0 | 0 | 0 | 0 | 0 | 4197.5742
2025-10-13 | 2781.638 | 3.6 | 0 | 0 | 0 | 0 | 0 | 0 | 0 | 0 | 0 | 0 | 0 | 1 | 0 | 0 | 0 | 0 | 0 | 0 | 0 | 0 | 0 | 0 | 0 | 0 | 0 | 0 | 4278.639
2025-10-13 | 2854.308 | 2.1 | 0 | 0 | 0 | 0 | 0 | 0 | 0 | 0 | 0 | 0 | 0 | 0 | 1 | 0 | 0 | 0 | 0 | 0 | 0 | 0 | 0 | 0 | 0 | 0 | 0 | 0 | 4361.2807
2025-10-13 | 2921.172 | 2.4 | 0 | 0 | 0 | 0 | 0 | 0 | 0 | 0 | 0 | 0 | 0 | 0 | 0 | 1 | 0 | 0 | 0 | 0 | 0 | 0 | 0 | 0 | 0 | 0 | 0 | 0 | 4405.9427
2025-10-13 | 2911.468 | 2.6 | 0 | 0 | 0 | 0 | 0 | 0 | 0 | 0 | 0 | 0 | 0 | 0 | 0 | 0 | 1 | 0 | 0 | 0 | 0 | 0 | 0 | 0 | 0 | 0 | 0 | 0 | 4395.8272
2025-10-13 | 2935.089 | 0 | 0 | 0 | 0 | 0 | 0 | 0 | 0 | 0 | 0 | 0 | 0 | 0 | 0 | 0 | 0 | 1 | 0 | 0 | 0 | 0 | 0 | 0 | 0 | 0 | 0 | 0 | 4216.251
2025-10-13 | 2939.288 | 0.5 | 0 | 0 | 0 | 0 | 0 | 0 | 0 | 0 | 0 | 0 | 0 | 0 | 0 | 0 | 0 | 0 | 1 | 0 | 0 | 0 | 0 | 0 | 0 | 0 | 0 | 0 | 4196.2447
2025-10-13 | 2899.107 | 0.1 | 0 | 0 | 0 | 0 | 0 | 0 | 0 | 0 | 0 | 0 | 0 | 0 | 0 | 0 | 0 | 0 | 0 | 1 | 0 | 0 | 0 | 0 | 0 | 0 | 0 | 0 | 4039.4013
2025-10-13 | 2832.964 | 0.7 | 0 | 0 | 0 | 0 | 0 | 0 | 0 | 0 | 0 | 0 | 0 | 0 | 0 | 0 | 0 | 0 | 0 | 0 | 1 | 0 | 0 | 0 | 0 | 0 | 0 | 0 | 3784.935
2025-10-13 | 2762.186 | 1.2 | 0 | 0 | 0 | 0 | 0 | 0 | 0 | 0 | 0 | 0 | 0 | 0 | 0 | 0 | 0 | 0 | 0 | 0 | 0 | 1 | 0 | 0 | 0 | 0 | 0 | 0 | 3517.0881
2025-10-13 | 2829.312 | 2.2 | 0 | 0 | 0 | 0 | 0 | 0 | 0 | 0 | 0 | 0 | 0 | 0 | 0 | 0 | 0 | 0 | 0 | 0 | 0 | 0 | 1 | 0 | 0 | 0 | 0 | 0 | 3394.5161
2025-10-13 | 2717.881 | 3.2 | 0 | 0 | 0 | 0 | 0 | 0 | 0 | 0 | 0 | 0 | 0 | 0 | 0 | 0 | 0 | 0 | 0 | 0 | 0 | 0 | 0 | 1 | 0 | 0 | 0 | 0 | 3304.018
2025-10-13 | 2591.769 | 3.5 | 0 | 0 | 0 | 0 | 0 | 0 | 0 | 0 | 0 | 0 | 0 | 0 | 0 | 0 | 0 | 0 | 0 | 0 | 0 | 0 | 0 | 0 | 1 | 0 | 0 | 0 | 3138.7496
2025-10-13 | 2416.545 | 3.9 | 0 | 0 | 0 | 0 | 0 | 0 | 0 | 0 | 0 | 0 | 0 | 0 | 0 | 0 | 0 | 0 | 0 | 0 | 0 | 0 | 0 | 0 | 0 | 1 | 0 | 0 | 2901.2172
2025-10-13 | 2297.261 | 4.8 | 0 | 0 | 0 | 0 | 0 | 0 | 0 | 0 | 0 | 0 | 0 | 0 | 0 | 0 | 0 | 0 | 0 | 0 | 0 | 0 | 0 | 0 | 0 | 0 | 1 | 0 | 2744.8522
2025-10-13 | 2220.17 | 4.8 | 0 | 0 | 0 | 0 | 0 | 0 | 0 | 0 | 0 | 0 | 0 | 0 | 0 | 0 | 0 | 0 | 0 | 0 | 0 | 0 | 0 | 0 | 0 | 0 | 0 | 1 | 2614.6138
2025-10-14 | 2194.663 | 6.5 | 0 | 0 | 1 | 0 | 0 | 0 | 0 | 0 | 0 | 0 | 0 | 0 | 0 | 0 | 0 | 0 | 0 | 0 | 0 | 0 | 0 | 0 | 0 | 0 | 0 | 0 | 2651.5436
2025-10-14 | 2167.095 | 8 | 0 | 0 | 0 | 1 | 0 | 0 | 0 | 0 | 0 | 0 | 0 | 0 | 0 | 0 | 0 | 0 | 0 | 0 | 0 | 0 | 0 | 0 | 0 | 0 | 0 | 0 | 2714.8975
2025-10-14 | 2191.934 | 7.3 | 0 | 0 | 0 | 0 | 1 | 0 | 0 | 0 | 0 | 0 | 0 | 0 | 0 | 0 | 0 | 0 | 0 | 0 | 0 | 0 | 0 | 0 | 0 | 0 | 0 | 0 | 2655.9969
2025-10-14 | 2206.505 | 7.9 | 0 | 0 | 0 | 0 | 0 | 1 | 0 | 0 | 0 | 0 | 0 | 0 | 0 | 0 | 0 | 0 | 0 | 0 | 0 | 0 | 0 | 0 | 0 | 0 | 0 | 0 | 2727.2651
2025-10-14 | 2297.848 | 8.4 | 0 | 0 | 0 | 0 | 0 | 0 | 1 | 0 | 0 | 0 | 0 | 0 | 0 | 0 | 0 | 0 | 0 | 0 | 0 | 0 | 0 | 0 | 0 | 0 | 0 | 0 | 2806.9183
2025-10-14 | 2559.353 | 9.8 | 0 | 0 | 0 | 0 | 0 | 0 | 0 | 1 | 0 | 0 | 0 | 0 | 0 | 0 | 0 | 0 | 0 | 0 | 0 | 0 | 0 | 0 | 0 | 0 | 0 | 0 | 3005.0351
2025-10-14 | 3006.958 | 8.7 | 0 | 0 | 0 | 0 | 0 | 0 | 0 | 0 | 1 | 0 | 0 | 0 | 0 | 0 | 0 | 0 | 0 | 0 | 0 | 0 | 0 | 0 | 0 | 0 | 0 | 0 | 3273.8095
2025-10-14 | 3553.613 | 8.9 | 0 | 0 | 0 | 0 | 0 | 0 | 0 | 0 | 0 | 1 | 0 | 0 | 0 | 0 | 0 | 0 | 0 | 0 | 0 | 0 | 0 | 0 | 0 | 0 | 0 | 0 | 3788.7138
2025-10-14 | 4089.958 | 6.3 | 0 | 0 | 0 | 0 | 0 | 0 | 0 | 0 | 0 | 0 | 1 | 0 | 0 | 0 | 0 | 0 | 0 | 0 | 0 | 0 | 0 | 0 | 0 | 0 | 0 | 0 | 4237.1039
2025-10-14 | 4396.522 | 3.7 | 0 | 0 | 0 | 0 | 0 | 0 | 0 | 0 | 0 | 0 | 0 | 1 | 0 | 0 | 0 | 0 | 0 | 0 | 0 | 0 | 0 | 0 | 0 | 0 | 0 | 0 | 4285.2273
2025-10-14 | 4645.929 | 1.4 | 0 | 0 | 0 | 0 | 0 | 0 | 0 | 0 | 0 | 0 | 0 | 0 | 1 | 0 | 0 | 0 | 0 | 0 | 0 | 0 | 0 | 0 | 0 | 0 | 0 | 0 | 4315.1627
2025-10-14 | 4603.936 | 0 | 1.1 | 0 | 0 | 0 | 0 | 0 | 0 | 0 | 0 | 0 | 0 | 0 | 0 | 1 | 0 | 0 | 0 | 0 | 0 | 0 | 0 | 0 | 0 | 0 | 0 | 0 | 4408.1654
2025-10-14 | 4665.506 | 0 | 3.1 | 0 | 0 | 0 | 0 | 0 | 0 | 0 | 0 | 0 | 0 | 0 | 0 | 0 | 1 | 0 | 0 | 0 | 0 | 0 | 0 | 0 | 0 | 0 | 0 | 0 | 4676.4035
2025-10-14 | 4731.362 | 0 | 2.9 | 0 | 0 | 0 | 0 | 0 | 0 | 0 | 0 | 0 | 0 | 0 | 0 | 0 | 0 | 1 | 0 | 0 | 0 | 0 | 0 | 0 | 0 | 0 | 0 | 0 | 4638.9698
2025-10-14 | 4631.427 | 0 | 3.3 | 0 | 0 | 0 | 0 | 0 | 0 | 0 | 0 | 0 | 0 | 0 | 0 | 0 | 0 | 0 | 1 | 0 | 0 | 0 | 0 | 0 | 0 | 0 | 0 | 0 | 4644.3281
2025-10-14 | 4386.959 | 0 | 2.7 | 0 | 0 | 0 | 0 | 0 | 0 | 0 | 0 | 0 | 0 | 0 | 0 | 0 | 0 | 0 | 0 | 1 | 0 | 0 | 0 | 0 | 0 | 0 | 0 | 0 | 4426.3788
2025-10-14 | 3881.822 | 0 | 1.3 | 0 | 0 | 0 | 0 | 0 | 0 | 0 | 0 | 0 | 0 | 0 | 0 | 0 | 0 | 0 | 0 | 0 | 1 | 0 | 0 | 0 | 0 | 0 | 0 | 0 | 3928.3116
2025-10-14 | 3549.851 | 0 | 1.1 | 0 | 0 | 0 | 0 | 0 | 0 | 0 | 0 | 0 | 0 | 0 | 0 | 0 | 0 | 0 | 0 | 0 | 0 | 1 | 0 | 0 | 0 | 0 | 0 | 0 | 3598.3703
2025-10-14 | 3447.677 | 0 | 0.6 | 0 | 0 | 0 | 0 | 0 | 0 | 0 | 0 | 0 | 0 | 0 | 0 | 0 | 0 | 0 | 0 | 0 | 0 | 0 | 1 | 0 | 0 | 0 | 0 | 0 | 3337.0329
2025-10-14 | 3103.007 | 2.2 | 0 | 0 | 0 | 0 | 0 | 0 | 0 | 0 | 0 | 0 | 0 | 0 | 0 | 0 | 0 | 0 | 0 | 0 | 0 | 0 | 0 | 1 | 0 | 0 | 0 | 0 | 3238.1352
2025-10-14 | 2778.029 | 4.6 | 0 | 0 | 0 | 0 | 0 | 0 | 0 | 0 | 0 | 0 | 0 | 0 | 0 | 0 | 0 | 0 | 0 | 0 | 0 | 0 | 0 | 0 | 1 | 0 | 0 | 0 | 3211.2207
2025-10-14 | 2550.158 | 5.5 | 0 | 0 | 0 | 0 | 0 | 0 | 0 | 0 | 0 | 0 | 0 | 0 | 0 | 0 | 0 | 0 | 0 | 0 | 0 | 0 | 0 | 0 | 0 | 1 | 0 | 0 | 3006.6298
2025-10-14 | 2355.672 | 5.5 | 0 | 0 | 0 | 0 | 0 | 0 | 0 | 0 | 0 | 0 | 0 | 0 | 0 | 0 | 0 | 0 | 0 | 0 | 0 | 0 | 0 | 0 | 0 | 0 | 1 | 0 | 2790.9702
2025-10-14 | 2273.445 | 5.5 | 0 | 0 | 0 | 0 | 0 | 0 | 0 | 0 | 0 | 0 | 0 | 0 | 0 | 0 | 0 | 0 | 0 | 0 | 0 | 0 | 0 | 0 | 0 | 0 | 0 | 1 | 2660.7318
2025-10-15 | 2240.544 | 5.5 | 0 | 0 | 1 | 0 | 0 | 0 | 0 | 0 | 0 | 0 | 0 | 0 | 0 | 0 | 0 | 0 | 0 | 0 | 0 | 0 | 0 | 0 | 0 | 0 | 0 | 0 | 2585.6607
2025-10-15 | 2188.1 | 6.1 | 0 | 0 | 0 | 1 | 0 | 0 | 0 | 0 | 0 | 0 | 0 | 0 | 0 | 0 | 0 | 0 | 0 | 0 | 0 | 0 | 0 | 0 | 0 | 0 | 0 | 0 | 2589.7201
2025-10-15 | 2194.055 | 6.2 | 0 | 0 | 0 | 0 | 1 | 0 | 0 | 0 | 0 | 0 | 0 | 0 | 0 | 0 | 0 | 0 | 0 | 0 | 0 | 0 | 0 | 0 | 0 | 0 | 0 | 0 | 2583.5258
2025-10-15 | 2273.586 | 6.5 | 0 | 0 | 0 | 0 | 0 | 1 | 0 | 0 | 0 | 0 | 0 | 0 | 0 | 0 | 0 | 0 | 0 | 0 | 0 | 0 | 0 | 0 | 0 | 0 | 0 | 0 | 2635.0292
2025-10-15 | 2331.366 | 7 | 0 | 0 | 0 | 0 | 0 | 0 | 1 | 0 | 0 | 0 | 0 | 0 | 0 | 0 | 0 | 0 | 0 | 0 | 0 | 0 | 0 | 0 | 0 | 0 | 0 | 0 | 2714.6824
2025-10-15 | 2587.994 | 7.4 | 0 | 0 | 0 | 0 | 0 | 0 | 0 | 1 | 0 | 0 | 0 | 0 | 0 | 0 | 0 | 0 | 0 | 0 | 0 | 0 | 0 | 0 | 0 | 0 | 0 | 0 | 2846.9163
2025-10-15 | 3067.179 | 7.8 | 0 | 0 | 0 | 0 | 0 | 0 | 0 | 0 | 1 | 0 | 0 | 0 | 0 | 0 | 0 | 0 | 0 | 0 | 0 | 0 | 0 | 0 | 0 | 0 | 0 | 0 | 3214.5149
2025-10-15 | 3564.234 | 8.4 | 0 | 0 | 0 | 0 | 0 | 0 | 0 | 0 | 0 | 1 | 0 | 0 | 0 | 0 | 0 | 0 | 0 | 0 | 0 | 0 | 0 | 0 | 0 | 0 | 0 | 0 | 3755.7724
2025-10-15 | 4146.48 | 8 | 0 | 0 | 0 | 0 | 0 | 0 | 0 | 0 | 0 | 0 | 1 | 0 | 0 | 0 | 0 | 0 | 0 | 0 | 0 | 0 | 0 | 0 | 0 | 0 | 0 | 0 | 4349.1047
2025-10-15 | 4453.877 | 7.5 | 0 | 0 | 0 | 0 | 0 | 0 | 0 | 0 | 0 | 0 | 0 | 1 | 0 | 0 | 0 | 0 | 0 | 0 | 0 | 0 | 0 | 0 | 0 | 0 | 0 | 0 | 4535.5821
2025-10-15 | 4523.023 | 6.8 | 0 | 0 | 0 | 0 | 0 | 0 | 0 | 0 | 0 | 0 | 0 | 0 | 1 | 0 | 0 | 0 | 0 | 0 | 0 | 0 | 0 | 0 | 0 | 0 | 0 | 0 | 4670.9301
2025-10-15 | 4530.111 | 5.7 | 0 | 0 | 0 | 0 | 0 | 0 | 0 | 0 | 0 | 0 | 0 | 0 | 0 | 1 | 0 | 0 | 0 | 0 | 0 | 0 | 0 | 0 | 0 | 0 | 0 | 0 | 4623.3561
2025-10-15 | 4518.024 | 4.5 | 0 | 0 | 0 | 0 | 0 | 0 | 0 | 0 | 0 | 0 | 0 | 0 | 0 | 0 | 1 | 0 | 0 | 0 | 0 | 0 | 0 | 0 | 0 | 0 | 0 | 0 | 4521.0046
2025-10-15 | 4481.338 | 4.9 | 0 | 0 | 0 | 0 | 0 | 0 | 0 | 0 | 0 | 0 | 0 | 0 | 0 | 0 | 0 | 1 | 0 | 0 | 0 | 0 | 0 | 0 | 0 | 0 | 0 | 0 | 4539.077
2025-10-15 | 4378.598 | 4.9 | 0 | 0 | 0 | 0 | 0 | 0 | 0 | 0 | 0 | 0 | 0 | 0 | 0 | 0 | 0 | 0 | 1 | 0 | 0 | 0 | 0 | 0 | 0 | 0 | 0 | 0 | 4486.1293
2025-10-15 | 4127.403 | 4.5 | 0 | 0 | 0 | 0 | 0 | 0 | 0 | 0 | 0 | 0 | 0 | 0 | 0 | 0 | 0 | 0 | 0 | 1 | 0 | 0 | 0 | 0 | 0 | 0 | 0 | 0 | 4329.2859
2025-10-15 | 3657.41 | 4.3 | 0 | 0 | 0 | 0 | 0 | 0 | 0 | 0 | 0 | 0 | 0 | 0 | 0 | 0 | 0 | 0 | 0 | 0 | 1 | 0 | 0 | 0 | 0 | 0 | 0 | 0 | 4022.1132
2025-10-15 | 3486.826 | 6.1 | 0 | 0 | 0 | 0 | 0 | 0 | 0 | 0 | 0 | 0 | 0 | 0 | 0 | 0 | 0 | 0 | 0 | 0 | 0 | 1 | 0 | 0 | 0 | 0 | 0 | 0 | 3839.9141
2025-10-15 | 3379.056 | 7.5 | 0 | 0 | 0 | 0 | 0 | 0 | 0 | 0 | 0 | 0 | 0 | 0 | 0 | 0 | 0 | 0 | 0 | 0 | 0 | 0 | 1 | 0 | 0 | 0 | 0 | 0 | 3743.6952
2025-10-15 | 3158.273 | 8.5 | 0 | 0 | 0 | 0 | 0 | 0 | 0 | 0 | 0 | 0 | 0 | 0 | 0 | 0 | 0 | 0 | 0 | 0 | 0 | 0 | 0 | 1 | 0 | 0 | 0 | 0 | 3653.1971
2025-10-15 | 2878.7 | 9 | 0 | 0 | 0 | 0 | 0 | 0 | 0 | 0 | 0 | 0 | 0 | 0 | 0 | 0 | 0 | 0 | 0 | 0 | 0 | 0 | 0 | 0 | 1 | 0 | 0 | 0 | 3501.1053
2025-10-15 | 2667.867 | 9.6 | 0 | 0 | 0 | 0 | 0 | 0 | 0 | 0 | 0 | 0 | 0 | 0 | 0 | 0 | 0 | 0 | 0 | 0 | 0 | 0 | 0 | 0 | 0 | 1 | 0 | 0 | 3276.7495
2025-10-15 | 2474.966 | 10.2 | 0 | 0 | 0 | 0 | 0 | 0 | 0 | 0 | 0 | 0 | 0 | 0 | 0 | 0 | 0 | 0 | 0 | 0 | 0 | 0 | 0 | 0 | 0 | 0 | 1 | 0 | 3100.6196
2025-10-15 | 2343.467 | 10.5 | 0 | 0 | 0 | 0 | 0 | 0 | 0 | 0 | 0 | 0 | 0 | 0 | 0 | 0 | 0 | 0 | 0 | 0 | 0 | 0 | 0 | 0 | 0 | 0 | 0 | 1 | 2990.146
2025-10-16 | 2302.41 | 11.2 | 0 | 0 | 1 | 0 | 0 | 0 | 0 | 0 | 0 | 0 | 0 | 0 | 0 | 0 | 0 | 0 | 0 | 0 | 0 | 0 | 0 | 0 | 0 | 0 | 0 | 0 | 2961.193
2025-10-16 | 2329.536 | 12.3 | 0 | 0 | 0 | 1 | 0 | 0 | 0 | 0 | 0 | 0 | 0 | 0 | 0 | 0 | 0 | 0 | 0 | 0 | 0 | 0 | 0 | 0 | 0 | 0 | 0 | 0 | 2998.1937
2025-10-16 | 2300.3 | 12.1 | 0 | 0 | 0 | 0 | 1 | 0 | 0 | 0 | 0 | 0 | 0 | 0 | 0 | 0 | 0 | 0 | 0 | 0 | 0 | 0 | 0 | 0 | 0 | 0 | 0 | 0 | 2972.2346
2025-10-16 | 2360.032 | 12.7 | 0 | 0 | 0 | 0 | 0 | 1 | 0 | 0 | 0 | 0 | 0 | 0 | 0 | 0 | 0 | 0 | 0 | 0 | 0 | 0 | 0 | 0 | 0 | 0 | 0 | 0 | 3043.5028
2025-10-16 | 2466.514 | 13.3 | 0 | 0 | 0 | 0 | 0 | 0 | 1 | 0 | 0 | 0 | 0 | 0 | 0 | 0 | 0 | 0 | 0 | 0 | 0 | 0 | 0 | 0 | 0 | 0 | 0 | 0 | 3129.7443
2025-10-16 | 2746.124 | 13.4 | 0 | 0 | 0 | 0 | 0 | 0 | 0 | 1 | 0 | 0 | 0 | 0 | 0 | 0 | 0 | 0 | 0 | 0 | 0 | 0 | 0 | 0 | 0 | 0 | 0 | 0 | 3242.2134
2025-10-16 | 3241.102 | 13 | 0 | 0 | 0 | 0 | 0 | 0 | 0 | 0 | 1 | 0 | 0 | 0 | 0 | 0 | 0 | 0 | 0 | 0 | 0 | 0 | 0 | 0 | 0 | 0 | 0 | 0 | 3557.1058
2025-10-16 | 3763.964 | 12.6 | 0 | 0 | 0 | 0 | 0 | 0 | 0 | 0 | 0 | 1 | 0 | 0 | 0 | 0 | 0 | 0 | 0 | 0 | 0 | 0 | 0 | 0 | 0 | 0 | 0 | 0 | 4032.4804
2025-10-16 | 54662.158 | 10.8 | 0 | 0 | 0 | 0 | 0 | 0 | 0 | 0 | 0 | 0 | 1 | 0 | 0 | 0 | 0 | 0 | 0 | 0 | 0 | 0 | 0 | 0 | 0 | 0 | 0 | 0 | 4533.5767
2025-10-16 | 4440.527 | 8.3 | 0 | 0 | 0 | 0 | 0 | 0 | 0 | 0 | 0 | 0 | 0 | 1 | 0 | 0 | 0 | 0 | 0 | 0 | 0 | 0 | 0 | 0 | 0 | 0 | 0 | 0 | 4588.2884
2025-10-16 | 4560.872 | 6.8 | 0 | 0 | 0 | 0 | 0 | 0 | 0 | 0 | 0 | 0 | 0 | 0 | 1 | 0 | 0 | 0 | 0 | 0 | 0 | 0 | 0 | 0 | 0 | 0 | 0 | 0 | 4670.9301
2025-10-16 | 4523.24 | 5.2 | 0 | 0 | 0 | 0 | 0 | 0 | 0 | 0 | 0 | 0 | 0 | 0 | 0 | 1 | 0 | 0 | 0 | 0 | 0 | 0 | 0 | 0 | 0 | 0 | 0 | 0 | 4590.4147
2025-10-16 | 4502.65 | 5.5 | 0 | 0 | 0 | 0 | 0 | 0 | 0 | 0 | 0 | 0 | 0 | 0 | 0 | 0 | 1 | 0 | 0 | 0 | 0 | 0 | 0 | 0 | 0 | 0 | 0 | 0 | 4586.8874
2025-10-16 | 4487.123 | 4 | 0 | 0 | 0 | 0 | 0 | 0 | 0 | 0 | 0 | 0 | 0 | 0 | 0 | 0 | 0 | 1 | 0 | 0 | 0 | 0 | 0 | 0 | 0 | 0 | 0 | 0 | 4479.7824
2025-10-16 | 4393.881 | 3.3 | 0 | 0 | 0 | 0 | 0 | 0 | 0 | 0 | 0 | 0 | 0 | 0 | 0 | 0 | 0 | 0 | 1 | 0 | 0 | 0 | 0 | 0 | 0 | 0 | 0 | 0 | 4380.7167
2025-10-16 | 4215.324 | 3.3 | 0 | 0 | 0 | 0 | 0 | 0 | 0 | 0 | 0 | 0 | 0 | 0 | 0 | 0 | 0 | 0 | 0 | 1 | 0 | 0 | 0 | 0 | 0 | 0 | 0 | 0 | 4250.2265
2025-10-16 | 3815.187 | 3.4 | 0 | 0 | 0 | 0 | 0 | 0 | 0 | 0 | 0 | 0 | 0 | 0 | 0 | 0 | 0 | 0 | 0 | 0 | 1 | 0 | 0 | 0 | 0 | 0 | 0 | 0 | 3962.8187
2025-10-16 | 3589.234 | 4.8 | 0 | 0 | 0 | 0 | 0 | 0 | 0 | 0 | 0 | 0 | 0 | 0 | 0 | 0 | 0 | 0 | 0 | 0 | 0 | 1 | 0 | 0 | 0 | 0 | 0 | 0 | 3754.2664
2025-10-16 | 3453.211 | 6.1 | 0 | 0 | 0 | 0 | 0 | 0 | 0 | 0 | 0 | 0 | 0 | 0 | 0 | 0 | 0 | 0 | 0 | 0 | 0 | 0 | 1 | 0 | 0 | 0 | 0 | 0 | 3651.4592
2025-10-16 | 3229.143 | 7.2 | 0 | 0 | 0 | 0 | 0 | 0 | 0 | 0 | 0 | 0 | 0 | 0 | 0 | 0 | 0 | 0 | 0 | 0 | 0 | 0 | 0 | 1 | 0 | 0 | 0 | 0 | 3567.5494
2025-10-16 | 2914.469 | 8 | 0 | 0 | 0 | 0 | 0 | 0 | 0 | 0 | 0 | 0 | 0 | 0 | 0 | 0 | 0 | 0 | 0 | 0 | 0 | 0 | 0 | 0 | 1 | 0 | 0 | 0 | 3435.2224
2025-10-16 | 2675.515 | 8.5 | 0 | 0 | 0 | 0 | 0 | 0 | 0 | 0 | 0 | 0 | 0 | 0 | 0 | 0 | 0 | 0 | 0 | 0 | 0 | 0 | 0 | 0 | 0 | 1 | 0 | 0 | 3204.2784
2025-10-16 | 2493.269 | 9.6 | 0 | 0 | 0 | 0 | 0 | 0 | 0 | 0 | 0 | 0 | 0 | 0 | 0 | 0 | 0 | 0 | 0 | 0 | 0 | 0 | 0 | 0 | 0 | 0 | 1 | 0 | 3061.0899
2025-10-16 | 2355.461 | 11.4 | 0 | 0 | 0 | 0 | 0 | 0 | 0 | 0 | 0 | 0 | 0 | 0 | 0 | 0 | 0 | 0 | 0 | 0 | 0 | 0 | 0 | 0 | 0 | 0 | 0 | 1 | 3049.4406
2025-10-17 | 2311.71 | 11.2 | 0 | 0 | 1 | 0 | 0 | 0 | 0 | 0 | 0 | 0 | 0 | 0 | 0 | 0 | 0 | 0 | 0 | 0 | 0 | 0 | 0 | 0 | 0 | 0 | 0 | 0 | 2961.193
2025-10-17 | 2301.114 | 12.5 | 0 | 0 | 0 | 1 | 0 | 0 | 0 | 0 | 0 | 0 | 0 | 0 | 0 | 0 | 0 | 0 | 0 | 0 | 0 | 0 | 0 | 0 | 0 | 0 | 0 | 0 | 3011.3703
2025-10-17 | 2307.783 | 12.3 | 0 | 0 | 0 | 0 | 1 | 0 | 0 | 0 | 0 | 0 | 0 | 0 | 0 | 0 | 0 | 0 | 0 | 0 | 0 | 0 | 0 | 0 | 0 | 0 | 0 | 0 | 2985.4112
2025-10-17 | 2362.986 | 12.2 | 0 | 0 | 0 | 0 | 0 | 1 | 0 | 0 | 0 | 0 | 0 | 0 | 0 | 0 | 0 | 0 | 0 | 0 | 0 | 0 | 0 | 0 | 0 | 0 | 0 | 0 | 3010.5614
2025-10-17 | 2464.644 | 11.7 | 0 | 0 | 0 | 0 | 0 | 0 | 1 | 0 | 0 | 0 | 0 | 0 | 0 | 0 | 0 | 0 | 0 | 0 | 0 | 0 | 0 | 0 | 0 | 0 | 0 | 0 | 3024.3318
2025-10-17 | 2735.719 | 11.7 | 0 | 0 | 0 | 0 | 0 | 0 | 0 | 1 | 0 | 0 | 0 | 0 | 0 | 0 | 0 | 0 | 0 | 0 | 0 | 0 | 0 | 0 | 0 | 0 | 0 | 0 | 3130.2125
2025-10-17 | 3169.621 | 10.7 | 0 | 0 | 0 | 0 | 0 | 0 | 0 | 0 | 1 | 0 | 0 | 0 | 0 | 0 | 0 | 0 | 0 | 0 | 0 | 0 | 0 | 0 | 0 | 0 | 0 | 0 | 3405.5752
2025-10-17 | 3714.117 | 10.7 | 0 | 0 | 0 | 0 | 0 | 0 | 0 | 0 | 0 | 1 | 0 | 0 | 0 | 0 | 0 | 0 | 0 | 0 | 0 | 0 | 0 | 0 | 0 | 0 | 0 | 0 | 3907.3029
2025-10-17 | 4114.011 | 9.9 | 0 | 0 | 0 | 0 | 0 | 0 | 0 | 0 | 0 | 0 | 1 | 0 | 0 | 0 | 0 | 0 | 0 | 0 | 0 | 0 | 0 | 0 | 0 | 0 | 0 | 0 | 4474.2822
2025-10-17 | 4399.805 | 8.9 | 0 | 0 | 0 | 0 | 0 | 0 | 0 | 0 | 0 | 0 | 0 | 1 | 0 | 0 | 0 | 0 | 0 | 0 | 0 | 0 | 0 | 0 | 0 | 0 | 0 | 0 | 4627.8181
2025-10-17 | 4396.849 | 7.4 | 0 | 0 | 0 | 0 | 0 | 0 | 0 | 0 | 0 | 0 | 0 | 0 | 1 | 0 | 0 | 0 | 0 | 0 | 0 | 0 | 0 | 0 | 0 | 0 | 0 | 0 | 4710.4598
2025-10-17 | 4420.662 | 6.2 | 0 | 0 | 0 | 0 | 0 | 0 | 0 | 0 | 0 | 0 | 0 | 0 | 0 | 1 | 0 | 0 | 0 | 0 | 0 | 0 | 0 | 0 | 0 | 0 | 0 | 0 | 4656.2975
2025-10-17 | 4378.805 | 5.9 | 0 | 0 | 0 | 0 | 0 | 0 | 0 | 0 | 0 | 0 | 0 | 0 | 0 | 0 | 1 | 0 | 0 | 0 | 0 | 0 | 0 | 0 | 0 | 0 | 0 | 0 | 4613.2406
2025-10-17 | 4298.992 | 6.6 | 0 | 0 | 0 | 0 | 0 | 0 | 0 | 0 | 0 | 0 | 0 | 0 | 0 | 0 | 0 | 1 | 0 | 0 | 0 | 0 | 0 | 0 | 0 | 0 | 0 | 0 | 4651.0779
2025-10-17 | 4258.41 | 6.8 | 0 | 0 | 0 | 0 | 0 | 0 | 0 | 0 | 0 | 0 | 0 | 0 | 0 | 0 | 0 | 0 | 1 | 0 | 0 | 0 | 0 | 0 | 0 | 0 | 0 | 0 | 4611.3067
2025-10-17 | 3947.466 | 6.6 | 0 | 0 | 0 | 0 | 0 | 0 | 0 | 0 | 0 | 0 | 0 | 0 | 0 | 0 | 0 | 0 | 0 | 1 | 0 | 0 | 0 | 0 | 0 | 0 | 0 | 0 | 4467.6399
2025-10-17 | 3620.107 | 6.6 | 0 | 0 | 0 | 0 | 0 | 0 | 0 | 0 | 0 | 0 | 0 | 0 | 0 | 0 | 0 | 0 | 0 | 0 | 1 | 0 | 0 | 0 | 0 | 0 | 0 | 0 | 4173.6438
2025-10-17 | 3462.37 | 6.6 | 0 | 0 | 0 | 0 | 0 | 0 | 0 | 0 | 0 | 0 | 0 | 0 | 0 | 0 | 0 | 0 | 0 | 0 | 0 | 1 | 0 | 0 | 0 | 0 | 0 | 0 | 3872.8555
2025-10-17 | 3373.213 | 6.4 | 0 | 0 | 0 | 0 | 0 | 0 | 0 | 0 | 0 | 0 | 0 | 0 | 0 | 0 | 0 | 0 | 0 | 0 | 0 | 0 | 1 | 0 | 0 | 0 | 0 | 0 | 3671.2241
2025-10-17 | 3146.361 | 6.1 | 0 | 0 | 0 | 0 | 0 | 0 | 0 | 0 | 0 | 0 | 0 | 0 | 0 | 0 | 0 | 0 | 0 | 0 | 0 | 0 | 0 | 1 | 0 | 0 | 0 | 0 | 3495.0783
2025-10-17 | 2931.848 | 7.2 | 0 | 0 | 0 | 0 | 0 | 0 | 0 | 0 | 0 | 0 | 0 | 0 | 0 | 0 | 0 | 0 | 0 | 0 | 0 | 0 | 0 | 0 | 1 | 0 | 0 | 0 | 3382.5161
2025-10-17 | 2701.462 | 7 | 0 | 0 | 0 | 0 | 0 | 0 | 0 | 0 | 0 | 0 | 0 | 0 | 0 | 0 | 0 | 0 | 0 | 0 | 0 | 0 | 0 | 0 | 0 | 1 | 0 | 0 | 3105.4541
2025-10-17 | 2505.74 | 7.4 | 0 | 0 | 0 | 0 | 0 | 0 | 0 | 0 | 0 | 0 | 0 | 0 | 0 | 0 | 0 | 0 | 0 | 0 | 0 | 0 | 0 | 0 | 0 | 0 | 1 | 0 | 2916.1476
2025-10-17 | 2357.152 | 7.1 | 0 | 0 | 0 | 0 | 0 | 0 | 0 | 0 | 0 | 0 | 0 | 0 | 0 | 0 | 0 | 0 | 0 | 0 | 0 | 0 | 0 | 0 | 0 | 0 | 0 | 1 | 2766.1443
2025-10-18 | 2293.31 | 6.6 | 0 | 1 | 1 | 0 | 0 | 0 | 0 | 0 | 0 | 0 | 0 | 0 | 0 | 0 | 0 | 0 | 0 | 0 | 0 | 0 | 0 | 0 | 0 | 0 | 0 | 0 | 2085.601
2025-10-18 | 2270.102 | 6 | 0 | 1 | 0 | 1 | 0 | 0 | 0 | 0 | 0 | 0 | 0 | 0 | 0 | 0 | 0 | 0 | 0 | 0 | 0 | 0 | 0 | 0 | 0 | 0 | 0 | 0 | 2010.6009
2025-10-18 | 2259.202 | 5.7 | 0 | 1 | 0 | 0 | 1 | 0 | 0 | 0 | 0 | 0 | 0 | 0 | 0 | 0 | 0 | 0 | 0 | 0 | 0 | 0 | 0 | 0 | 0 | 0 | 0 | 0 | 1978.0535
2025-10-18 | 2303.487 | 5.7 | 0 | 1 | 0 | 0 | 0 | 1 | 0 | 0 | 0 | 0 | 0 | 0 | 0 | 0 | 0 | 0 | 0 | 0 | 0 | 0 | 0 | 0 | 0 | 0 | 0 | 0 | 2009.792
2025-10-18 | 2342.865 | 4.8 | 0 | 1 | 0 | 0 | 0 | 0 | 1 | 0 | 0 | 0 | 0 | 0 | 0 | 0 | 0 | 0 | 0 | 0 | 0 | 0 | 0 | 0 | 0 | 0 | 0 | 0 | 1997.2092
2025-10-18 | 2450.946 | 4.7 | 0 | 1 | 0 | 0 | 0 | 0 | 0 | 1 | 0 | 0 | 0 | 0 | 0 | 0 | 0 | 0 | 0 | 0 | 0 | 0 | 0 | 0 | 0 | 0 | 0 | 0 | 2096.5017
2025-10-18 | 2615.305 | 4.3 | 0 | 1 | 0 | 0 | 0 | 0 | 0 | 0 | 1 | 0 | 0 | 0 | 0 | 0 | 0 | 0 | 0 | 0 | 0 | 0 | 0 | 0 | 0 | 0 | 0 | 0 | 2411.3941
2025-10-18 | 2854.274 | 4.7 | 0 | 1 | 0 | 0 | 0 | 0 | 0 | 0 | 0 | 1 | 0 | 0 | 0 | 0 | 0 | 0 | 0 | 0 | 0 | 0 | 0 | 0 | 0 | 0 | 0 | 0 | 2939.475
2025-10-18 | 3218.044 | 4.4 | 0 | 1 | 0 | 0 | 0 | 0 | 0 | 0 | 0 | 0 | 1 | 0 | 0 | 0 | 0 | 0 | 0 | 0 | 0 | 0 | 0 | 0 | 0 | 0 | 0 | 0 | 3539.3956
2025-10-18 | 3518.942 | 3.3 | 0 | 1 | 0 | 0 | 0 | 0 | 0 | 0 | 0 | 0 | 0 | 1 | 0 | 0 | 0 | 0 | 0 | 0 | 0 | 0 | 0 | 0 | 0 | 0 | 0 | 0 | 3686.3433
2025-10-18 | 3645.153 | 0.7 | 0 | 1 | 0 | 0 | 0 | 0 | 0 | 0 | 0 | 0 | 0 | 0 | 1 | 0 | 0 | 0 | 0 | 0 | 0 | 0 | 0 | 0 | 0 | 0 | 0 | 0 | 3696.5139
2025-10-18 | 3612.69 | 0.1 | 0 | 1 | 0 | 0 | 0 | 0 | 0 | 0 | 0 | 0 | 0 | 0 | 0 | 1 | 0 | 0 | 0 | 0 | 0 | 0 | 0 | 0 | 0 | 0 | 0 | 0 | 3681.8813
2025-10-18 | 3623.836 | 0 | 1 | 1 | 0 | 0 | 0 | 0 | 0 | 0 | 0 | 0 | 0 | 0 | 0 | 0 | 1 | 0 | 0 | 0 | 0 | 0 | 0 | 0 | 0 | 0 | 0 | 0 | 3797.766
2025-10-18 | 3572.049 | 0 | 2.5 | 1 | 0 | 0 | 0 | 0 | 0 | 0 | 0 | 0 | 0 | 0 | 0 | 0 | 0 | 1 | 0 | 0 | 0 | 0 | 0 | 0 | 0 | 0 | 0 | 0 | 4008.1329
2025-10-18 | 3519.514 | 0 | 3 | 1 | 0 | 0 | 0 | 0 | 0 | 0 | 0 | 0 | 0 | 0 | 0 | 0 | 0 | 0 | 1 | 0 | 0 | 0 | 0 | 0 | 0 | 0 | 0 | 0 | 4028.0677
2025-10-18 | 3421.511 | 0 | 2.2 | 1 | 0 | 0 | 0 | 0 | 0 | 0 | 0 | 0 | 0 | 0 | 0 | 0 | 0 | 0 | 0 | 1 | 0 | 0 | 0 | 0 | 0 | 0 | 0 | 0 | 3780.9654
2025-10-18 | 3275.97 | 0 | 3.1 | 1 | 0 | 0 | 0 | 0 | 0 | 0 | 0 | 0 | 0 | 0 | 0 | 0 | 0 | 0 | 0 | 0 | 1 | 0 | 0 | 0 | 0 | 0 | 0 | 0 | 3618.1579
2025-10-18 | 3267.581 | 0 | 1.6 | 1 | 0 | 0 | 0 | 0 | 0 | 0 | 0 | 0 | 0 | 0 | 0 | 0 | 0 | 0 | 0 | 0 | 0 | 1 | 0 | 0 | 0 | 0 | 0 | 0 | 3098.722
2025-10-18 | 3197.276 | 0 | 0.8 | 1 | 0 | 0 | 0 | 0 | 0 | 0 | 0 | 0 | 0 | 0 | 0 | 0 | 0 | 0 | 0 | 0 | 0 | 0 | 1 | 0 | 0 | 0 | 0 | 0 | 2793.6551
2025-10-18 | 3024.89 | 0.1 | 0 | 1 | 0 | 0 | 0 | 0 | 0 | 0 | 0 | 0 | 0 | 0 | 0 | 0 | 0 | 0 | 0 | 0 | 0 | 0 | 0 | 1 | 0 | 0 | 0 | 0 | 2527.2503
2025-10-18 | 2820.022 | 0.2 | 0 | 1 | 0 | 0 | 0 | 0 | 0 | 0 | 0 | 0 | 0 | 0 | 0 | 0 | 0 | 0 | 0 | 0 | 0 | 0 | 0 | 0 | 1 | 0 | 0 | 0 | 2348.8053
2025-10-18 | 2613.511 | 0.9 | 0 | 1 | 0 | 0 | 0 | 0 | 0 | 0 | 0 | 0 | 0 | 0 | 0 | 0 | 0 | 0 | 0 | 0 | 0 | 0 | 0 | 0 | 0 | 1 | 0 | 0 | 2131.0378
2025-10-18 | 2408.525 | 0.9 | 0 | 1 | 0 | 0 | 0 | 0 | 0 | 0 | 0 | 0 | 0 | 0 | 0 | 0 | 0 | 0 | 0 | 0 | 0 | 0 | 0 | 0 | 0 | 0 | 1 | 0 | 1915.3782
2025-10-18 | 2290.877 | 0.5 | 0 | 1 | 0 | 0 | 0 | 0 | 0 | 0 | 0 | 0 | 0 | 0 | 0 | 0 | 0 | 0 | 0 | 0 | 0 | 0 | 0 | 0 | 0 | 0 | 0 | 1 | 1758.7867
2025-10-19 | 2253.587 | 0.2 | 0 | 1 | 1 | 0 | 0 | 0 | 0 | 0 | 0 | 0 | 0 | 0 | 0 | 0 | 0 | 0 | 0 | 0 | 0 | 0 | 0 | 0 | 0 | 0 | 0 | 0 | 1663.9508
2025-10-19 | 2224.118 | 0.1 | 0 | 1 | 0 | 1 | 0 | 0 | 0 | 0 | 0 | 0 | 0 | 0 | 0 | 0 | 0 | 0 | 0 | 0 | 0 | 0 | 0 | 0 | 0 | 0 | 0 | 0 | 1621.8921
2025-10-19 | 2194.773 | 0.3 | 0 | 1 | 0 | 0 | 1 | 0 | 0 | 0 | 0 | 0 | 0 | 0 | 0 | 0 | 0 | 0 | 0 | 0 | 0 | 0 | 0 | 0 | 0 | 0 | 0 | 0 | 1622.2861
2025-10-19 | 2249.638 | 0 | 0.2 | 1 | 0 | 0 | 0 | 1 | 0 | 0 | 0 | 0 | 0 | 0 | 0 | 0 | 0 | 0 | 0 | 0 | 0 | 0 | 0 | 0 | 0 | 0 | 0 | 0 | 1663.4128
2025-10-19 | 2297.2 | 0 | 0.6 | 1 | 0 | 0 | 0 | 0 | 1 | 0 | 0 | 0 | 0 | 0 | 0 | 0 | 0 | 0 | 0 | 0 | 0 | 0 | 0 | 0 | 0 | 0 | 0 | 0 | 1768.4306
2025-10-19 | 2346.996 | 0 | 0.1 | 1 | 0 | 0 | 0 | 0 | 0 | 1 | 0 | 0 | 0 | 0 | 0 | 0 | 0 | 0 | 0 | 0 | 0 | 0 | 0 | 0 | 0 | 0 | 0 | 0 | 1801.4288
2025-10-19 | 2465.957 | 0 | 0.4 | 1 | 0 | 0 | 0 | 0 | 0 | 0 | 1 | 0 | 0 | 0 | 0 | 0 | 0 | 0 | 0 | 0 | 0 | 0 | 0 | 0 | 0 | 0 | 0 | 0 | 2186.4039
2025-10-19 | 2555.878 | 0 | 1.3 | 1 | 0 | 0 | 0 | 0 | 0 | 0 | 0 | 1 | 0 | 0 | 0 | 0 | 0 | 0 | 0 | 0 | 0 | 0 | 0 | 0 | 0 | 0 | 0 | 0 | 2819.3202
2025-10-19 | 2784.457 | 0 | 1.5 | 1 | 0 | 0 | 0 | 0 | 0 | 0 | 0 | 0 | 1 | 0 | 0 | 0 | 0 | 0 | 0 | 0 | 0 | 0 | 0 | 0 | 0 | 0 | 0 | 0 | 3468.1587
2025-10-19 | 3088.745 | 0 | 2.3 | 1 | 0 | 0 | 0 | 0 | 0 | 0 | 0 | 0 | 0 | 1 | 0 | 0 | 0 | 0 | 0 | 0 | 0 | 0 | 0 | 0 | 0 | 0 | 0 | 0 | 3804.1896
2025-10-19 | 3249.991 | 0 | 2.8 | 1 | 0 | 0 | 0 | 0 | 0 | 0 | 0 | 0 | 0 | 0 | 1 | 0 | 0 | 0 | 0 | 0 | 0 | 0 | 0 | 0 | 0 | 0 | 0 | 0 | 4058.5381
2025-10-19 | 3326.271 | 0 | 3.7 | 1 | 0 | 0 | 0 | 0 | 0 | 0 | 0 | 0 | 0 | 0 | 0 | 1 | 0 | 0 | 0 | 0 | 0 | 0 | 0 | 0 | 0 | 0 | 0 | 0 | 4214.6238
2025-10-19 | 3337.64 | 0 | 3.6 | 1 | 0 | 0 | 0 | 0 | 0 | 0 | 0 | 0 | 0 | 0 | 0 | 0 | 1 | 0 | 0 | 0 | 0 | 0 | 0 | 0 | 0 | 0 | 0 | 0 | 4176.7552
2025-10-19 | 3289.221 | 0 | 3.3 | 1 | 0 | 0 | 0 | 0 | 0 | 0 | 0 | 0 | 0 | 0 | 0 | 0 | 0 | 1 | 0 | 0 | 0 | 0 | 0 | 0 | 0 | 0 | 0 | 0 | 4124.745
2025-10-19 | 3291.279 | 0 | 2.7 | 1 | 0 | 0 | 0 | 0 | 0 | 0 | 0 | 0 | 0 | 0 | 0 | 0 | 0 | 0 | 1 | 0 | 0 | 0 | 0 | 0 | 0 | 0 | 0 | 0 | 3984.3382
2025-10-19 | 3208.239 | 1.9 | 0 | 1 | 0 | 0 | 0 | 0 | 0 | 0 | 0 | 0 | 0 | 0 | 0 | 0 | 0 | 0 | 0 | 1 | 0 | 0 | 0 | 0 | 0 | 0 | 0 | 0 | 3585.4596
2025-10-19 | 3111.828 | 2 | 0 | 1 | 0 | 0 | 0 | 0 | 0 | 0 | 0 | 0 | 0 | 0 | 0 | 0 | 0 | 0 | 0 | 0 | 1 | 0 | 0 | 0 | 0 | 0 | 0 | 0 | 3298.0518
2025-10-19 | 3124.423 | 1.5 | 0 | 1 | 0 | 0 | 0 | 0 | 0 | 0 | 0 | 0 | 0 | 0 | 0 | 0 | 0 | 0 | 0 | 0 | 0 | 1 | 0 | 0 | 0 | 0 | 0 | 0 | 2964.3221
2025-10-19 | 2974.203 | 1.4 | 0 | 1 | 0 | 0 | 0 | 0 | 0 | 0 | 0 | 0 | 0 | 0 | 0 | 0 | 0 | 0 | 0 | 0 | 0 | 0 | 1 | 0 | 0 | 0 | 0 | 0 | 2769.279
2025-10-19 | 2816.335 | 2.1 | 0 | 1 | 0 | 0 | 0 | 0 | 0 | 0 | 0 | 0 | 0 | 0 | 0 | 0 | 0 | 0 | 0 | 0 | 0 | 0 | 0 | 1 | 0 | 0 | 0 | 0 | 2659.016
2025-10-19 | 2496.501 | 2.6 | 0 | 1 | 0 | 0 | 0 | 0 | 0 | 0 | 0 | 0 | 0 | 0 | 0 | 0 | 0 | 0 | 0 | 0 | 0 | 0 | 0 | 0 | 1 | 0 | 0 | 0 | 2506.9242
2025-10-19 | 2235.397 | 3 | 0 | 1 | 0 | 0 | 0 | 0 | 0 | 0 | 0 | 0 | 0 | 0 | 0 | 0 | 0 | 0 | 0 | 0 | 0 | 0 | 0 | 0 | 0 | 1 | 0 | 0 | 2269.3918
2025-10-19 | 2076.347 | 3.2 | 0 | 1 | 0 | 0 | 0 | 0 | 0 | 0 | 0 | 0 | 0 | 0 | 0 | 0 | 0 | 0 | 0 | 0 | 0 | 0 | 0 | 0 | 0 | 0 | 1 | 0 | 2066.9088
2025-10-19 | 1980.122 | 3.7 | 0 | 1 | 0 | 0 | 0 | 0 | 0 | 0 | 0 | 0 | 0 | 0 | 0 | 0 | 0 | 0 | 0 | 0 | 0 | 0 | 0 | 0 | 0 | 0 | 0 | 1 | 1969.6118
2025-10-20 | 2234.997 | 4.7 | 0 | 0 | 1 | 0 | 0 | 0 | 0 | 0 | 0 | 0 | 0 | 0 | 0 | 0 | 0 | 0 | 0 | 0 | 0 | 0 | 0 | 0 | 0 | 0 | 0 | 0 | 2532.9545
2025-10-20 | 2183.574 | 5.5 | 0 | 0 | 0 | 1 | 0 | 0 | 0 | 0 | 0 | 0 | 0 | 0 | 0 | 0 | 0 | 0 | 0 | 0 | 0 | 0 | 0 | 0 | 0 | 0 | 0 | 0 | 2550.1904
2025-10-20 | 2200.696 | 5.9 | 0 | 0 | 0 | 0 | 1 | 0 | 0 | 0 | 0 | 0 | 0 | 0 | 0 | 0 | 0 | 0 | 0 | 0 | 0 | 0 | 0 | 0 | 0 | 0 | 0 | 0 | 2563.7609
2025-10-20 | 2344.82 | 6.5 | 0 | 0 | 0 | 0 | 0 | 1 | 0 | 0 | 0 | 0 | 0 | 0 | 0 | 0 | 0 | 0 | 0 | 0 | 0 | 0 | 0 | 0 | 0 | 0 | 0 | 0 | 2635.0292
2025-10-20 | 2305.281 | 6.9 | 0 | 0 | 0 | 0 | 0 | 0 | 1 | 0 | 0 | 0 | 0 | 0 | 0 | 0 | 0 | 0 | 0 | 0 | 0 | 0 | 0 | 0 | 0 | 0 | 0 | 0 | 2708.0941
2025-10-20 | 2505.631 | 7.1 | 0 | 0 | 0 | 0 | 0 | 0 | 0 | 1 | 0 | 0 | 0 | 0 | 0 | 0 | 0 | 0 | 0 | 0 | 0 | 0 | 0 | 0 | 0 | 0 | 0 | 0 | 2827.1514
2025-10-20 | 3023.894 | 7.1 | 0 | 0 | 0 | 0 | 0 | 0 | 0 | 0 | 1 | 0 | 0 | 0 | 0 | 0 | 0 | 0 | 0 | 0 | 0 | 0 | 0 | 0 | 0 | 0 | 0 | 0 | 3168.3969
2025-10-20 | 3529.285 | 7.1 | 0 | 0 | 0 | 0 | 0 | 0 | 0 | 0 | 0 | 1 | 0 | 0 | 0 | 0 | 0 | 0 | 0 | 0 | 0 | 0 | 0 | 0 | 0 | 0 | 0 | 0 | 3670.1247
2025-10-20 | 3896.465 | 6.8 | 0 | 0 | 0 | 0 | 0 | 0 | 0 | 0 | 0 | 0 | 1 | 0 | 0 | 0 | 0 | 0 | 0 | 0 | 0 | 0 | 0 | 0 | 0 | 0 | 0 | 0 | 4270.0453
2025-10-20 | 4090.836 | 6.8 | 0 | 0 | 0 | 0 | 0 | 0 | 0 | 0 | 0 | 0 | 0 | 1 | 0 | 0 | 0 | 0 | 0 | 0 | 0 | 0 | 0 | 0 | 0 | 0 | 0 | 0 | 4489.4641
2025-10-20 | 4157.424 | 5.3 | 0 | 0 | 0 | 0 | 0 | 0 | 0 | 0 | 0 | 0 | 0 | 0 | 1 | 0 | 0 | 0 | 0 | 0 | 0 | 0 | 0 | 0 | 0 | 0 | 0 | 0 | 4572.1058
2025-10-20 | 4172.082 | 4.2 | 0 | 0 | 0 | 0 | 0 | 0 | 0 | 0 | 0 | 0 | 0 | 0 | 0 | 1 | 0 | 0 | 0 | 0 | 0 | 0 | 0 | 0 | 0 | 0 | 0 | 0 | 4524.5318
2025-10-20 | 4479.472 | 3.1 | 0 | 0 | 0 | 0 | 0 | 0 | 0 | 0 | 0 | 0 | 0 | 0 | 0 | 0 | 1 | 0 | 0 | 0 | 0 | 0 | 0 | 0 | 0 | 0 | 0 | 0 | 4428.7686
2025-10-20 | 4439.593 | 2.6 | 0 | 0 | 0 | 0 | 0 | 0 | 0 | 0 | 0 | 0 | 0 | 0 | 0 | 0 | 0 | 1 | 0 | 0 | 0 | 0 | 0 | 0 | 0 | 0 | 0 | 0 | 4387.5464
2025-10-20 | 4341.443 | 2.2 | 0 | 0 | 0 | 0 | 0 | 0 | 0 | 0 | 0 | 0 | 0 | 0 | 0 | 0 | 0 | 0 | 1 | 0 | 0 | 0 | 0 | 0 | 0 | 0 | 0 | 0 | 4308.2456
2025-10-20 | 4110.98 | 3.5 | 0 | 0 | 0 | 0 | 0 | 0 | 0 | 0 | 0 | 0 | 0 | 0 | 0 | 0 | 0 | 0 | 0 | 1 | 0 | 0 | 0 | 0 | 0 | 0 | 0 | 0 | 4263.403
2025-10-20 | 3672.136 | 3.8 | 0 | 0 | 0 | 0 | 0 | 0 | 0 | 0 | 0 | 0 | 0 | 0 | 0 | 0 | 0 | 0 | 0 | 0 | 1 | 0 | 0 | 0 | 0 | 0 | 0 | 0 | 3989.1718
2025-10-20 | 3444.2 | 4.4 | 0 | 0 | 0 | 0 | 0 | 0 | 0 | 0 | 0 | 0 | 0 | 0 | 0 | 0 | 0 | 0 | 0 | 0 | 0 | 1 | 0 | 0 | 0 | 0 | 0 | 0 | 3727.9132
2025-10-20 | 3340.283 | 5.9 | 0 | 0 | 0 | 0 | 0 | 0 | 0 | 0 | 0 | 0 | 0 | 0 | 0 | 0 | 0 | 0 | 0 | 0 | 0 | 0 | 1 | 0 | 0 | 0 | 0 | 0 | 3638.2827
2025-10-20 | 3062.416 | 7.2 | 0 | 0 | 0 | 0 | 0 | 0 | 0 | 0 | 0 | 0 | 0 | 0 | 0 | 0 | 0 | 0 | 0 | 0 | 0 | 0 | 0 | 1 | 0 | 0 | 0 | 0 | 3567.5494
2025-10-20 | 2813.667 | 8.5 | 0 | 0 | 0 | 0 | 0 | 0 | 0 | 0 | 0 | 0 | 0 | 0 | 0 | 0 | 0 | 0 | 0 | 0 | 0 | 0 | 0 | 0 | 1 | 0 | 0 | 0 | 3468.1639
2025-10-20 | 2608.71 | 9.6 | 0 | 0 | 0 | 0 | 0 | 0 | 0 | 0 | 0 | 0 | 0 | 0 | 0 | 0 | 0 | 0 | 0 | 0 | 0 | 0 | 0 | 0 | 0 | 1 | 0 | 0 | 3276.7495
2025-10-20 | 2474.726 | 9.8 | 0 | 0 | 0 | 0 | 0 | 0 | 0 | 0 | 0 | 0 | 0 | 0 | 0 | 0 | 0 | 0 | 0 | 0 | 0 | 0 | 0 | 0 | 0 | 0 | 1 | 0 | 3074.2665
2025-10-20 | 2379.609 | 9.8 | 0 | 0 | 0 | 0 | 0 | 0 | 0 | 0 | 0 | 0 | 0 | 0 | 0 | 0 | 0 | 0 | 0 | 0 | 0 | 0 | 0 | 0 | 0 | 0 | 0 | 1 | 2944.028
2025-10-21 | 2328.666 | 11.2 | 0 | 0 | 1 | 0 | 0 | 0 | 0 | 0 | 0 | 0 | 0 | 0 | 0 | 0 | 0 | 0 | 0 | 0 | 0 | 0 | 0 | 0 | 0 | 0 | 0 | 0 | 2961.193
2025-10-21 | 2331.959 | 10.5 | 0 | 0 | 0 | 1 | 0 | 0 | 0 | 0 | 0 | 0 | 0 | 0 | 0 | 0 | 0 | 0 | 0 | 0 | 0 | 0 | 0 | 0 | 0 | 0 | 0 | 0 | 2879.6046
2025-10-21 | 2382.228 | 11.5 | 0 | 0 | 0 | 0 | 1 | 0 | 0 | 0 | 0 | 0 | 0 | 0 | 0 | 0 | 0 | 0 | 0 | 0 | 0 | 0 | 0 | 0 | 0 | 0 | 0 | 0 | 2932.7049
2025-10-21 | 2415.94 | 11.1 | 0 | 0 | 0 | 0 | 0 | 1 | 0 | 0 | 0 | 0 | 0 | 0 | 0 | 0 | 0 | 0 | 0 | 0 | 0 | 0 | 0 | 0 | 0 | 0 | 0 | 0 | 2938.0903
2025-10-21 | 2488.905 | 11.2 | 0 | 0 | 0 | 0 | 0 | 0 | 1 | 0 | 0 | 0 | 0 | 0 | 0 | 0 | 0 | 0 | 0 | 0 | 0 | 0 | 0 | 0 | 0 | 0 | 0 | 0 | 2991.3903
2025-10-21 | 2768.744 | 12.9 | 0 | 0 | 0 | 0 | 0 | 0 | 0 | 1 | 0 | 0 | 0 | 0 | 0 | 0 | 0 | 0 | 0 | 0 | 0 | 0 | 0 | 0 | 0 | 0 | 0 | 0 | 3209.2719
2025-10-21 | 3253.365 | 8.9 | 0 | 0 | 0 | 0 | 0 | 0 | 0 | 0 | 1 | 0 | 0 | 0 | 0 | 0 | 0 | 0 | 0 | 0 | 0 | 0 | 0 | 0 | 0 | 0 | 0 | 0 | 3286.9861
2025-10-21 | 3717.133 | 7.4 | 0 | 0 | 0 | 0 | 0 | 0 | 0 | 0 | 0 | 1 | 0 | 0 | 0 | 0 | 0 | 0 | 0 | 0 | 0 | 0 | 0 | 0 | 0 | 0 | 0 | 0 | 3689.8895
2025-10-21 | 4112.952 | 5.4 | 0 | 0 | 0 | 0 | 0 | 0 | 0 | 0 | 0 | 0 | 1 | 0 | 0 | 0 | 0 | 0 | 0 | 0 | 0 | 0 | 0 | 0 | 0 | 0 | 0 | 0 | 4177.8093
2025-10-21 | 4347.603 | 5.3 | 0 | 0 | 0 | 0 | 0 | 0 | 0 | 0 | 0 | 0 | 0 | 1 | 0 | 0 | 0 | 0 | 0 | 0 | 0 | 0 | 0 | 0 | 0 | 0 | 0 | 0 | 4390.6399
2025-10-21 | 4526.944 | 5.1 | 0 | 0 | 0 | 0 | 0 | 0 | 0 | 0 | 0 | 0 | 0 | 0 | 1 | 0 | 0 | 0 | 0 | 0 | 0 | 0 | 0 | 0 | 0 | 0 | 0 | 0 | 4558.9293
2025-10-21 | 4561.714 | 3.3 | 0 | 0 | 0 | 0 | 0 | 0 | 0 | 0 | 0 | 0 | 0 | 0 | 0 | 1 | 0 | 0 | 0 | 0 | 0 | 0 | 0 | 0 | 0 | 0 | 0 | 0 | 4465.2372
2025-10-21 | 4496.701 | 3.2 | 0 | 0 | 0 | 0 | 0 | 0 | 0 | 0 | 0 | 0 | 0 | 0 | 0 | 0 | 1 | 0 | 0 | 0 | 0 | 0 | 0 | 0 | 0 | 0 | 0 | 0 | 4435.3569
2025-10-21 | 4410.903 | 3 | 0 | 0 | 0 | 0 | 0 | 0 | 0 | 0 | 0 | 0 | 0 | 0 | 0 | 0 | 0 | 1 | 0 | 0 | 0 | 0 | 0 | 0 | 0 | 0 | 0 | 0 | 4413.8996
2025-10-21 | 4425.876 | 2.7 | 0 | 0 | 0 | 0 | 0 | 0 | 0 | 0 | 0 | 0 | 0 | 0 | 0 | 0 | 0 | 0 | 1 | 0 | 0 | 0 | 0 | 0 | 0 | 0 | 0 | 0 | 4341.187
2025-10-21 | 4149.29 | 2.5 | 0 | 0 | 0 | 0 | 0 | 0 | 0 | 0 | 0 | 0 | 0 | 0 | 0 | 0 | 0 | 0 | 0 | 1 | 0 | 0 | 0 | 0 | 0 | 0 | 0 | 0 | 4197.5202
2025-10-21 | 3733.716 | 3.3 | 0 | 0 | 0 | 0 | 0 | 0 | 0 | 0 | 0 | 0 | 0 | 0 | 0 | 0 | 0 | 0 | 0 | 0 | 1 | 0 | 0 | 0 | 0 | 0 | 0 | 0 | 3956.2304
2025-10-21 | 3570.768 | 3.9 | 0 | 0 | 0 | 0 | 0 | 0 | 0 | 0 | 0 | 0 | 0 | 0 | 0 | 0 | 0 | 0 | 0 | 0 | 0 | 1 | 0 | 0 | 0 | 0 | 0 | 0 | 3694.9718
2025-10-21 | 3382.58 | 5.3 | 0 | 0 | 0 | 0 | 0 | 0 | 0 | 0 | 0 | 0 | 0 | 0 | 0 | 0 | 0 | 0 | 0 | 0 | 0 | 0 | 1 | 0 | 0 | 0 | 0 | 0 | 3598.753
2025-10-21 | 3105.11 | 4.9 | 0 | 0 | 0 | 0 | 0 | 0 | 0 | 0 | 0 | 0 | 0 | 0 | 0 | 0 | 0 | 0 | 0 | 0 | 0 | 0 | 0 | 1 | 0 | 0 | 0 | 0 | 3416.0189
2025-10-21 | 2837.045 | 7.1 | 0 | 0 | 0 | 0 | 0 | 0 | 0 | 0 | 0 | 0 | 0 | 0 | 0 | 0 | 0 | 0 | 0 | 0 | 0 | 0 | 0 | 0 | 1 | 0 | 0 | 0 | 3375.9279
2025-10-21 | 2599.184 | 7.6 | 0 | 0 | 0 | 0 | 0 | 0 | 0 | 0 | 0 | 0 | 0 | 0 | 0 | 0 | 0 | 0 | 0 | 0 | 0 | 0 | 0 | 0 | 0 | 1 | 0 | 0 | 3144.9838
2025-10-21 | 2424.182 | 9 | 0 | 0 | 0 | 0 | 0 | 0 | 0 | 0 | 0 | 0 | 0 | 0 | 0 | 0 | 0 | 0 | 0 | 0 | 0 | 0 | 0 | 0 | 0 | 0 | 1 | 0 | 3021.5602
2025-10-21 | 2342.619 | 8.1 | 0 | 0 | 0 | 0 | 0 | 0 | 0 | 0 | 0 | 0 | 0 | 0 | 0 | 0 | 0 | 0 | 0 | 0 | 0 | 0 | 0 | 0 | 0 | 0 | 0 | 1 | 2832.0272
2025-10-22 | 2320.658 | 8.9 | 0 | 0 | 1 | 0 | 0 | 0 | 0 | 0 | 0 | 0 | 0 | 0 | 0 | 0 | 0 | 0 | 0 | 0 | 0 | 0 | 0 | 0 | 0 | 0 | 0 | 0 | 2809.6624
2025-10-22 | 2271.539 | 9.6 | 0 | 0 | 0 | 1 | 0 | 0 | 0 | 0 | 0 | 0 | 0 | 0 | 0 | 0 | 0 | 0 | 0 | 0 | 0 | 0 | 0 | 0 | 0 | 0 | 0 | 0 | 2820.31
2025-10-22 | 2295.312 | 9.7 | 0 | 0 | 0 | 0 | 1 | 0 | 0 | 0 | 0 | 0 | 0 | 0 | 0 | 0 | 0 | 0 | 0 | 0 | 0 | 0 | 0 | 0 | 0 | 0 | 0 | 0 | 2814.1157
2025-10-22 | 2356.794 | 10.3 | 0 | 0 | 0 | 0 | 0 | 1 | 0 | 0 | 0 | 0 | 0 | 0 | 0 | 0 | 0 | 0 | 0 | 0 | 0 | 0 | 0 | 0 | 0 | 0 | 0 | 0 | 2885.384
2025-10-22 | 2488.542 | 11.3 | 0 | 0 | 0 | 0 | 0 | 0 | 1 | 0 | 0 | 0 | 0 | 0 | 0 | 0 | 0 | 0 | 0 | 0 | 0 | 0 | 0 | 0 | 0 | 0 | 0 | 0 | 2997.9786
2025-10-22 | 2748.172 | 11.6 | 0 | 0 | 0 | 0 | 0 | 0 | 0 | 1 | 0 | 0 | 0 | 0 | 0 | 0 | 0 | 0 | 0 | 0 | 0 | 0 | 0 | 0 | 0 | 0 | 0 | 0 | 3123.6242
2025-10-22 | 3326.077 | 12 | 0 | 0 | 0 | 0 | 0 | 0 | 0 | 0 | 1 | 0 | 0 | 0 | 0 | 0 | 0 | 0 | 0 | 0 | 0 | 0 | 0 | 0 | 0 | 0 | 0 | 0 | 3491.2229
2025-10-22 | 3793.664 | 11.5 | 0 | 0 | 0 | 0 | 0 | 0 | 0 | 0 | 0 | 1 | 0 | 0 | 0 | 0 | 0 | 0 | 0 | 0 | 0 | 0 | 0 | 0 | 0 | 0 | 0 | 0 | 3960.0092
2025-10-22 | 4233.669 | 11.1 | 0 | 0 | 0 | 0 | 0 | 0 | 0 | 0 | 0 | 0 | 1 | 0 | 0 | 0 | 0 | 0 | 0 | 0 | 0 | 0 | 0 | 0 | 0 | 0 | 0 | 0 | 4553.3416
2025-10-22 | 4384.655 | 10 | 0 | 0 | 0 | 0 | 0 | 0 | 0 | 0 | 0 | 0 | 0 | 1 | 0 | 0 | 0 | 0 | 0 | 0 | 0 | 0 | 0 | 0 | 0 | 0 | 0 | 0 | 4700.2893
2025-10-22 | 4481.087 | 8.8 | 0 | 0 | 0 | 0 | 0 | 0 | 0 | 0 | 0 | 0 | 0 | 0 | 1 | 0 | 0 | 0 | 0 | 0 | 0 | 0 | 0 | 0 | 0 | 0 | 0 | 0 | 4802.6958
2025-10-22 | 4465.376 | 7.5 | 0 | 0 | 0 | 0 | 0 | 0 | 0 | 0 | 0 | 0 | 0 | 0 | 0 | 1 | 0 | 0 | 0 | 0 | 0 | 0 | 0 | 0 | 0 | 0 | 0 | 0 | 4741.9452
2025-10-22 | 4478.759 | 7.2 | 0 | 0 | 0 | 0 | 0 | 0 | 0 | 0 | 0 | 0 | 0 | 0 | 0 | 0 | 1 | 0 | 0 | 0 | 0 | 0 | 0 | 0 | 0 | 0 | 0 | 0 | 4698.8883
2025-10-22 | 4396.078 | 7.1 | 0 | 0 | 0 | 0 | 0 | 0 | 0 | 0 | 0 | 0 | 0 | 0 | 0 | 0 | 0 | 1 | 0 | 0 | 0 | 0 | 0 | 0 | 0 | 0 | 0 | 0 | 4684.0193
2025-10-22 | 4388.449 | 8.8 | 0 | 0 | 0 | 0 | 0 | 0 | 0 | 0 | 0 | 0 | 0 | 0 | 0 | 0 | 0 | 0 | 1 | 0 | 0 | 0 | 0 | 0 | 0 | 0 | 0 | 0 | 4743.0724
2025-10-22 | 4210.749 | 8.6 | 0 | 0 | 0 | 0 | 0 | 0 | 0 | 0 | 0 | 0 | 0 | 0 | 0 | 0 | 0 | 0 | 0 | 1 | 0 | 0 | 0 | 0 | 0 | 0 | 0 | 0 | 4599.4056
2025-10-22 | 3827.107 | 8.8 | 0 | 0 | 0 | 0 | 0 | 0 | 0 | 0 | 0 | 0 | 0 | 0 | 0 | 0 | 0 | 0 | 0 | 0 | 1 | 0 | 0 | 0 | 0 | 0 | 0 | 0 | 4318.5861
2025-10-22 | 3574.994 | 9.2 | 0 | 0 | 0 | 0 | 0 | 0 | 0 | 0 | 0 | 0 | 0 | 0 | 0 | 0 | 0 | 0 | 0 | 0 | 0 | 1 | 0 | 0 | 0 | 0 | 0 | 0 | 4044.1509
2025-10-22 | 3427.486 | 10.8 | 0 | 0 | 0 | 0 | 0 | 0 | 0 | 0 | 0 | 0 | 0 | 0 | 0 | 0 | 0 | 0 | 0 | 0 | 0 | 0 | 1 | 0 | 0 | 0 | 0 | 0 | 3961.1086
2025-10-22 | 3166.065 | 11.3 | 0 | 0 | 0 | 0 | 0 | 0 | 0 | 0 | 0 | 0 | 0 | 0 | 0 | 0 | 0 | 0 | 0 | 0 | 0 | 0 | 0 | 1 | 0 | 0 | 0 | 0 | 3837.6691
2025-10-22 | 2890.238 | 11.2 | 0 | 0 | 0 | 0 | 0 | 0 | 0 | 0 | 0 | 0 | 0 | 0 | 0 | 0 | 0 | 0 | 0 | 0 | 0 | 0 | 0 | 0 | 1 | 0 | 0 | 0 | 3646.0476
2025-10-22 | 2668.979 | 11.7 | 0 | 0 | 0 | 0 | 0 | 0 | 0 | 0 | 0 | 0 | 0 | 0 | 0 | 0 | 0 | 0 | 0 | 0 | 0 | 0 | 0 | 0 | 0 | 1 | 0 | 0 | 3415.1035
2025-10-22 | 2499.23 | 11.8 | 0 | 0 | 0 | 0 | 0 | 0 | 0 | 0 | 0 | 0 | 0 | 0 | 0 | 0 | 0 | 0 | 0 | 0 | 0 | 0 | 0 | 0 | 0 | 0 | 1 | 0 | 3206.0322
2025-10-22 | 2406.97 | 11.2 | 0 | 0 | 0 | 0 | 0 | 0 | 0 | 0 | 0 | 0 | 0 | 0 | 0 | 0 | 0 | 0 | 0 | 0 | 0 | 0 | 0 | 0 | 0 | 0 | 0 | 1 | 3036.264
2025-10-23 | 2413.454 | 11.4 | 0 | 0 | 1 | 0 | 0 | 0 | 0 | 0 | 0 | 0 | 0 | 0 | 0 | 0 | 0 | 0 | 0 | 0 | 0 | 0 | 0 | 0 | 0 | 0 | 0 | 0 | 2974.3696
2025-10-23 | 2372.803 | 11.3 | 0 | 0 | 0 | 1 | 0 | 0 | 0 | 0 | 0 | 0 | 0 | 0 | 0 | 0 | 0 | 0 | 0 | 0 | 0 | 0 | 0 | 0 | 0 | 0 | 0 | 0 | 2932.3109
2025-10-23 | 2368.732 | 10.8 | 0 | 0 | 0 | 0 | 1 | 0 | 0 | 0 | 0 | 0 | 0 | 0 | 0 | 0 | 0 | 0 | 0 | 0 | 0 | 0 | 0 | 0 | 0 | 0 | 0 | 0 | 2886.5869
2025-10-23 | 2440.492 | 11.2 | 0 | 0 | 0 | 0 | 0 | 1 | 0 | 0 | 0 | 0 | 0 | 0 | 0 | 0 | 0 | 0 | 0 | 0 | 0 | 0 | 0 | 0 | 0 | 0 | 0 | 0 | 2944.6786
2025-10-23 | 2538.765 | 11.3 | 0 | 0 | 0 | 0 | 0 | 0 | 1 | 0 | 0 | 0 | 0 | 0 | 0 | 0 | 0 | 0 | 0 | 0 | 0 | 0 | 0 | 0 | 0 | 0 | 0 | 0 | 2997.9786
2025-10-23 | 2773.836 | 11 | 0 | 0 | 0 | 0 | 0 | 0 | 0 | 1 | 0 | 0 | 0 | 0 | 0 | 0 | 0 | 0 | 0 | 0 | 0 | 0 | 0 | 0 | 0 | 0 | 0 | 0 | 3084.0945
2025-10-23 | 3407.432 | 11.2 | 0 | 0 | 0 | 0 | 0 | 0 | 0 | 0 | 1 | 0 | 0 | 0 | 0 | 0 | 0 | 0 | 0 | 0 | 0 | 0 | 0 | 0 | 0 | 0 | 0 | 0 | 3438.5166
2025-10-23 | 3926.32 | 10.7 | 0 | 0 | 0 | 0 | 0 | 0 | 0 | 0 | 0 | 1 | 0 | 0 | 0 | 0 | 0 | 0 | 0 | 0 | 0 | 0 | 0 | 0 | 0 | 0 | 0 | 0 | 3907.3029
2025-10-23 | 4221.38 | 9.4 | 0 | 0 | 0 | 0 | 0 | 0 | 0 | 0 | 0 | 0 | 1 | 0 | 0 | 0 | 0 | 0 | 0 | 0 | 0 | 0 | 0 | 0 | 0 | 0 | 0 | 0 | 4441.3407
2025-10-23 | 4527.353 | 7.8 | 0 | 0 | 0 | 0 | 0 | 0 | 0 | 0 | 0 | 0 | 0 | 1 | 0 | 0 | 0 | 0 | 0 | 0 | 0 | 0 | 0 | 0 | 0 | 0 | 0 | 0 | 4555.347
2025-10-23 | 4630.645 | 6.9 | 0 | 0 | 0 | 0 | 0 | 0 | 0 | 0 | 0 | 0 | 0 | 0 | 1 | 0 | 0 | 0 | 0 | 0 | 0 | 0 | 0 | 0 | 0 | 0 | 0 | 0 | 4677.5184
2025-10-23 | 4578.095 | 5.6 | 0 | 0 | 0 | 0 | 0 | 0 | 0 | 0 | 0 | 0 | 0 | 0 | 0 | 1 | 0 | 0 | 0 | 0 | 0 | 0 | 0 | 0 | 0 | 0 | 0 | 0 | 4616.7678
2025-10-23 | 4550.559 | 6.8 | 0 | 0 | 0 | 0 | 0 | 0 | 0 | 0 | 0 | 0 | 0 | 0 | 0 | 0 | 1 | 0 | 0 | 0 | 0 | 0 | 0 | 0 | 0 | 0 | 0 | 0 | 4672.5351
2025-10-23 | 4557.941 | 8.4 | 0 | 0 | 0 | 0 | 0 | 0 | 0 | 0 | 0 | 0 | 0 | 0 | 0 | 0 | 0 | 1 | 0 | 0 | 0 | 0 | 0 | 0 | 0 | 0 | 0 | 0 | 4769.667
2025-10-23 | 4481.994 | 6.4 | 0 | 0 | 0 | 0 | 0 | 0 | 0 | 0 | 0 | 0 | 0 | 0 | 0 | 0 | 0 | 0 | 1 | 0 | 0 | 0 | 0 | 0 | 0 | 0 | 0 | 0 | 4584.9536
2025-10-23 | 4216.792 | 7.3 | 0 | 0 | 0 | 0 | 0 | 0 | 0 | 0 | 0 | 0 | 0 | 0 | 0 | 0 | 0 | 0 | 0 | 1 | 0 | 0 | 0 | 0 | 0 | 0 | 0 | 0 | 4513.7579
2025-10-23 | 3748.168 | 8.1 | 0 | 0 | 0 | 0 | 0 | 0 | 0 | 0 | 0 | 0 | 0 | 0 | 0 | 0 | 0 | 0 | 0 | 0 | 1 | 0 | 0 | 0 | 0 | 0 | 0 | 0 | 4272.4681
2025-10-23 | 3566.523 | 8.2 | 0 | 0 | 0 | 0 | 0 | 0 | 0 | 0 | 0 | 0 | 0 | 0 | 0 | 0 | 0 | 0 | 0 | 0 | 0 | 1 | 0 | 0 | 0 | 0 | 0 | 0 | 3978.2681
2025-10-23 | 3407.422 | 9.3 | 0 | 0 | 0 | 0 | 0 | 0 | 0 | 0 | 0 | 0 | 0 | 0 | 0 | 0 | 0 | 0 | 0 | 0 | 0 | 0 | 1 | 0 | 0 | 0 | 0 | 0 | 3862.2844
2025-10-23 | 3162.381 | 9.8 | 0 | 0 | 0 | 0 | 0 | 0 | 0 | 0 | 0 | 0 | 0 | 0 | 0 | 0 | 0 | 0 | 0 | 0 | 0 | 0 | 0 | 1 | 0 | 0 | 0 | 0 | 3738.8448
2025-10-23 | 2920.3 | 10.3 | 0 | 0 | 0 | 0 | 0 | 0 | 0 | 0 | 0 | 0 | 0 | 0 | 0 | 0 | 0 | 0 | 0 | 0 | 0 | 0 | 0 | 0 | 1 | 0 | 0 | 0 | 3586.753
2025-10-23 | 2714.654 | 11.1 | 0 | 0 | 0 | 0 | 0 | 0 | 0 | 0 | 0 | 0 | 0 | 0 | 0 | 0 | 0 | 0 | 0 | 0 | 0 | 0 | 0 | 0 | 0 | 1 | 0 | 0 | 3375.5738
2025-10-23 | 2503.138 | 11.3 | 0 | 0 | 0 | 0 | 0 | 0 | 0 | 0 | 0 | 0 | 0 | 0 | 0 | 0 | 0 | 0 | 0 | 0 | 0 | 0 | 0 | 0 | 0 | 0 | 1 | 0 | 3173.0907
2025-10-23 | 2439.32 | 11.9 | 0 | 0 | 0 | 0 | 0 | 0 | 0 | 0 | 0 | 0 | 0 | 0 | 0 | 0 | 0 | 0 | 0 | 0 | 0 | 0 | 0 | 0 | 0 | 0 | 0 | 1 | 3082.382
2025-10-24 | 2373.412 | 11.4 | 0 | 0 | 1 | 0 | 0 | 0 | 0 | 0 | 0 | 0 | 0 | 0 | 0 | 0 | 0 | 0 | 0 | 0 | 0 | 0 | 0 | 0 | 0 | 0 | 0 | 0 | 2974.3696
2025-10-24 | 2369.64 | 11.5 | 0 | 0 | 0 | 1 | 0 | 0 | 0 | 0 | 0 | 0 | 0 | 0 | 0 | 0 | 0 | 0 | 0 | 0 | 0 | 0 | 0 | 0 | 0 | 0 | 0 | 0 | 2945.4875
2025-10-24 | 2374.94 | 11.8 | 0 | 0 | 0 | 0 | 1 | 0 | 0 | 0 | 0 | 0 | 0 | 0 | 0 | 0 | 0 | 0 | 0 | 0 | 0 | 0 | 0 | 0 | 0 | 0 | 0 | 0 | 2952.4697
2025-10-24 | 2409.657 | 11.8 | 0 | 0 | 0 | 0 | 0 | 1 | 0 | 0 | 0 | 0 | 0 | 0 | 0 | 0 | 0 | 0 | 0 | 0 | 0 | 0 | 0 | 0 | 0 | 0 | 0 | 0 | 2984.2083
2025-10-24 | 2540.938 | 12 | 0 | 0 | 0 | 0 | 0 | 0 | 1 | 0 | 0 | 0 | 0 | 0 | 0 | 0 | 0 | 0 | 0 | 0 | 0 | 0 | 0 | 0 | 0 | 0 | 0 | 0 | 3044.0966
2025-10-24 | 2755.32 | 12 | 0 | 0 | 0 | 0 | 0 | 0 | 0 | 1 | 0 | 0 | 0 | 0 | 0 | 0 | 0 | 0 | 0 | 0 | 0 | 0 | 0 | 0 | 0 | 0 | 0 | 0 | 3149.9774
2025-10-24 | 3326.772 | 11.6 | 0 | 0 | 0 | 0 | 0 | 0 | 0 | 0 | 1 | 0 | 0 | 0 | 0 | 0 | 0 | 0 | 0 | 0 | 0 | 0 | 0 | 0 | 0 | 0 | 0 | 0 | 3464.8698
2025-10-24 | 3799.141 | 11.7 | 0 | 0 | 0 | 0 | 0 | 0 | 0 | 0 | 0 | 1 | 0 | 0 | 0 | 0 | 0 | 0 | 0 | 0 | 0 | 0 | 0 | 0 | 0 | 0 | 0 | 0 | 3973.1858
2025-10-24 | 4199.302 | 10.9 | 0 | 0 | 0 | 0 | 0 | 0 | 0 | 0 | 0 | 0 | 1 | 0 | 0 | 0 | 0 | 0 | 0 | 0 | 0 | 0 | 0 | 0 | 0 | 0 | 0 | 0 | 4540.165
2025-10-24 | 4409.929 | 9.8 | 0 | 0 | 0 | 0 | 0 | 0 | 0 | 0 | 0 | 0 | 0 | 1 | 0 | 0 | 0 | 0 | 0 | 0 | 0 | 0 | 0 | 0 | 0 | 0 | 0 | 0 | 4687.1127
2025-10-24 | 4569.172 | 8.6 | 0 | 0 | 0 | 0 | 0 | 0 | 0 | 0 | 0 | 0 | 0 | 0 | 1 | 0 | 0 | 0 | 0 | 0 | 0 | 0 | 0 | 0 | 0 | 0 | 0 | 0 | 4789.5192
2025-10-24 | 4475.928 | 7.5 | 0 | 0 | 0 | 0 | 0 | 0 | 0 | 0 | 0 | 0 | 0 | 0 | 0 | 1 | 0 | 0 | 0 | 0 | 0 | 0 | 0 | 0 | 0 | 0 | 0 | 0 | 4741.9452
2025-10-24 | 4527.248 | 7 | 0 | 0 | 0 | 0 | 0 | 0 | 0 | 0 | 0 | 0 | 0 | 0 | 0 | 0 | 1 | 0 | 0 | 0 | 0 | 0 | 0 | 0 | 0 | 0 | 0 | 0 | 4685.7117
2025-10-24 | 4445.171 | 6.2 | 0 | 0 | 0 | 0 | 0 | 0 | 0 | 0 | 0 | 0 | 0 | 0 | 0 | 0 | 0 | 1 | 0 | 0 | 0 | 0 | 0 | 0 | 0 | 0 | 0 | 0 | 4624.7247
2025-10-24 | 4204.729 | 7.1 | 0 | 0 | 0 | 0 | 0 | 0 | 0 | 0 | 0 | 0 | 0 | 0 | 0 | 0 | 0 | 0 | 1 | 0 | 0 | 0 | 0 | 0 | 0 | 0 | 0 | 0 | 4631.0716
2025-10-24 | 3947.721 | 6.7 | 0 | 0 | 0 | 0 | 0 | 0 | 0 | 0 | 0 | 0 | 0 | 0 | 0 | 0 | 0 | 0 | 0 | 1 | 0 | 0 | 0 | 0 | 0 | 0 | 0 | 0 | 4474.2282
2025-10-24 | 3607.607 | 8.1 | 0 | 0 | 0 | 0 | 0 | 0 | 0 | 0 | 0 | 0 | 0 | 0 | 0 | 0 | 0 | 0 | 0 | 0 | 1 | 0 | 0 | 0 | 0 | 0 | 0 | 0 | 4272.4681
2025-10-24 | 3468.159 | 8.9 | 0 | 0 | 0 | 0 | 0 | 0 | 0 | 0 | 0 | 0 | 0 | 0 | 0 | 0 | 0 | 0 | 0 | 0 | 0 | 1 | 0 | 0 | 0 | 0 | 0 | 0 | 4024.3861
2025-10-24 | 3309.098 | 9.9 | 0 | 0 | 0 | 0 | 0 | 0 | 0 | 0 | 0 | 0 | 0 | 0 | 0 | 0 | 0 | 0 | 0 | 0 | 0 | 0 | 1 | 0 | 0 | 0 | 0 | 0 | 3901.8141
2025-10-24 | 3153.328 | 9.3 | 0 | 0 | 0 | 0 | 0 | 0 | 0 | 0 | 0 | 0 | 0 | 0 | 0 | 0 | 0 | 0 | 0 | 0 | 0 | 0 | 0 | 1 | 0 | 0 | 0 | 0 | 3705.9034
2025-10-24 | 2936.869 | 10.5 | 0 | 0 | 0 | 0 | 0 | 0 | 0 | 0 | 0 | 0 | 0 | 0 | 0 | 0 | 0 | 0 | 0 | 0 | 0 | 0 | 0 | 0 | 1 | 0 | 0 | 0 | 3599.9296
2025-10-24 | 2718.275 | 10.8 | 0 | 0 | 0 | 0 | 0 | 0 | 0 | 0 | 0 | 0 | 0 | 0 | 0 | 0 | 0 | 0 | 0 | 0 | 0 | 0 | 0 | 0 | 0 | 1 | 0 | 0 | 3355.8089
2025-10-24 | 2579.608 | 11.5 | 0 | 0 | 0 | 0 | 0 | 0 | 0 | 0 | 0 | 0 | 0 | 0 | 0 | 0 | 0 | 0 | 0 | 0 | 0 | 0 | 0 | 0 | 0 | 0 | 1 | 0 | 3186.2673
2025-10-24 | 2466.608 | 13.2 | 0 | 0 | 0 | 0 | 0 | 0 | 0 | 0 | 0 | 0 | 0 | 0 | 0 | 0 | 0 | 0 | 0 | 0 | 0 | 0 | 0 | 0 | 0 | 0 | 0 | 1 | 3168.0297
2025-10-25 | 2418.923 | 14.6 | 0 | 1 | 1 | 0 | 0 | 0 | 0 | 0 | 0 | 0 | 0 | 0 | 0 | 0 | 0 | 0 | 0 | 0 | 0 | 0 | 0 | 0 | 0 | 0 | 0 | 0 | 2612.6638
2025-10-25 | 2455.314 | 15.1 | 0 | 1 | 0 | 1 | 0 | 0 | 0 | 0 | 0 | 0 | 0 | 0 | 0 | 0 | 0 | 0 | 0 | 0 | 0 | 0 | 0 | 0 | 0 | 0 | 0 | 0 | 2610.1349
2025-10-25 | 2454.903 | 14 | 0 | 1 | 0 | 0 | 1 | 0 | 0 | 0 | 0 | 0 | 0 | 0 | 0 | 0 | 0 | 0 | 0 | 0 | 0 | 0 | 0 | 0 | 0 | 0 | 0 | 0 | 2524.8812
2025-10-25 | 2484.244 | 13.9 | 0 | 1 | 0 | 0 | 0 | 1 | 0 | 0 | 0 | 0 | 0 | 0 | 0 | 0 | 0 | 0 | 0 | 0 | 0 | 0 | 0 | 0 | 0 | 0 | 0 | 0 | 2550.0314
2025-10-25 | 2522.402 | 12.9 | 0 | 1 | 0 | 0 | 0 | 0 | 1 | 0 | 0 | 0 | 0 | 0 | 0 | 0 | 0 | 0 | 0 | 0 | 0 | 0 | 0 | 0 | 0 | 0 | 0 | 0 | 2530.8603
2025-10-25 | 2677.758 | 14.6 | 0 | 1 | 0 | 0 | 0 | 0 | 0 | 1 | 0 | 0 | 0 | 0 | 0 | 0 | 0 | 0 | 0 | 0 | 0 | 0 | 0 | 0 | 0 | 0 | 0 | 0 | 2748.7419
2025-10-25 | 2796.144 | 14 | 0 | 1 | 0 | 0 | 0 | 0 | 0 | 0 | 1 | 0 | 0 | 0 | 0 | 0 | 0 | 0 | 0 | 0 | 0 | 0 | 0 | 0 | 0 | 0 | 0 | 0 | 3050.4578
2025-10-25 | 3093.026 | 12 | 0 | 1 | 0 | 0 | 0 | 0 | 0 | 0 | 0 | 1 | 0 | 0 | 0 | 0 | 0 | 0 | 0 | 0 | 0 | 0 | 0 | 0 | 0 | 0 | 0 | 0 | 3420.4198
2025-10-25 | 3558.012 | 10.8 | 0 | 1 | 0 | 0 | 0 | 0 | 0 | 0 | 0 | 0 | 1 | 0 | 0 | 0 | 0 | 0 | 0 | 0 | 0 | 0 | 0 | 0 | 0 | 0 | 0 | 0 | 3961.0459
2025-10-25 | 3700.601 | 10.3 | 0 | 1 | 0 | 0 | 0 | 0 | 0 | 0 | 0 | 0 | 0 | 1 | 0 | 0 | 0 | 0 | 0 | 0 | 0 | 0 | 0 | 0 | 0 | 0 | 0 | 0 | 4147.5233
2025-10-25 | 3714.539 | 8.1 | 0 | 1 | 0 | 0 | 0 | 0 | 0 | 0 | 0 | 0 | 0 | 0 | 1 | 0 | 0 | 0 | 0 | 0 | 0 | 0 | 0 | 0 | 0 | 0 | 0 | 0 | 4184.047
2025-10-25 | 3752.962 | 6.9 | 0 | 1 | 0 | 0 | 0 | 0 | 0 | 0 | 0 | 0 | 0 | 0 | 0 | 1 | 0 | 0 | 0 | 0 | 0 | 0 | 0 | 0 | 0 | 0 | 0 | 0 | 4129.8847
2025-10-25 | 3740.02 | 6.9 | 0 | 1 | 0 | 0 | 0 | 0 | 0 | 0 | 0 | 0 | 0 | 0 | 0 | 0 | 1 | 0 | 0 | 0 | 0 | 0 | 0 | 0 | 0 | 0 | 0 | 0 | 4106.5926
2025-10-25 | 3637.641 | 6.7 | 0 | 1 | 0 | 0 | 0 | 0 | 0 | 0 | 0 | 0 | 0 | 0 | 0 | 0 | 0 | 1 | 0 | 0 | 0 | 0 | 0 | 0 | 0 | 0 | 0 | 0 | 4085.1353
2025-10-25 | 3548.592 | 7.3 | 0 | 1 | 0 | 0 | 0 | 0 | 0 | 0 | 0 | 0 | 0 | 0 | 0 | 0 | 0 | 0 | 1 | 0 | 0 | 0 | 0 | 0 | 0 | 0 | 0 | 0 | 4071.7173
2025-10-25 | 3420.754 | 7.1 | 0 | 1 | 0 | 0 | 0 | 0 | 0 | 0 | 0 | 0 | 0 | 0 | 0 | 0 | 0 | 0 | 0 | 1 | 0 | 0 | 0 | 0 | 0 | 0 | 0 | 0 | 3928.0505
2025-10-25 | 3264.015 | 7.2 | 0 | 1 | 0 | 0 | 0 | 0 | 0 | 0 | 0 | 0 | 0 | 0 | 0 | 0 | 0 | 0 | 0 | 0 | 1 | 0 | 0 | 0 | 0 | 0 | 0 | 0 | 3640.6427
2025-10-25 | 3329.845 | 8.8 | 0 | 1 | 0 | 0 | 0 | 0 | 0 | 0 | 0 | 0 | 0 | 0 | 0 | 0 | 0 | 0 | 0 | 0 | 0 | 1 | 0 | 0 | 0 | 0 | 0 | 0 | 3445.2669
2025-10-25 | 3280.424 | 10.3 | 0 | 1 | 0 | 0 | 0 | 0 | 0 | 0 | 0 | 0 | 0 | 0 | 0 | 0 | 0 | 0 | 0 | 0 | 0 | 0 | 1 | 0 | 0 | 0 | 0 | 0 | 3355.6364
2025-10-25 | 3109.832 | 11.3 | 0 | 1 | 0 | 0 | 0 | 0 | 0 | 0 | 0 | 0 | 0 | 0 | 0 | 0 | 0 | 0 | 0 | 0 | 0 | 0 | 0 | 1 | 0 | 0 | 0 | 0 | 3265.1383
2025-10-25 | 2945.63 | 11.9 | 0 | 1 | 0 | 0 | 0 | 0 | 0 | 0 | 0 | 0 | 0 | 0 | 0 | 0 | 0 | 0 | 0 | 0 | 0 | 0 | 0 | 0 | 1 | 0 | 0 | 0 | 3119.6347
2025-10-25 | 2817.329 | 12.3 | 0 | 1 | 0 | 0 | 0 | 0 | 0 | 0 | 0 | 0 | 0 | 0 | 0 | 0 | 0 | 0 | 0 | 0 | 0 | 0 | 0 | 0 | 0 | 1 | 0 | 0 | 2882.1023
2025-10-25 | 2632.461 | 13.2 | 0 | 1 | 0 | 0 | 0 | 0 | 0 | 0 | 0 | 0 | 0 | 0 | 0 | 0 | 0 | 0 | 0 | 0 | 0 | 0 | 0 | 0 | 0 | 0 | 1 | 0 | 2725.7373
2025-10-25 | 2529.829 | 13.9 | 0 | 1 | 0 | 0 | 0 | 0 | 0 | 0 | 0 | 0 | 0 | 0 | 0 | 0 | 0 | 0 | 0 | 0 | 0 | 0 | 0 | 0 | 0 | 0 | 0 | 1 | 2641.6169
2025-10-26 | 2502.338 | 14.3 | 0 | 1 | 1 | 0 | 0 | 0 | 0 | 0 | 0 | 0 | 0 | 0 | 0 | 0 | 0 | 0 | 0 | 0 | 0 | 0 | 0 | 0 | 0 | 0 | 0 | 0 | 2592.899
2025-10-26 | 2488.284 | 15 | 0 | 1 | 0 | 1 | 0 | 0 | 0 | 0 | 0 | 0 | 0 | 0 | 0 | 0 | 0 | 0 | 0 | 0 | 0 | 0 | 0 | 0 | 0 | 0 | 0 | 0 | 2603.5466
2025-10-26 | 2494.079 | 16.1 | 0 | 1 | 0 | 0 | 1 | 0 | 0 | 0 | 0 | 0 | 0 | 0 | 0 | 0 | 0 | 0 | 0 | 0 | 0 | 0 | 0 | 0 | 0 | 0 | 0 | 0 | 2663.2351
2025-10-26 | 2542.417 | 16.6 | 0 | 1 | 0 | 0 | 0 | 1 | 0 | 0 | 0 | 0 | 0 | 0 | 0 | 0 | 0 | 0 | 0 | 0 | 0 | 0 | 0 | 0 | 0 | 0 | 0 | 0 | 2727.9151
2025-10-26 | 2585.688 | 17.2 | 0 | 1 | 0 | 0 | 0 | 0 | 1 | 0 | 0 | 0 | 0 | 0 | 0 | 0 | 0 | 0 | 0 | 0 | 0 | 0 | 0 | 0 | 0 | 0 | 0 | 0 | 2814.1566
2025-10-26 | 2637.477 | 17.2 | 0 | 1 | 0 | 0 | 0 | 0 | 0 | 1 | 0 | 0 | 0 | 0 | 0 | 0 | 0 | 0 | 0 | 0 | 0 | 0 | 0 | 0 | 0 | 0 | 0 | 0 | 2920.0374
2025-10-26 | 2853.361 | 17.4 | 0 | 1 | 0 | 0 | 0 | 0 | 0 | 0 | 1 | 0 | 0 | 0 | 0 | 0 | 0 | 0 | 0 | 0 | 0 | 0 | 0 | 0 | 0 | 0 | 0 | 0 | 3274.4595
2025-10-26 | 2979.381 | 17.6 | 0 | 1 | 0 | 0 | 0 | 0 | 0 | 0 | 0 | 1 | 0 | 0 | 0 | 0 | 0 | 0 | 0 | 0 | 0 | 0 | 0 | 0 | 0 | 0 | 0 | 0 | 3789.3638
2025-10-26 | 3192.705 | 16.1 | 0 | 1 | 0 | 0 | 0 | 0 | 0 | 0 | 0 | 0 | 1 | 0 | 0 | 0 | 0 | 0 | 0 | 0 | 0 | 0 | 0 | 0 | 0 | 0 | 0 | 0 | 4310.225
2025-10-26 | 3346.167 | 14.1 | 0 | 1 | 0 | 0 | 0 | 0 | 0 | 0 | 0 | 0 | 0 | 1 | 0 | 0 | 0 | 0 | 0 | 0 | 0 | 0 | 0 | 0 | 0 | 0 | 0 | 0 | 4397.8781
2025-10-26 | 2719.838 | 12.2 | 0 | 1 | 0 | 0 | 0 | 0 | 0 | 0 | 0 | 0 | 0 | 0 | 1 | 0 | 0 | 0 | 0 | 0 | 0 | 0 | 0 | 0 | 0 | 0 | 0 | 0 | 4454.1667
2025-10-26 | 2482.226 | 11.1 | 0 | 1 | 0 | 0 | 0 | 0 | 0 | 0 | 0 | 0 | 0 | 0 | 0 | 1 | 0 | 0 | 0 | 0 | 0 | 0 | 0 | 0 | 0 | 0 | 0 | 0 | 4406.5926
2025-10-26 | 2455.139 | 10.5 | 0 | 1 | 0 | 0 | 0 | 0 | 0 | 0 | 0 | 0 | 0 | 0 | 0 | 0 | 1 | 0 | 0 | 0 | 0 | 0 | 0 | 0 | 0 | 0 | 0 | 0 | 4343.7708
2025-10-26 | 3462.548 | 9.3 | 0 | 1 | 0 | 0 | 0 | 0 | 0 | 0 | 0 | 0 | 0 | 0 | 0 | 0 | 0 | 1 | 0 | 0 | 0 | 0 | 0 | 0 | 0 | 0 | 0 | 0 | 4256.4307
2025-10-26 | 3617.129 | 9.2 | 0 | 1 | 0 | 0 | 0 | 0 | 0 | 0 | 0 | 0 | 0 | 0 | 0 | 0 | 0 | 0 | 1 | 0 | 0 | 0 | 0 | 0 | 0 | 0 | 0 | 0 | 4196.8947
2025-10-26 | 3167.024 | 8.8 | 0 | 1 | 0 | 0 | 0 | 0 | 0 | 0 | 0 | 0 | 0 | 0 | 0 | 0 | 0 | 0 | 0 | 1 | 0 | 0 | 0 | 0 | 0 | 0 | 0 | 0 | 4040.0513
2025-10-26 | 3104.787 | 8.4 | 0 | 1 | 0 | 0 | 0 | 0 | 0 | 0 | 0 | 0 | 0 | 0 | 0 | 0 | 0 | 0 | 0 | 0 | 1 | 0 | 0 | 0 | 0 | 0 | 0 | 0 | 3719.7021
2025-10-26 | 3164.177 | 10.6 | 0 | 1 | 0 | 0 | 0 | 0 | 0 | 0 | 0 | 0 | 0 | 0 | 0 | 0 | 0 | 0 | 0 | 0 | 0 | 1 | 0 | 0 | 0 | 0 | 0 | 0 | 3563.8561
2025-10-26 | 3172.615 | 11.7 | 0 | 1 | 0 | 0 | 0 | 0 | 0 | 0 | 0 | 0 | 0 | 0 | 0 | 0 | 0 | 0 | 0 | 0 | 0 | 0 | 1 | 0 | 0 | 0 | 0 | 0 | 3447.8724
2025-10-26 | 3014.795 | 11.6 | 0 | 1 | 0 | 0 | 0 | 0 | 0 | 0 | 0 | 0 | 0 | 0 | 0 | 0 | 0 | 0 | 0 | 0 | 0 | 0 | 0 | 1 | 0 | 0 | 0 | 0 | 3284.9031
2025-10-26 | 2857.436 | 12.2 | 0 | 1 | 0 | 0 | 0 | 0 | 0 | 0 | 0 | 0 | 0 | 0 | 0 | 0 | 0 | 0 | 0 | 0 | 0 | 0 | 0 | 0 | 1 | 0 | 0 | 0 | 3139.3996
2025-10-26 | 2688.185 | 13.6 | 0 | 1 | 0 | 0 | 0 | 0 | 0 | 0 | 0 | 0 | 0 | 0 | 0 | 0 | 0 | 0 | 0 | 0 | 0 | 0 | 0 | 0 | 0 | 1 | 0 | 0 | 2967.7501
2025-10-26 | 2567.821 | 14.4 | 0 | 1 | 0 | 0 | 0 | 0 | 0 | 0 | 0 | 0 | 0 | 0 | 0 | 0 | 0 | 0 | 0 | 0 | 0 | 0 | 0 | 0 | 0 | 0 | 1 | 0 | 2804.7967
2025-10-26 | 2519.667 | 15.4 | 0 | 1 | 0 | 0 | 0 | 0 | 0 | 0 | 0 | 0 | 0 | 0 | 0 | 0 | 0 | 0 | 0 | 0 | 0 | 0 | 0 | 0 | 0 | 0 | 0 | 1 | 2740.4412
2025-10-27 | 2486.716 | 15.8 | 0 | 0 | 1 | 0 | 0 | 0 | 0 | 0 | 0 | 0 | 0 | 0 | 0 | 0 | 0 | 0 | 0 | 0 | 0 | 0 | 0 | 0 | 0 | 0 | 0 | 0 | 3264.2541
2025-10-27 | 2474.375 | 16.4 | 0 | 0 | 0 | 1 | 0 | 0 | 0 | 0 | 0 | 0 | 0 | 0 | 0 | 0 | 0 | 0 | 0 | 0 | 0 | 0 | 0 | 0 | 0 | 0 | 0 | 0 | 3268.3134
2025-10-27 | 2506.417 | 16.4 | 0 | 0 | 0 | 0 | 1 | 0 | 0 | 0 | 0 | 0 | 0 | 0 | 0 | 0 | 0 | 0 | 0 | 0 | 0 | 0 | 0 | 0 | 0 | 0 | 0 | 0 | 3255.5309
2025-10-27 | 2549.491 | 15.2 | 0 | 0 | 0 | 0 | 0 | 1 | 0 | 0 | 0 | 0 | 0 | 0 | 0 | 0 | 0 | 0 | 0 | 0 | 0 | 0 | 0 | 0 | 0 | 0 | 0 | 0 | 3208.21
2025-10-27 | 2676.295 | 15.1 | 0 | 0 | 0 | 0 | 0 | 0 | 1 | 0 | 0 | 0 | 0 | 0 | 0 | 0 | 0 | 0 | 0 | 0 | 0 | 0 | 0 | 0 | 0 | 0 | 0 | 0 | 3248.3335
2025-10-27 | 2932.316 | 15.5 | 0 | 0 | 0 | 0 | 0 | 0 | 0 | 1 | 0 | 0 | 0 | 0 | 0 | 0 | 0 | 0 | 0 | 0 | 0 | 0 | 0 | 0 | 0 | 0 | 0 | 0 | 3380.5674
2025-10-27 | 3485.424 | 15.8 | 0 | 0 | 0 | 0 | 0 | 0 | 0 | 0 | 1 | 0 | 0 | 0 | 0 | 0 | 0 | 0 | 0 | 0 | 0 | 0 | 0 | 0 | 0 | 0 | 0 | 0 | 3741.5777
2025-10-27 | 3940.082 | 16.5 | 0 | 0 | 0 | 0 | 0 | 0 | 0 | 0 | 0 | 1 | 0 | 0 | 0 | 0 | 0 | 0 | 0 | 0 | 0 | 0 | 0 | 0 | 0 | 0 | 0 | 0 | 4289.4235
2025-10-27 | 4255.356 | 15.4 | 0 | 0 | 0 | 0 | 0 | 0 | 0 | 0 | 0 | 0 | 1 | 0 | 0 | 0 | 0 | 0 | 0 | 0 | 0 | 0 | 0 | 0 | 0 | 0 | 0 | 0 | 4836.6378
2025-10-27 | 4452.001 | 11.5 | 0 | 0 | 0 | 0 | 0 | 0 | 0 | 0 | 0 | 0 | 0 | 1 | 0 | 0 | 0 | 0 | 0 | 0 | 0 | 0 | 0 | 0 | 0 | 0 | 0 | 0 | 4799.1135
2025-10-27 | 4487.969 | 10.3 | 0 | 0 | 0 | 0 | 0 | 0 | 0 | 0 | 0 | 0 | 0 | 0 | 1 | 0 | 0 | 0 | 0 | 0 | 0 | 0 | 0 | 0 | 0 | 0 | 0 | 0 | 4901.5201
2025-10-27 | 4458.54 | 9.9 | 0 | 0 | 0 | 0 | 0 | 0 | 0 | 0 | 0 | 0 | 0 | 0 | 0 | 1 | 0 | 0 | 0 | 0 | 0 | 0 | 0 | 0 | 0 | 0 | 0 | 0 | 4900.0641
2025-10-27 | 4360.853 | 9.5 | 0 | 0 | 0 | 0 | 0 | 0 | 0 | 0 | 0 | 0 | 0 | 0 | 0 | 0 | 1 | 0 | 0 | 0 | 0 | 0 | 0 | 0 | 0 | 0 | 0 | 0 | 4850.4188
2025-10-27 | 4460.139 | 9.7 | 0 | 0 | 0 | 0 | 0 | 0 | 0 | 0 | 0 | 0 | 0 | 0 | 0 | 0 | 0 | 1 | 0 | 0 | 0 | 0 | 0 | 0 | 0 | 0 | 0 | 0 | 4855.3147
2025-10-27 | 4371.498 | 9.5 | 0 | 0 | 0 | 0 | 0 | 0 | 0 | 0 | 0 | 0 | 0 | 0 | 0 | 0 | 0 | 0 | 1 | 0 | 0 | 0 | 0 | 0 | 0 | 0 | 0 | 0 | 4789.1904
2025-10-27 | 4152.945 | 8.7 | 0 | 0 | 0 | 0 | 0 | 0 | 0 | 0 | 0 | 0 | 0 | 0 | 0 | 0 | 0 | 0 | 0 | 1 | 0 | 0 | 0 | 0 | 0 | 0 | 0 | 0 | 4605.9939
2025-10-27 | 3725.8 | 9.2 | 0 | 0 | 0 | 0 | 0 | 0 | 0 | 0 | 0 | 0 | 0 | 0 | 0 | 0 | 0 | 0 | 0 | 0 | 1 | 0 | 0 | 0 | 0 | 0 | 0 | 0 | 4344.9392
2025-10-27 | 3514.742 | 10.2 | 0 | 0 | 0 | 0 | 0 | 0 | 0 | 0 | 0 | 0 | 0 | 0 | 0 | 0 | 0 | 0 | 0 | 0 | 0 | 1 | 0 | 0 | 0 | 0 | 0 | 0 | 4110.0338
2025-10-27 | 3384.576 | 11 | 0 | 0 | 0 | 0 | 0 | 0 | 0 | 0 | 0 | 0 | 0 | 0 | 0 | 0 | 0 | 0 | 0 | 0 | 0 | 0 | 1 | 0 | 0 | 0 | 0 | 0 | 3974.2852
2025-10-27 | 3144.528 | 12.1 | 0 | 0 | 0 | 0 | 0 | 0 | 0 | 0 | 0 | 0 | 0 | 0 | 0 | 0 | 0 | 0 | 0 | 0 | 0 | 0 | 0 | 1 | 0 | 0 | 0 | 0 | 3890.3754
2025-10-27 | 2953.387 | 12.4 | 0 | 0 | 0 | 0 | 0 | 0 | 0 | 0 | 0 | 0 | 0 | 0 | 0 | 0 | 0 | 0 | 0 | 0 | 0 | 0 | 0 | 0 | 1 | 0 | 0 | 0 | 3725.107
2025-10-27 | 2756.078 | 12.5 | 0 | 0 | 0 | 0 | 0 | 0 | 0 | 0 | 0 | 0 | 0 | 0 | 0 | 0 | 0 | 0 | 0 | 0 | 0 | 0 | 0 | 0 | 0 | 1 | 0 | 0 | 3467.8098
2025-10-27 | 2628.832 | 12.8 | 0 | 0 | 0 | 0 | 0 | 0 | 0 | 0 | 0 | 0 | 0 | 0 | 0 | 0 | 0 | 0 | 0 | 0 | 0 | 0 | 0 | 0 | 0 | 0 | 1 | 0 | 3271.915
2025-10-27 | 2588.506 | 13.1 | 0 | 0 | 0 | 0 | 0 | 0 | 0 | 0 | 0 | 0 | 0 | 0 | 0 | 0 | 0 | 0 | 0 | 0 | 0 | 0 | 0 | 0 | 0 | 0 | 0 | 1 | 3161.4414
2025-10-28 | 2552.114 | 13.5 | 0 | 0 | 1 | 0 | 0 | 0 | 0 | 0 | 0 | 0 | 0 | 0 | 0 | 0 | 0 | 0 | 0 | 0 | 0 | 0 | 0 | 0 | 0 | 0 | 0 | 0 | 3112.7236
2025-10-28 | 2550.268 | 13.9 | 0 | 0 | 0 | 1 | 0 | 0 | 0 | 0 | 0 | 0 | 0 | 0 | 0 | 0 | 0 | 0 | 0 | 0 | 0 | 0 | 0 | 0 | 0 | 0 | 0 | 0 | 3103.6063
2025-10-28 | 2529.22 | 12.3 | 0 | 0 | 0 | 0 | 1 | 0 | 0 | 0 | 0 | 0 | 0 | 0 | 0 | 0 | 0 | 0 | 0 | 0 | 0 | 0 | 0 | 0 | 0 | 0 | 0 | 0 | 2985.4112
2025-10-28 | 2584.346 | 12.3 | 0 | 0 | 0 | 0 | 0 | 1 | 0 | 0 | 0 | 0 | 0 | 0 | 0 | 0 | 0 | 0 | 0 | 0 | 0 | 0 | 0 | 0 | 0 | 0 | 0 | 0 | 3017.1497
2025-10-28 | 2652.186 | 11.9 | 0 | 0 | 0 | 0 | 0 | 0 | 1 | 0 | 0 | 0 | 0 | 0 | 0 | 0 | 0 | 0 | 0 | 0 | 0 | 0 | 0 | 0 | 0 | 0 | 0 | 0 | 3037.5083
2025-10-28 | 2927.867 | 12.6 | 0 | 0 | 0 | 0 | 0 | 0 | 0 | 1 | 0 | 0 | 0 | 0 | 0 | 0 | 0 | 0 | 0 | 0 | 0 | 0 | 0 | 0 | 0 | 0 | 0 | 0 | 3189.5071
2025-10-28 | 3512.322 | 12 | 0 | 0 | 0 | 0 | 0 | 0 | 0 | 0 | 1 | 0 | 0 | 0 | 0 | 0 | 0 | 0 | 0 | 0 | 0 | 0 | 0 | 0 | 0 | 0 | 0 | 0 | 3491.2229
2025-10-28 | 4032.741 | 12.7 | 0 | 0 | 0 | 0 | 0 | 0 | 0 | 0 | 0 | 1 | 0 | 0 | 0 | 0 | 0 | 0 | 0 | 0 | 0 | 0 | 0 | 0 | 0 | 0 | 0 | 0 | 4039.0686
2025-10-28 | 4355.389 | 12 | 0 | 0 | 0 | 0 | 0 | 0 | 0 | 0 | 0 | 0 | 1 | 0 | 0 | 0 | 0 | 0 | 0 | 0 | 0 | 0 | 0 | 0 | 0 | 0 | 0 | 0 | 4612.6361
2025-10-28 | 4597.065 | 10.6 | 0 | 0 | 0 | 0 | 0 | 0 | 0 | 0 | 0 | 0 | 0 | 1 | 0 | 0 | 0 | 0 | 0 | 0 | 0 | 0 | 0 | 0 | 0 | 0 | 0 | 0 | 4739.819
2025-10-28 | 4697.891 | 9.6 | 0 | 0 | 0 | 0 | 0 | 0 | 0 | 0 | 0 | 0 | 0 | 0 | 1 | 0 | 0 | 0 | 0 | 0 | 0 | 0 | 0 | 0 | 0 | 0 | 0 | 0 | 4855.4021
2025-10-28 | 4687.227 | 9.3 | 0 | 0 | 0 | 0 | 0 | 0 | 0 | 0 | 0 | 0 | 0 | 0 | 0 | 1 | 0 | 0 | 0 | 0 | 0 | 0 | 0 | 0 | 0 | 0 | 0 | 0 | 4860.5344
2025-10-28 | 4652.257 | 9.3 | 0 | 0 | 0 | 0 | 0 | 0 | 0 | 0 | 0 | 0 | 0 | 0 | 0 | 0 | 1 | 0 | 0 | 0 | 0 | 0 | 0 | 0 | 0 | 0 | 0 | 0 | 4837.2423
2025-10-28 | 4640.758 | 8.5 | 0 | 0 | 0 | 0 | 0 | 0 | 0 | 0 | 0 | 0 | 0 | 0 | 0 | 0 | 0 | 1 | 0 | 0 | 0 | 0 | 0 | 0 | 0 | 0 | 0 | 0 | 4776.2553
2025-10-28 | 4475.014 | 8.1 | 0 | 0 | 0 | 0 | 0 | 0 | 0 | 0 | 0 | 0 | 0 | 0 | 0 | 0 | 0 | 0 | 1 | 0 | 0 | 0 | 0 | 0 | 0 | 0 | 0 | 0 | 4696.9544
2025-10-28 | 4205.274 | 7.7 | 0 | 0 | 0 | 0 | 0 | 0 | 0 | 0 | 0 | 0 | 0 | 0 | 0 | 0 | 0 | 0 | 0 | 1 | 0 | 0 | 0 | 0 | 0 | 0 | 0 | 0 | 4540.111
2025-10-28 | 3787.957 | 7.8 | 0 | 0 | 0 | 0 | 0 | 0 | 0 | 0 | 0 | 0 | 0 | 0 | 0 | 0 | 0 | 0 | 0 | 0 | 1 | 0 | 0 | 0 | 0 | 0 | 0 | 0 | 4252.7032
2025-10-28 | 3585.002 | 8.9 | 0 | 0 | 0 | 0 | 0 | 0 | 0 | 0 | 0 | 0 | 0 | 0 | 0 | 0 | 0 | 0 | 0 | 0 | 0 | 1 | 0 | 0 | 0 | 0 | 0 | 0 | 4024.3861
2025-10-28 | 3456.908 | 9.6 | 0 | 0 | 0 | 0 | 0 | 0 | 0 | 0 | 0 | 0 | 0 | 0 | 0 | 0 | 0 | 0 | 0 | 0 | 0 | 0 | 1 | 0 | 0 | 0 | 0 | 0 | 3882.0492
2025-10-28 | 3186.013 | 10.5 | 0 | 0 | 0 | 0 | 0 | 0 | 0 | 0 | 0 | 0 | 0 | 0 | 0 | 0 | 0 | 0 | 0 | 0 | 0 | 0 | 0 | 1 | 0 | 0 | 0 | 0 | 3784.9628
2025-10-28 | 2933.296 | 11 | 0 | 0 | 0 | 0 | 0 | 0 | 0 | 0 | 0 | 0 | 0 | 0 | 0 | 0 | 0 | 0 | 0 | 0 | 0 | 0 | 0 | 0 | 1 | 0 | 0 | 0 | 3632.871
2025-10-28 | 2692.759 | 11.8 | 0 | 0 | 0 | 0 | 0 | 0 | 0 | 0 | 0 | 0 | 0 | 0 | 0 | 0 | 0 | 0 | 0 | 0 | 0 | 0 | 0 | 0 | 0 | 1 | 0 | 0 | 3421.6918
2025-10-28 | 2573.348 | 10.5 | 0 | 0 | 0 | 0 | 0 | 0 | 0 | 0 | 0 | 0 | 0 | 0 | 0 | 0 | 0 | 0 | 0 | 0 | 0 | 0 | 0 | 0 | 0 | 0 | 1 | 0 | 3120.3845
2025-10-28 | 2487.659 | 12.3 | 0 | 0 | 0 | 0 | 0 | 0 | 0 | 0 | 0 | 0 | 0 | 0 | 0 | 0 | 0 | 0 | 0 | 0 | 0 | 0 | 0 | 0 | 0 | 0 | 0 | 1 | 3108.7352
2025-10-29 | 2473.997 | 12.9 | 0 | 0 | 1 | 0 | 0 | 0 | 0 | 0 | 0 | 0 | 0 | 0 | 0 | 0 | 0 | 0 | 0 | 0 | 0 | 0 | 0 | 0 | 0 | 0 | 0 | 0 | 3073.1939
2025-10-29 | 2452.446 | 13.5 | 0 | 0 | 0 | 1 | 0 | 0 | 0 | 0 | 0 | 0 | 0 | 0 | 0 | 0 | 0 | 0 | 0 | 0 | 0 | 0 | 0 | 0 | 0 | 0 | 0 | 0 | 3077.2532
2025-10-29 | 2460.629 | 13.5 | 0 | 0 | 0 | 0 | 1 | 0 | 0 | 0 | 0 | 0 | 0 | 0 | 0 | 0 | 0 | 0 | 0 | 0 | 0 | 0 | 0 | 0 | 0 | 0 | 0 | 0 | 3064.4706
2025-10-29 | 2546.345 | 14.8 | 0 | 0 | 0 | 0 | 0 | 1 | 0 | 0 | 0 | 0 | 0 | 0 | 0 | 0 | 0 | 0 | 0 | 0 | 0 | 0 | 0 | 0 | 0 | 0 | 0 | 0 | 3181.8568
2025-10-29 | 2657.305 | 15.4 | 0 | 0 | 0 | 0 | 0 | 0 | 1 | 0 | 0 | 0 | 0 | 0 | 0 | 0 | 0 | 0 | 0 | 0 | 0 | 0 | 0 | 0 | 0 | 0 | 0 | 0 | 3268.0983
2025-10-29 | 2913.977 | 14.4 | 0 | 0 | 0 | 0 | 0 | 0 | 0 | 1 | 0 | 0 | 0 | 0 | 0 | 0 | 0 | 0 | 0 | 0 | 0 | 0 | 0 | 0 | 0 | 0 | 0 | 0 | 3308.0962
2025-10-29 | 3517.313 | 14.3 | 0 | 0 | 0 | 0 | 0 | 0 | 0 | 0 | 1 | 0 | 0 | 0 | 0 | 0 | 0 | 0 | 0 | 0 | 0 | 0 | 0 | 0 | 0 | 0 | 0 | 0 | 3642.7535
2025-10-29 | 3951.589 | 14.4 | 0 | 0 | 0 | 0 | 0 | 0 | 0 | 0 | 0 | 1 | 0 | 0 | 0 | 0 | 0 | 0 | 0 | 0 | 0 | 0 | 0 | 0 | 0 | 0 | 0 | 0 | 4151.0695
2025-10-29 | 4333.435 | 12.6 | 0 | 0 | 0 | 0 | 0 | 0 | 0 | 0 | 0 | 0 | 1 | 0 | 0 | 0 | 0 | 0 | 0 | 0 | 0 | 0 | 0 | 0 | 0 | 0 | 0 | 0 | 4652.1659
2025-10-29 | 4518.565 | 11.7 | 0 | 0 | 0 | 0 | 0 | 0 | 0 | 0 | 0 | 0 | 0 | 1 | 0 | 0 | 0 | 0 | 0 | 0 | 0 | 0 | 0 | 0 | 0 | 0 | 0 | 0 | 4812.2901
2025-10-29 | 4575.704 | 9.1 | 0 | 0 | 0 | 0 | 0 | 0 | 0 | 0 | 0 | 0 | 0 | 0 | 1 | 0 | 0 | 0 | 0 | 0 | 0 | 0 | 0 | 0 | 0 | 0 | 0 | 0 | 4822.4607
2025-10-29 | 4521.274 | 7.9 | 0 | 0 | 0 | 0 | 0 | 0 | 0 | 0 | 0 | 0 | 0 | 0 | 0 | 1 | 0 | 0 | 0 | 0 | 0 | 0 | 0 | 0 | 0 | 0 | 0 | 0 | 4768.2984
2025-10-29 | 4607.909 | 7 | 0 | 0 | 0 | 0 | 0 | 0 | 0 | 0 | 0 | 0 | 0 | 0 | 0 | 0 | 1 | 0 | 0 | 0 | 0 | 0 | 0 | 0 | 0 | 0 | 0 | 0 | 4685.7117
2025-10-29 | 4523.8 | 6.6 | 0 | 0 | 0 | 0 | 0 | 0 | 0 | 0 | 0 | 0 | 0 | 0 | 0 | 0 | 0 | 1 | 0 | 0 | 0 | 0 | 0 | 0 | 0 | 0 | 0 | 0 | 4651.0779
2025-10-29 | 4433.965 | 7.2 | 0 | 0 | 0 | 0 | 0 | 0 | 0 | 0 | 0 | 0 | 0 | 0 | 0 | 0 | 0 | 0 | 1 | 0 | 0 | 0 | 0 | 0 | 0 | 0 | 0 | 0 | 4637.6598
2025-10-29 | 4146.983 | 7.9 | 0 | 0 | 0 | 0 | 0 | 0 | 0 | 0 | 0 | 0 | 0 | 0 | 0 | 0 | 0 | 0 | 0 | 1 | 0 | 0 | 0 | 0 | 0 | 0 | 0 | 0 | 4553.2876
2025-10-29 | 3772.29 | 7.4 | 0 | 0 | 0 | 0 | 0 | 0 | 0 | 0 | 0 | 0 | 0 | 0 | 0 | 0 | 0 | 0 | 0 | 0 | 1 | 0 | 0 | 0 | 0 | 0 | 0 | 0 | 4226.3501
2025-10-29 | 3603.095 | 8.4 | 0 | 0 | 0 | 0 | 0 | 0 | 0 | 0 | 0 | 0 | 0 | 0 | 0 | 0 | 0 | 0 | 0 | 0 | 0 | 1 | 0 | 0 | 0 | 0 | 0 | 0 | 3991.4446
2025-10-29 | 3454.766 | 9 | 0 | 0 | 0 | 0 | 0 | 0 | 0 | 0 | 0 | 0 | 0 | 0 | 0 | 0 | 0 | 0 | 0 | 0 | 0 | 0 | 1 | 0 | 0 | 0 | 0 | 0 | 3842.5195
2025-10-29 | 3186.113 | 9.4 | 0 | 0 | 0 | 0 | 0 | 0 | 0 | 0 | 0 | 0 | 0 | 0 | 0 | 0 | 0 | 0 | 0 | 0 | 0 | 0 | 0 | 1 | 0 | 0 | 0 | 0 | 3712.4917
2025-10-29 | 2980.197 | 9.4 | 0 | 0 | 0 | 0 | 0 | 0 | 0 | 0 | 0 | 0 | 0 | 0 | 0 | 0 | 0 | 0 | 0 | 0 | 0 | 0 | 0 | 0 | 1 | 0 | 0 | 0 | 3527.4584
2025-10-29 | 2763.117 | 10.1 | 0 | 0 | 0 | 0 | 0 | 0 | 0 | 0 | 0 | 0 | 0 | 0 | 0 | 0 | 0 | 0 | 0 | 0 | 0 | 0 | 0 | 0 | 0 | 1 | 0 | 0 | 3309.6909
2025-10-29 | 2567.741 | 11.6 | 0 | 0 | 0 | 0 | 0 | 0 | 0 | 0 | 0 | 0 | 0 | 0 | 0 | 0 | 0 | 0 | 0 | 0 | 0 | 0 | 0 | 0 | 0 | 0 | 1 | 0 | 3192.8556
2025-10-29 | 2468.322 | 11 | 0 | 0 | 0 | 0 | 0 | 0 | 0 | 0 | 0 | 0 | 0 | 0 | 0 | 0 | 0 | 0 | 0 | 0 | 0 | 0 | 0 | 0 | 0 | 0 | 0 | 1 | 3023.0875
2025-10-30 | 2455.381 | 10.4 | 0 | 0 | 1 | 0 | 0 | 0 | 0 | 0 | 0 | 0 | 0 | 0 | 0 | 0 | 0 | 0 | 0 | 0 | 0 | 0 | 0 | 0 | 0 | 0 | 0 | 0 | 2908.4867
2025-10-30 | 2445.204 | 9.9 | 0 | 0 | 0 | 1 | 0 | 0 | 0 | 0 | 0 | 0 | 0 | 0 | 0 | 0 | 0 | 0 | 0 | 0 | 0 | 0 | 0 | 0 | 0 | 0 | 0 | 0 | 2840.0749
2025-10-30 | 2416.089 | 10.1 | 0 | 0 | 0 | 0 | 1 | 0 | 0 | 0 | 0 | 0 | 0 | 0 | 0 | 0 | 0 | 0 | 0 | 0 | 0 | 0 | 0 | 0 | 0 | 0 | 0 | 0 | 2840.4689
2025-10-30 | 2494.343 | 10.5 | 0 | 0 | 0 | 0 | 0 | 1 | 0 | 0 | 0 | 0 | 0 | 0 | 0 | 0 | 0 | 0 | 0 | 0 | 0 | 0 | 0 | 0 | 0 | 0 | 0 | 0 | 2898.5606
2025-10-30 | 2598.614 | 10.6 | 0 | 0 | 0 | 0 | 0 | 0 | 1 | 0 | 0 | 0 | 0 | 0 | 0 | 0 | 0 | 0 | 0 | 0 | 0 | 0 | 0 | 0 | 0 | 0 | 0 | 0 | 2951.8606
2025-10-30 | 2826.452 | 9.7 | 0 | 0 | 0 | 0 | 0 | 0 | 0 | 1 | 0 | 0 | 0 | 0 | 0 | 0 | 0 | 0 | 0 | 0 | 0 | 0 | 0 | 0 | 0 | 0 | 0 | 0 | 2998.4468
2025-10-30 | 3425.742 | 9.4 | 0 | 0 | 0 | 0 | 0 | 0 | 0 | 0 | 1 | 0 | 0 | 0 | 0 | 0 | 0 | 0 | 0 | 0 | 0 | 0 | 0 | 0 | 0 | 0 | 0 | 0 | 3319.9275
2025-10-30 | 3968.465 | 9.3 | 0 | 0 | 0 | 0 | 0 | 0 | 0 | 0 | 0 | 1 | 0 | 0 | 0 | 0 | 0 | 0 | 0 | 0 | 0 | 0 | 0 | 0 | 0 | 0 | 0 | 0 | 3815.0669
2025-10-30 | 4369.702 | 9.3 | 0 | 0 | 0 | 0 | 0 | 0 | 0 | 0 | 0 | 0 | 1 | 0 | 0 | 0 | 0 | 0 | 0 | 0 | 0 | 0 | 0 | 0 | 0 | 0 | 0 | 0 | 4434.7524
2025-10-30 | 4694.202 | 9.6 | 0 | 0 | 0 | 0 | 0 | 0 | 0 | 0 | 0 | 0 | 0 | 1 | 0 | 0 | 0 | 0 | 0 | 0 | 0 | 0 | 0 | 0 | 0 | 0 | 0 | 0 | 4673.9361
2025-10-30 | 4814.09 | 10.1 | 0 | 0 | 0 | 0 | 0 | 0 | 0 | 0 | 0 | 0 | 0 | 0 | 1 | 0 | 0 | 0 | 0 | 0 | 0 | 0 | 0 | 0 | 0 | 0 | 0 | 0 | 4888.3435
2025-10-30 | 4764.529 | 10.2 | 0 | 0 | 0 | 0 | 0 | 0 | 0 | 0 | 0 | 0 | 0 | 0 | 0 | 1 | 0 | 0 | 0 | 0 | 0 | 0 | 0 | 0 | 0 | 0 | 0 | 0 | 4919.8289
2025-10-30 | 4717.274 | 10.4 | 0 | 0 | 0 | 0 | 0 | 0 | 0 | 0 | 0 | 0 | 0 | 0 | 0 | 0 | 1 | 0 | 0 | 0 | 0 | 0 | 0 | 0 | 0 | 0 | 0 | 0 | 4909.7134
2025-10-30 | 4730.382 | 10.3 | 0 | 0 | 0 | 0 | 0 | 0 | 0 | 0 | 0 | 0 | 0 | 0 | 0 | 0 | 0 | 1 | 0 | 0 | 0 | 0 | 0 | 0 | 0 | 0 | 0 | 0 | 4894.8444
2025-10-30 | 4608.215 | 10.3 | 0 | 0 | 0 | 0 | 0 | 0 | 0 | 0 | 0 | 0 | 0 | 0 | 0 | 0 | 0 | 0 | 1 | 0 | 0 | 0 | 0 | 0 | 0 | 0 | 0 | 0 | 4841.8967
2025-10-30 | 4450.638 | 10.7 | 0 | 0 | 0 | 0 | 0 | 0 | 0 | 0 | 0 | 0 | 0 | 0 | 0 | 0 | 0 | 0 | 0 | 1 | 0 | 0 | 0 | 0 | 0 | 0 | 0 | 0 | 4737.7596
2025-10-30 | 4052.263 | 11 | 0 | 0 | 0 | 0 | 0 | 0 | 0 | 0 | 0 | 0 | 0 | 0 | 0 | 0 | 0 | 0 | 0 | 0 | 1 | 0 | 0 | 0 | 0 | 0 | 0 | 0 | 4463.5284
2025-10-30 | 3778.296 | 11.5 | 0 | 0 | 0 | 0 | 0 | 0 | 0 | 0 | 0 | 0 | 0 | 0 | 0 | 0 | 0 | 0 | 0 | 0 | 0 | 1 | 0 | 0 | 0 | 0 | 0 | 0 | 4195.6815
2025-10-30 | 3566.319 | 11.5 | 0 | 0 | 0 | 0 | 0 | 0 | 0 | 0 | 0 | 0 | 0 | 0 | 0 | 0 | 0 | 0 | 0 | 0 | 0 | 0 | 1 | 0 | 0 | 0 | 0 | 0 | 4007.2266
2025-10-30 | 3382.38 | 11.7 | 0 | 0 | 0 | 0 | 0 | 0 | 0 | 0 | 0 | 0 | 0 | 0 | 0 | 0 | 0 | 0 | 0 | 0 | 0 | 0 | 0 | 1 | 0 | 0 | 0 | 0 | 3864.0223
2025-10-30 | 3049.147 | 12 | 0 | 0 | 0 | 0 | 0 | 0 | 0 | 0 | 0 | 0 | 0 | 0 | 0 | 0 | 0 | 0 | 0 | 0 | 0 | 0 | 0 | 0 | 1 | 0 | 0 | 0 | 3698.7538
2025-10-30 | 2813.727 | 12.1 | 0 | 0 | 0 | 0 | 0 | 0 | 0 | 0 | 0 | 0 | 0 | 0 | 0 | 0 | 0 | 0 | 0 | 0 | 0 | 0 | 0 | 0 | 0 | 1 | 0 | 0 | 3441.4566
2025-10-30 | 2641.657 | 12.4 | 0 | 0 | 0 | 0 | 0 | 0 | 0 | 0 | 0 | 0 | 0 | 0 | 0 | 0 | 0 | 0 | 0 | 0 | 0 | 0 | 0 | 0 | 0 | 0 | 1 | 0 | 3245.5619
2025-10-30 | 2536.158 | 12.5 | 0 | 0 | 0 | 0 | 0 | 0 | 0 | 0 | 0 | 0 | 0 | 0 | 0 | 0 | 0 | 0 | 0 | 0 | 0 | 0 | 0 | 0 | 0 | 0 | 0 | 1 | 3121.9117
2025-10-31 | 2494.137 | 12.5 | 0 | 0 | 1 | 0 | 0 | 0 | 0 | 0 | 0 | 0 | 0 | 0 | 0 | 0 | 0 | 0 | 0 | 0 | 0 | 0 | 0 | 0 | 0 | 0 | 0 | 0 | 3046.8407
2025-10-31 | 2438.565 | 12.9 | 0 | 0 | 0 | 1 | 0 | 0 | 0 | 0 | 0 | 0 | 0 | 0 | 0 | 0 | 0 | 0 | 0 | 0 | 0 | 0 | 0 | 0 | 0 | 0 | 0 | 0 | 3037.7235
2025-10-31 | 2492.027 | 12.9 | 0 | 0 | 0 | 0 | 1 | 0 | 0 | 0 | 0 | 0 | 0 | 0 | 0 | 0 | 0 | 0 | 0 | 0 | 0 | 0 | 0 | 0 | 0 | 0 | 0 | 0 | 3024.9409
2025-10-31 | 2519.346 | 13.1 | 0 | 0 | 0 | 0 | 0 | 1 | 0 | 0 | 0 | 0 | 0 | 0 | 0 | 0 | 0 | 0 | 0 | 0 | 0 | 0 | 0 | 0 | 0 | 0 | 0 | 0 | 3069.856
2025-10-31 | 2618.687 | 12.7 | 0 | 0 | 0 | 0 | 0 | 0 | 1 | 0 | 0 | 0 | 0 | 0 | 0 | 0 | 0 | 0 | 0 | 0 | 0 | 0 | 0 | 0 | 0 | 0 | 0 | 0 | 3090.2146
2025-10-31 | 2864.14 | 12.8 | 0 | 0 | 0 | 0 | 0 | 0 | 0 | 1 | 0 | 0 | 0 | 0 | 0 | 0 | 0 | 0 | 0 | 0 | 0 | 0 | 0 | 0 | 0 | 0 | 0 | 0 | 3202.6837
2025-10-31 | 3471.507 | 12.8 | 0 | 0 | 0 | 0 | 0 | 0 | 0 | 0 | 1 | 0 | 0 | 0 | 0 | 0 | 0 | 0 | 0 | 0 | 0 | 0 | 0 | 0 | 0 | 0 | 0 | 0 | 3543.9292
2025-10-31 | 3921.955 | 12.4 | 0 | 0 | 0 | 0 | 0 | 0 | 0 | 0 | 0 | 1 | 0 | 0 | 0 | 0 | 0 | 0 | 0 | 0 | 0 | 0 | 0 | 0 | 0 | 0 | 0 | 0 | 4019.3038
2025-10-31 | 4346.878 | 12 | 0 | 0 | 0 | 0 | 0 | 0 | 0 | 0 | 0 | 0 | 1 | 0 | 0 | 0 | 0 | 0 | 0 | 0 | 0 | 0 | 0 | 0 | 0 | 0 | 0 | 0 | 4612.6361
2025-10-31 | 4658.875 | 11.5 | 0 | 0 | 0 | 0 | 0 | 0 | 0 | 0 | 0 | 0 | 0 | 1 | 0 | 0 | 0 | 0 | 0 | 0 | 0 | 0 | 0 | 0 | 0 | 0 | 0 | 0 | 4799.1135
2025-10-31 | 4810.228 | 11 | 0 | 0 | 0 | 0 | 0 | 0 | 0 | 0 | 0 | 0 | 0 | 0 | 1 | 0 | 0 | 0 | 0 | 0 | 0 | 0 | 0 | 0 | 0 | 0 | 0 | 0 | 4947.6381
2025-10-31 | 4728.898 | 10.6 | 0 | 0 | 0 | 0 | 0 | 0 | 0 | 0 | 0 | 0 | 0 | 0 | 0 | 1 | 0 | 0 | 0 | 0 | 0 | 0 | 0 | 0 | 0 | 0 | 0 | 0 | 4946.1821
2025-10-31 | 4603.127 | 9.6 | 0 | 0 | 0 | 0 | 0 | 0 | 0 | 0 | 0 | 0 | 0 | 0 | 0 | 0 | 1 | 0 | 0 | 0 | 0 | 0 | 0 | 0 | 0 | 0 | 0 | 0 | 4857.0071
2025-10-31 | 4557.253 | 9.3 | 0 | 0 | 0 | 0 | 0 | 0 | 0 | 0 | 0 | 0 | 0 | 0 | 0 | 0 | 0 | 1 | 0 | 0 | 0 | 0 | 0 | 0 | 0 | 0 | 0 | 0 | 4828.9616
2025-10-31 | 4412.835 | 9.9 | 0 | 0 | 0 | 0 | 0 | 0 | 0 | 0 | 0 | 0 | 0 | 0 | 0 | 0 | 0 | 0 | 1 | 0 | 0 | 0 | 0 | 0 | 0 | 0 | 0 | 0 | 4815.5435
2025-10-31 | 4150.158 | 9.9 | 0 | 0 | 0 | 0 | 0 | 0 | 0 | 0 | 0 | 0 | 0 | 0 | 0 | 0 | 0 | 0 | 0 | 1 | 0 | 0 | 0 | 0 | 0 | 0 | 0 | 0 | 4685.0533
2025-10-31 | 3856.349 | 10 | 0 | 0 | 0 | 0 | 0 | 0 | 0 | 0 | 0 | 0 | 0 | 0 | 0 | 0 | 0 | 0 | 0 | 0 | 1 | 0 | 0 | 0 | 0 | 0 | 0 | 0 | 4397.6455
2025-10-31 | 3703.47 | 10.3 | 0 | 0 | 0 | 0 | 0 | 0 | 0 | 0 | 0 | 0 | 0 | 0 | 0 | 0 | 0 | 0 | 0 | 0 | 0 | 1 | 0 | 0 | 0 | 0 | 0 | 0 | 4116.6221
2025-10-31 | 3486.215 | 10.7 | 0 | 0 | 0 | 0 | 0 | 0 | 0 | 0 | 0 | 0 | 0 | 0 | 0 | 0 | 0 | 0 | 0 | 0 | 0 | 0 | 1 | 0 | 0 | 0 | 0 | 0 | 3954.5204
2025-10-31 | 3312.092 | 11 | 0 | 0 | 0 | 0 | 0 | 0 | 0 | 0 | 0 | 0 | 0 | 0 | 0 | 0 | 0 | 0 | 0 | 0 | 0 | 0 | 0 | 1 | 0 | 0 | 0 | 0 | 3817.9043
2025-10-31 | 3082.361 | 12 | 0 | 0 | 0 | 0 | 0 | 0 | 0 | 0 | 0 | 0 | 0 | 0 | 0 | 0 | 0 | 0 | 0 | 0 | 0 | 0 | 0 | 0 | 1 | 0 | 0 | 0 | 3698.7538
2025-10-31 | 2882.977 | 12.4 | 0 | 0 | 0 | 0 | 0 | 0 | 0 | 0 | 0 | 0 | 0 | 0 | 0 | 0 | 0 | 0 | 0 | 0 | 0 | 0 | 0 | 0 | 0 | 1 | 0 | 0 | 3461.2215
2025-10-31 | 2731.579 | 12.9 | 0 | 0 | 0 | 0 | 0 | 0 | 0 | 0 | 0 | 0 | 0 | 0 | 0 | 0 | 0 | 0 | 0 | 0 | 0 | 0 | 0 | 0 | 0 | 0 | 1 | 0 | 3278.5033
2025-10-31 | 2608.158 | 13.2 | 0 | 0 | 0 | 0 | 0 | 0 | 0 | 0 | 0 | 0 | 0 | 0 | 0 | 0 | 0 | 0 | 0 | 0 | 0 | 0 | 0 | 0 | 0 | 0 | 0 | 1 | 3168.0297
2025-11-01 | 2579.992 | 12.9 | 0 | 1 | 1 | 0 | 0 | 0 | 0 | 0 | 0 | 0 | 0 | 0 | 0 | 0 | 0 | 0 | 0 | 0 | 0 | 0 | 0 | 0 | 0 | 0 | 0 | 0 | 2500.663
2025-11-01 | 2551.644 | 14.6 | 0 | 1 | 0 | 1 | 0 | 0 | 0 | 0 | 0 | 0 | 0 | 0 | 0 | 0 | 0 | 0 | 0 | 0 | 0 | 0 | 0 | 0 | 0 | 0 | 0 | 0 | 2577.1935
2025-11-01 | 2578.684 | 13.2 | 0 | 1 | 0 | 0 | 1 | 0 | 0 | 0 | 0 | 0 | 0 | 0 | 0 | 0 | 0 | 0 | 0 | 0 | 0 | 0 | 0 | 0 | 0 | 0 | 0 | 0 | 2472.1749
2025-11-01 | 2649.553 | 12.7 | 0 | 1 | 0 | 0 | 0 | 1 | 0 | 0 | 0 | 0 | 0 | 0 | 0 | 0 | 0 | 0 | 0 | 0 | 0 | 0 | 0 | 0 | 0 | 0 | 0 | 0 | 2470.972
2025-11-01 | 2690.949 | 12.7 | 0 | 1 | 0 | 0 | 0 | 0 | 1 | 0 | 0 | 0 | 0 | 0 | 0 | 0 | 0 | 0 | 0 | 0 | 0 | 0 | 0 | 0 | 0 | 0 | 0 | 0 | 2517.6838
2025-11-01 | 2780.755 | 13 | 0 | 1 | 0 | 0 | 0 | 0 | 0 | 1 | 0 | 0 | 0 | 0 | 0 | 0 | 0 | 0 | 0 | 0 | 0 | 0 | 0 | 0 | 0 | 0 | 0 | 0 | 2643.3294
2025-11-01 | 2974.434 | 14 | 0 | 1 | 0 | 0 | 0 | 0 | 0 | 0 | 1 | 0 | 0 | 0 | 0 | 0 | 0 | 0 | 0 | 0 | 0 | 0 | 0 | 0 | 0 | 0 | 0 | 0 | 3050.4578
2025-11-01 | 3188.473 | 13.5 | 0 | 1 | 0 | 0 | 0 | 0 | 0 | 0 | 0 | 1 | 0 | 0 | 0 | 0 | 0 | 0 | 0 | 0 | 0 | 0 | 0 | 0 | 0 | 0 | 0 | 0 | 3519.2441
2025-11-01 | 3474.494 | 12.7 | 0 | 1 | 0 | 0 | 0 | 0 | 0 | 0 | 0 | 0 | 1 | 0 | 0 | 0 | 0 | 0 | 0 | 0 | 0 | 0 | 0 | 0 | 0 | 0 | 0 | 0 | 4086.2233
2025-11-01 | 3742.471 | 11.2 | 0 | 1 | 0 | 0 | 0 | 0 | 0 | 0 | 0 | 0 | 0 | 1 | 0 | 0 | 0 | 0 | 0 | 0 | 0 | 0 | 0 | 0 | 0 | 0 | 0 | 0 | 4206.8178
2025-11-01 | 3832.164 | 10.7 | 0 | 1 | 0 | 0 | 0 | 0 | 0 | 0 | 0 | 0 | 0 | 0 | 1 | 0 | 0 | 0 | 0 | 0 | 0 | 0 | 0 | 0 | 0 | 0 | 0 | 0 | 4355.3424
2025-11-01 | 3791.826 | 10.5 | 0 | 1 | 0 | 0 | 0 | 0 | 0 | 0 | 0 | 0 | 0 | 0 | 0 | 1 | 0 | 0 | 0 | 0 | 0 | 0 | 0 | 0 | 0 | 0 | 0 | 0 | 4367.0629
2025-11-01 | 3720.785 | 9.5 | 0 | 1 | 0 | 0 | 0 | 0 | 0 | 0 | 0 | 0 | 0 | 0 | 0 | 0 | 1 | 0 | 0 | 0 | 0 | 0 | 0 | 0 | 0 | 0 | 0 | 0 | 4277.888
2025-11-01 | 3637.066 | 9 | 0 | 1 | 0 | 0 | 0 | 0 | 0 | 0 | 0 | 0 | 0 | 0 | 0 | 0 | 0 | 1 | 0 | 0 | 0 | 0 | 0 | 0 | 0 | 0 | 0 | 0 | 4236.6658
2025-11-01 | 3531.141 | 8.7 | 0 | 1 | 0 | 0 | 0 | 0 | 0 | 0 | 0 | 0 | 0 | 0 | 0 | 0 | 0 | 0 | 1 | 0 | 0 | 0 | 0 | 0 | 0 | 0 | 0 | 0 | 4163.9533
2025-11-01 | 3499.711 | 8.3 | 0 | 1 | 0 | 0 | 0 | 0 | 0 | 0 | 0 | 0 | 0 | 0 | 0 | 0 | 0 | 0 | 0 | 1 | 0 | 0 | 0 | 0 | 0 | 0 | 0 | 0 | 4007.1099
2025-11-01 | 3404.86 | 9.1 | 0 | 1 | 0 | 0 | 0 | 0 | 0 | 0 | 0 | 0 | 0 | 0 | 0 | 0 | 0 | 0 | 0 | 0 | 1 | 0 | 0 | 0 | 0 | 0 | 0 | 0 | 3765.8201
2025-11-01 | 3500.643 | 9.8 | 0 | 1 | 0 | 0 | 0 | 0 | 0 | 0 | 0 | 0 | 0 | 0 | 0 | 0 | 0 | 0 | 0 | 0 | 0 | 1 | 0 | 0 | 0 | 0 | 0 | 0 | 3511.1498
2025-11-01 | 3403.094 | 11.8 | 0 | 1 | 0 | 0 | 0 | 0 | 0 | 0 | 0 | 0 | 0 | 0 | 0 | 0 | 0 | 0 | 0 | 0 | 0 | 0 | 1 | 0 | 0 | 0 | 0 | 0 | 3454.4606
2025-11-01 | 3252.367 | 13 | 0 | 1 | 0 | 0 | 0 | 0 | 0 | 0 | 0 | 0 | 0 | 0 | 0 | 0 | 0 | 0 | 0 | 0 | 0 | 0 | 0 | 1 | 0 | 0 | 0 | 0 | 3377.1391
2025-11-01 | 3085.307 | 13.5 | 0 | 1 | 0 | 0 | 0 | 0 | 0 | 0 | 0 | 0 | 0 | 0 | 0 | 0 | 0 | 0 | 0 | 0 | 0 | 0 | 0 | 0 | 1 | 0 | 0 | 0 | 3225.0473
2025-11-01 | 2952.328 | 13.8 | 0 | 1 | 0 | 0 | 0 | 0 | 0 | 0 | 0 | 0 | 0 | 0 | 0 | 0 | 0 | 0 | 0 | 0 | 0 | 0 | 0 | 0 | 0 | 1 | 0 | 0 | 2980.9266
2025-11-01 | 2804.503 | 14.2 | 0 | 1 | 0 | 0 | 0 | 0 | 0 | 0 | 0 | 0 | 0 | 0 | 0 | 0 | 0 | 0 | 0 | 0 | 0 | 0 | 0 | 0 | 0 | 0 | 1 | 0 | 2791.6202
2025-11-01 | 2728.792 | 14.8 | 0 | 1 | 0 | 0 | 0 | 0 | 0 | 0 | 0 | 0 | 0 | 0 | 0 | 0 | 0 | 0 | 0 | 0 | 0 | 0 | 0 | 0 | 0 | 0 | 0 | 1 | 2700.9114
2025-11-02 | 2652.315 | 14.5 | 0 | 1 | 1 | 0 | 0 | 0 | 0 | 0 | 0 | 0 | 0 | 0 | 0 | 0 | 0 | 0 | 0 | 0 | 0 | 0 | 0 | 0 | 0 | 0 | 0 | 0 | 2606.0756
2025-11-02 | 2644.631 | 16.9 | 0 | 1 | 0 | 1 | 0 | 0 | 0 | 0 | 0 | 0 | 0 | 0 | 0 | 0 | 0 | 0 | 0 | 0 | 0 | 0 | 0 | 0 | 0 | 0 | 0 | 0 | 2728.724
2025-11-02 | 2611.734 | 17 | 0 | 1 | 0 | 0 | 1 | 0 | 0 | 0 | 0 | 0 | 0 | 0 | 0 | 0 | 0 | 0 | 0 | 0 | 0 | 0 | 0 | 0 | 0 | 0 | 0 | 0 | 2722.5297
2025-11-02 | 2667.771 | 16.9 | 0 | 1 | 0 | 0 | 0 | 1 | 0 | 0 | 0 | 0 | 0 | 0 | 0 | 0 | 0 | 0 | 0 | 0 | 0 | 0 | 0 | 0 | 0 | 0 | 0 | 0 | 2747.68
2025-11-02 | 2683.573 | 17.3 | 0 | 1 | 0 | 0 | 0 | 0 | 1 | 0 | 0 | 0 | 0 | 0 | 0 | 0 | 0 | 0 | 0 | 0 | 0 | 0 | 0 | 0 | 0 | 0 | 0 | 0 | 2820.7449
2025-11-02 | 2730.86 | 18.3 | 0 | 1 | 0 | 0 | 0 | 0 | 0 | 1 | 0 | 0 | 0 | 0 | 0 | 0 | 0 | 0 | 0 | 0 | 0 | 0 | 0 | 0 | 0 | 0 | 0 | 0 | 2992.5085
2025-11-02 | 2767.258 | 18 | 0 | 1 | 0 | 0 | 0 | 0 | 0 | 0 | 1 | 0 | 0 | 0 | 0 | 0 | 0 | 0 | 0 | 0 | 0 | 0 | 0 | 0 | 0 | 0 | 0 | 0 | 3313.9892
2025-11-02 | 2877.458 | 19 | 0 | 1 | 0 | 0 | 0 | 0 | 0 | 0 | 0 | 1 | 0 | 0 | 0 | 0 | 0 | 0 | 0 | 0 | 0 | 0 | 0 | 0 | 0 | 0 | 0 | 0 | 3881.5998
2025-11-02 | 2929.646 | 16.4 | 0 | 1 | 0 | 0 | 0 | 0 | 0 | 0 | 0 | 0 | 1 | 0 | 0 | 0 | 0 | 0 | 0 | 0 | 0 | 0 | 0 | 0 | 0 | 0 | 0 | 0 | 4329.9898
2025-11-02 | 3105.338 | 13.2 | 0 | 1 | 0 | 0 | 0 | 0 | 0 | 0 | 0 | 0 | 0 | 1 | 0 | 0 | 0 | 0 | 0 | 0 | 0 | 0 | 0 | 0 | 0 | 0 | 0 | 0 | 4338.5835
2025-11-02 | 3262.863 | 10.7 | 0 | 1 | 0 | 0 | 0 | 0 | 0 | 0 | 0 | 0 | 0 | 0 | 1 | 0 | 0 | 0 | 0 | 0 | 0 | 0 | 0 | 0 | 0 | 0 | 0 | 0 | 4355.3424
2025-11-02 | 3382.301 | 8.8 | 0 | 1 | 0 | 0 | 0 | 0 | 0 | 0 | 0 | 0 | 0 | 0 | 0 | 1 | 0 | 0 | 0 | 0 | 0 | 0 | 0 | 0 | 0 | 0 | 0 | 0 | 4255.0621
2025-11-02 | 3372.407 | 8.9 | 0 | 1 | 0 | 0 | 0 | 0 | 0 | 0 | 0 | 0 | 0 | 0 | 0 | 0 | 1 | 0 | 0 | 0 | 0 | 0 | 0 | 0 | 0 | 0 | 0 | 0 | 4238.3583
2025-11-02 | 3381.081 | 8.6 | 0 | 1 | 0 | 0 | 0 | 0 | 0 | 0 | 0 | 0 | 0 | 0 | 0 | 0 | 0 | 1 | 0 | 0 | 0 | 0 | 0 | 0 | 0 | 0 | 0 | 0 | 4210.3127
2025-11-02 | 3317.233 | 8.5 | 0 | 1 | 0 | 0 | 0 | 0 | 0 | 0 | 0 | 0 | 0 | 0 | 0 | 0 | 0 | 0 | 1 | 0 | 0 | 0 | 0 | 0 | 0 | 0 | 0 | 0 | 4150.7767
2025-11-02 | 3314.468 | 8.1 | 0 | 1 | 0 | 0 | 0 | 0 | 0 | 0 | 0 | 0 | 0 | 0 | 0 | 0 | 0 | 0 | 0 | 1 | 0 | 0 | 0 | 0 | 0 | 0 | 0 | 0 | 3993.9333
2025-11-02 | 3337.135 | 8.7 | 0 | 1 | 0 | 0 | 0 | 0 | 0 | 0 | 0 | 0 | 0 | 0 | 0 | 0 | 0 | 0 | 0 | 0 | 1 | 0 | 0 | 0 | 0 | 0 | 0 | 0 | 3739.4669
2025-11-02 | 3379.018 | 9.1 | 0 | 1 | 0 | 0 | 0 | 0 | 0 | 0 | 0 | 0 | 0 | 0 | 0 | 0 | 0 | 0 | 0 | 0 | 0 | 1 | 0 | 0 | 0 | 0 | 0 | 0 | 3465.0318
2025-11-02 | 3315.758 | 9.7 | 0 | 1 | 0 | 0 | 0 | 0 | 0 | 0 | 0 | 0 | 0 | 0 | 0 | 0 | 0 | 0 | 0 | 0 | 0 | 0 | 1 | 0 | 0 | 0 | 0 | 0 | 3316.1067
2025-11-02 | 3185.371 | 10.4 | 0 | 1 | 0 | 0 | 0 | 0 | 0 | 0 | 0 | 0 | 0 | 0 | 0 | 0 | 0 | 0 | 0 | 0 | 0 | 0 | 0 | 1 | 0 | 0 | 0 | 0 | 3205.8437
2025-11-02 | 3048.694 | 9.9 | 0 | 1 | 0 | 0 | 0 | 0 | 0 | 0 | 0 | 0 | 0 | 0 | 0 | 0 | 0 | 0 | 0 | 0 | 0 | 0 | 0 | 0 | 1 | 0 | 0 | 0 | 2987.869
2025-11-02 | 2909.994 | 9.9 | 0 | 1 | 0 | 0 | 0 | 0 | 0 | 0 | 0 | 0 | 0 | 0 | 0 | 0 | 0 | 0 | 0 | 0 | 0 | 0 | 0 | 0 | 0 | 1 | 0 | 0 | 2723.9835
2025-11-02 | 2732.728 | 11 | 0 | 1 | 0 | 0 | 0 | 0 | 0 | 0 | 0 | 0 | 0 | 0 | 0 | 0 | 0 | 0 | 0 | 0 | 0 | 0 | 0 | 0 | 0 | 0 | 1 | 0 | 2580.795
2025-11-02 | 2585.913 | 11.3 | 0 | 1 | 0 | 0 | 0 | 0 | 0 | 0 | 0 | 0 | 0 | 0 | 0 | 0 | 0 | 0 | 0 | 0 | 0 | 0 | 0 | 0 | 0 | 0 | 0 | 1 | 2470.3215
2025-11-03 | 2541.088 | 11.3 | 0 | 0 | 1 | 0 | 0 | 0 | 0 | 0 | 0 | 0 | 0 | 0 | 0 | 0 | 0 | 0 | 0 | 0 | 0 | 0 | 0 | 0 | 0 | 0 | 0 | 0 | 2967.7813
2025-11-03 | 2492.522 | 11.7 | 0 | 0 | 0 | 1 | 0 | 0 | 0 | 0 | 0 | 0 | 0 | 0 | 0 | 0 | 0 | 0 | 0 | 0 | 0 | 0 | 0 | 0 | 0 | 0 | 0 | 0 | 2958.664
2025-11-03 | 2492.158 | 11.6 | 0 | 0 | 0 | 0 | 1 | 0 | 0 | 0 | 0 | 0 | 0 | 0 | 0 | 0 | 0 | 0 | 0 | 0 | 0 | 0 | 0 | 0 | 0 | 0 | 0 | 0 | 2939.2932
2025-11-03 | 2486.821 | 11.7 | 0 | 0 | 0 | 0 | 0 | 1 | 0 | 0 | 0 | 0 | 0 | 0 | 0 | 0 | 0 | 0 | 0 | 0 | 0 | 0 | 0 | 0 | 0 | 0 | 0 | 0 | 2977.62
2025-11-03 | 2534.076 | 11.9 | 0 | 0 | 0 | 0 | 0 | 0 | 1 | 0 | 0 | 0 | 0 | 0 | 0 | 0 | 0 | 0 | 0 | 0 | 0 | 0 | 0 | 0 | 0 | 0 | 0 | 0 | 3037.5083
2025-11-03 | 2623.609 | 10.7 | 0 | 0 | 0 | 0 | 0 | 0 | 0 | 1 | 0 | 0 | 0 | 0 | 0 | 0 | 0 | 0 | 0 | 0 | 0 | 0 | 0 | 0 | 0 | 0 | 0 | 0 | 3064.3297
2025-11-03 | 2813.382 | 10 | 0 | 0 | 0 | 0 | 0 | 0 | 0 | 0 | 1 | 0 | 0 | 0 | 0 | 0 | 0 | 0 | 0 | 0 | 0 | 0 | 0 | 0 | 0 | 0 | 0 | 0 | 3359.4572
2025-11-03 | 3400.541 | 9.7 | 0 | 0 | 0 | 0 | 0 | 0 | 0 | 0 | 0 | 1 | 0 | 0 | 0 | 0 | 0 | 0 | 0 | 0 | 0 | 0 | 0 | 0 | 0 | 0 | 0 | 0 | 3841.4201
2025-11-03 | 3908.3 | 9.7 | 0 | 0 | 0 | 0 | 0 | 0 | 0 | 0 | 0 | 0 | 1 | 0 | 0 | 0 | 0 | 0 | 0 | 0 | 0 | 0 | 0 | 0 | 0 | 0 | 0 | 0 | 4461.1056
2025-11-03 | 4281.75 | 9.4 | 0 | 0 | 0 | 0 | 0 | 0 | 0 | 0 | 0 | 0 | 0 | 1 | 0 | 0 | 0 | 0 | 0 | 0 | 0 | 0 | 0 | 0 | 0 | 0 | 0 | 0 | 4660.7595
2025-11-03 | 4502.759 | 8.7 | 0 | 0 | 0 | 0 | 0 | 0 | 0 | 0 | 0 | 0 | 0 | 0 | 1 | 0 | 0 | 0 | 0 | 0 | 0 | 0 | 0 | 0 | 0 | 0 | 0 | 0 | 4796.1075
2025-11-03 | 4668.469 | 9.8 | 0 | 0 | 0 | 0 | 0 | 0 | 0 | 0 | 0 | 0 | 0 | 0 | 0 | 1 | 0 | 0 | 0 | 0 | 0 | 0 | 0 | 0 | 0 | 0 | 0 | 0 | 4893.4758
2025-11-03 | 4677.037 | 11.6 | 0 | 0 | 0 | 0 | 0 | 0 | 0 | 0 | 0 | 0 | 0 | 0 | 0 | 0 | 1 | 0 | 0 | 0 | 0 | 0 | 0 | 0 | 0 | 0 | 0 | 0 | 4988.7728
2025-11-03 | 4628.927 | 11 | 0 | 0 | 0 | 0 | 0 | 0 | 0 | 0 | 0 | 0 | 0 | 0 | 0 | 0 | 0 | 1 | 0 | 0 | 0 | 0 | 0 | 0 | 0 | 0 | 0 | 0 | 4940.9624
2025-11-03 | 4590.036 | 9.8 | 0 | 0 | 0 | 0 | 0 | 0 | 0 | 0 | 0 | 0 | 0 | 0 | 0 | 0 | 0 | 0 | 1 | 0 | 0 | 0 | 0 | 0 | 0 | 0 | 0 | 0 | 4808.9553
2025-11-03 | 4629.351 | 7.9 | 0 | 0 | 0 | 0 | 0 | 0 | 0 | 0 | 0 | 0 | 0 | 0 | 0 | 0 | 0 | 0 | 0 | 1 | 0 | 0 | 0 | 0 | 0 | 0 | 0 | 0 | 4553.2876
2025-11-03 | 4402.327 | 7.3 | 0 | 0 | 0 | 0 | 0 | 0 | 0 | 0 | 0 | 0 | 0 | 0 | 0 | 0 | 0 | 0 | 0 | 0 | 1 | 0 | 0 | 0 | 0 | 0 | 0 | 0 | 4219.7618
2025-11-03 | 4014.715 | 8.1 | 0 | 0 | 0 | 0 | 0 | 0 | 0 | 0 | 0 | 0 | 0 | 0 | 0 | 0 | 0 | 0 | 0 | 0 | 0 | 1 | 0 | 0 | 0 | 0 | 0 | 0 | 3971.6798
2025-11-03 | 3711.138 | 8.6 | 0 | 0 | 0 | 0 | 0 | 0 | 0 | 0 | 0 | 0 | 0 | 0 | 0 | 0 | 0 | 0 | 0 | 0 | 0 | 0 | 1 | 0 | 0 | 0 | 0 | 0 | 3816.1664
2025-11-03 | 3481.514 | 9.5 | 0 | 0 | 0 | 0 | 0 | 0 | 0 | 0 | 0 | 0 | 0 | 0 | 0 | 0 | 0 | 0 | 0 | 0 | 0 | 0 | 0 | 1 | 0 | 0 | 0 | 0 | 3719.08
2025-11-03 | 3315.525 | 9.5 | 0 | 0 | 0 | 0 | 0 | 0 | 0 | 0 | 0 | 0 | 0 | 0 | 0 | 0 | 0 | 0 | 0 | 0 | 0 | 0 | 0 | 0 | 1 | 0 | 0 | 0 | 3534.0467
2025-11-03 | 3024.892 | 10.3 | 0 | 0 | 0 | 0 | 0 | 0 | 0 | 0 | 0 | 0 | 0 | 0 | 0 | 0 | 0 | 0 | 0 | 0 | 0 | 0 | 0 | 0 | 0 | 1 | 0 | 0 | 3322.8675
2025-11-03 | 2799.516 | 12.4 | 0 | 0 | 0 | 0 | 0 | 0 | 0 | 0 | 0 | 0 | 0 | 0 | 0 | 0 | 0 | 0 | 0 | 0 | 0 | 0 | 0 | 0 | 0 | 0 | 1 | 0 | 3245.5619
2025-11-03 | 2678.008 | 10 | 0 | 0 | 0 | 0 | 0 | 0 | 0 | 0 | 0 | 0 | 0 | 0 | 0 | 0 | 0 | 0 | 0 | 0 | 0 | 0 | 0 | 0 | 0 | 0 | 0 | 1 | 2957.2046
2025-11-04 | 2619.107 | 12.2 | 0 | 0 | 1 | 0 | 0 | 0 | 0 | 0 | 0 | 0 | 0 | 0 | 0 | 0 | 0 | 0 | 0 | 0 | 0 | 0 | 0 | 0 | 0 | 0 | 0 | 0 | 3027.0759
2025-11-04 | 2575.771 | 13.8 | 0 | 0 | 0 | 1 | 0 | 0 | 0 | 0 | 0 | 0 | 0 | 0 | 0 | 0 | 0 | 0 | 0 | 0 | 0 | 0 | 0 | 0 | 0 | 0 | 0 | 0 | 3097.018
2025-11-04 | 2592.196 | 14.2 | 0 | 0 | 0 | 0 | 1 | 0 | 0 | 0 | 0 | 0 | 0 | 0 | 0 | 0 | 0 | 0 | 0 | 0 | 0 | 0 | 0 | 0 | 0 | 0 | 0 | 0 | 3110.5886
2025-11-04 | 2580.173 | 15.2 | 0 | 0 | 0 | 0 | 0 | 1 | 0 | 0 | 0 | 0 | 0 | 0 | 0 | 0 | 0 | 0 | 0 | 0 | 0 | 0 | 0 | 0 | 0 | 0 | 0 | 0 | 3208.21
2025-11-04 | 2638.745 | 16.2 | 0 | 0 | 0 | 0 | 0 | 0 | 1 | 0 | 0 | 0 | 0 | 0 | 0 | 0 | 0 | 0 | 0 | 0 | 0 | 0 | 0 | 0 | 0 | 0 | 0 | 0 | 3320.8046
2025-11-04 | 2746.147 | 15.5 | 0 | 0 | 0 | 0 | 0 | 0 | 0 | 1 | 0 | 0 | 0 | 0 | 0 | 0 | 0 | 0 | 0 | 0 | 0 | 0 | 0 | 0 | 0 | 0 | 0 | 0 | 3380.5674
2025-11-04 | 3033.619 | 15.6 | 0 | 0 | 0 | 0 | 0 | 0 | 0 | 0 | 1 | 0 | 0 | 0 | 0 | 0 | 0 | 0 | 0 | 0 | 0 | 0 | 0 | 0 | 0 | 0 | 0 | 0 | 3728.4012
2025-11-04 | 3557.633 | 15 | 0 | 0 | 0 | 0 | 0 | 0 | 0 | 0 | 0 | 1 | 0 | 0 | 0 | 0 | 0 | 0 | 0 | 0 | 0 | 0 | 0 | 0 | 0 | 0 | 0 | 0 | 4190.5992
2025-11-04 | 4026.752 | 12.9 | 0 | 0 | 0 | 0 | 0 | 0 | 0 | 0 | 0 | 0 | 1 | 0 | 0 | 0 | 0 | 0 | 0 | 0 | 0 | 0 | 0 | 0 | 0 | 0 | 0 | 0 | 4671.9307
2025-11-04 | 4430.706 | 9.4 | 0 | 0 | 0 | 0 | 0 | 0 | 0 | 0 | 0 | 0 | 0 | 1 | 0 | 0 | 0 | 0 | 0 | 0 | 0 | 0 | 0 | 0 | 0 | 0 | 0 | 0 | 4660.7595
2025-11-04 | 4640.356 | 7.8 | 0 | 0 | 0 | 0 | 0 | 0 | 0 | 0 | 0 | 0 | 0 | 0 | 1 | 0 | 0 | 0 | 0 | 0 | 0 | 0 | 0 | 0 | 0 | 0 | 0 | 0 | 4736.813
2025-11-04 | 4739.937 | 6 | 0 | 0 | 0 | 0 | 0 | 0 | 0 | 0 | 0 | 0 | 0 | 0 | 0 | 1 | 0 | 0 | 0 | 0 | 0 | 0 | 0 | 0 | 0 | 0 | 0 | 0 | 4643.1209
2025-11-04 | 4652.842 | 4.7 | 0 | 0 | 0 | 0 | 0 | 0 | 0 | 0 | 0 | 0 | 0 | 0 | 0 | 0 | 1 | 0 | 0 | 0 | 0 | 0 | 0 | 0 | 0 | 0 | 0 | 0 | 4534.1811
2025-11-04 | 4637.433 | 4.4 | 0 | 0 | 0 | 0 | 0 | 0 | 0 | 0 | 0 | 0 | 0 | 0 | 0 | 0 | 0 | 1 | 0 | 0 | 0 | 0 | 0 | 0 | 0 | 0 | 0 | 0 | 4506.1356
2025-11-04 | 4561.016 | 4.7 | 0 | 0 | 0 | 0 | 0 | 0 | 0 | 0 | 0 | 0 | 0 | 0 | 0 | 0 | 0 | 0 | 1 | 0 | 0 | 0 | 0 | 0 | 0 | 0 | 0 | 0 | 4472.9527
2025-11-04 | 4478.775 | 4.6 | 0 | 0 | 0 | 0 | 0 | 0 | 0 | 0 | 0 | 0 | 0 | 0 | 0 | 0 | 0 | 0 | 0 | 1 | 0 | 0 | 0 | 0 | 0 | 0 | 0 | 0 | 4335.8742
2025-11-04 | 4221.967 | 5.6 | 0 | 0 | 0 | 0 | 0 | 0 | 0 | 0 | 0 | 0 | 0 | 0 | 0 | 0 | 0 | 0 | 0 | 0 | 1 | 0 | 0 | 0 | 0 | 0 | 0 | 0 | 4107.761
2025-11-04 | 4048.018 | 7.1 | 0 | 0 | 0 | 0 | 0 | 0 | 0 | 0 | 0 | 0 | 0 | 0 | 0 | 0 | 0 | 0 | 0 | 0 | 0 | 1 | 0 | 0 | 0 | 0 | 0 | 0 | 3905.7969
2025-11-04 | 3687.77 | 8 | 0 | 0 | 0 | 0 | 0 | 0 | 0 | 0 | 0 | 0 | 0 | 0 | 0 | 0 | 0 | 0 | 0 | 0 | 0 | 0 | 1 | 0 | 0 | 0 | 0 | 0 | 3776.6367
2025-11-04 | 3460.81 | 9.1 | 0 | 0 | 0 | 0 | 0 | 0 | 0 | 0 | 0 | 0 | 0 | 0 | 0 | 0 | 0 | 0 | 0 | 0 | 0 | 0 | 0 | 1 | 0 | 0 | 0 | 0 | 3692.7268
2025-11-04 | 3269.51 | 10 | 0 | 0 | 0 | 0 | 0 | 0 | 0 | 0 | 0 | 0 | 0 | 0 | 0 | 0 | 0 | 0 | 0 | 0 | 0 | 0 | 0 | 0 | 1 | 0 | 0 | 0 | 3566.9881
2025-11-04 | 2961.557 | 10.6 | 0 | 0 | 0 | 0 | 0 | 0 | 0 | 0 | 0 | 0 | 0 | 0 | 0 | 0 | 0 | 0 | 0 | 0 | 0 | 0 | 0 | 0 | 0 | 1 | 0 | 0 | 3342.6323
2025-11-04 | 2687.424 | 10.9 | 0 | 0 | 0 | 0 | 0 | 0 | 0 | 0 | 0 | 0 | 0 | 0 | 0 | 0 | 0 | 0 | 0 | 0 | 0 | 0 | 0 | 0 | 0 | 0 | 1 | 0 | 3146.7376
2025-11-04 | 2605.342 | 10.3 | 0 | 0 | 0 | 0 | 0 | 0 | 0 | 0 | 0 | 0 | 0 | 0 | 0 | 0 | 0 | 0 | 0 | 0 | 0 | 0 | 0 | 0 | 0 | 0 | 0 | 1 | 2976.9695
2025-11-05 | 2563.228 | 10.1 | 0 | 0 | 1 | 0 | 0 | 0 | 0 | 0 | 0 | 0 | 0 | 0 | 0 | 0 | 0 | 0 | 0 | 0 | 0 | 0 | 0 | 0 | 0 | 0 | 0 | 0 | 2888.7219
2025-11-05 | 2512.414 | 10.1 | 0 | 0 | 0 | 1 | 0 | 0 | 0 | 0 | 0 | 0 | 0 | 0 | 0 | 0 | 0 | 0 | 0 | 0 | 0 | 0 | 0 | 0 | 0 | 0 | 0 | 0 | 2853.2515
2025-11-05 | 2500.73 | 10.8 | 0 | 0 | 0 | 0 | 1 | 0 | 0 | 0 | 0 | 0 | 0 | 0 | 0 | 0 | 0 | 0 | 0 | 0 | 0 | 0 | 0 | 0 | 0 | 0 | 0 | 0 | 2886.5869
2025-11-05 | 2491.913 | 10.2 | 0 | 0 | 0 | 0 | 0 | 1 | 0 | 0 | 0 | 0 | 0 | 0 | 0 | 0 | 0 | 0 | 0 | 0 | 0 | 0 | 0 | 0 | 0 | 0 | 0 | 0 | 2878.7957
2025-11-05 | 2552.273 | 10.1 | 0 | 0 | 0 | 0 | 0 | 0 | 1 | 0 | 0 | 0 | 0 | 0 | 0 | 0 | 0 | 0 | 0 | 0 | 0 | 0 | 0 | 0 | 0 | 0 | 0 | 0 | 2918.9192
2025-11-05 | 2652.996 | 9.4 | 0 | 0 | 0 | 0 | 0 | 0 | 0 | 1 | 0 | 0 | 0 | 0 | 0 | 0 | 0 | 0 | 0 | 0 | 0 | 0 | 0 | 0 | 0 | 0 | 0 | 0 | 2978.682
2025-11-05 | 2897.06 | 9.1 | 0 | 0 | 0 | 0 | 0 | 0 | 0 | 0 | 1 | 0 | 0 | 0 | 0 | 0 | 0 | 0 | 0 | 0 | 0 | 0 | 0 | 0 | 0 | 0 | 0 | 0 | 3300.1626
2025-11-05 | 3472.052 | 9.2 | 0 | 0 | 0 | 0 | 0 | 0 | 0 | 0 | 0 | 1 | 0 | 0 | 0 | 0 | 0 | 0 | 0 | 0 | 0 | 0 | 0 | 0 | 0 | 0 | 0 | 0 | 3808.4787
2025-11-05 | 4000.902 | 8.2 | 0 | 0 | 0 | 0 | 0 | 0 | 0 | 0 | 0 | 0 | 1 | 0 | 0 | 0 | 0 | 0 | 0 | 0 | 0 | 0 | 0 | 0 | 0 | 0 | 0 | 0 | 4362.2813
2025-11-05 | 4457.556 | 7.7 | 0 | 0 | 0 | 0 | 0 | 0 | 0 | 0 | 0 | 0 | 0 | 1 | 0 | 0 | 0 | 0 | 0 | 0 | 0 | 0 | 0 | 0 | 0 | 0 | 0 | 0 | 4548.7587
2025-11-05 | 4695.231 | 6.5 | 0 | 0 | 0 | 0 | 0 | 0 | 0 | 0 | 0 | 0 | 0 | 0 | 1 | 0 | 0 | 0 | 0 | 0 | 0 | 0 | 0 | 0 | 0 | 0 | 0 | 0 | 4651.1653
2025-11-05 | 4786.703 | 5.8 | 0 | 0 | 0 | 0 | 0 | 0 | 0 | 0 | 0 | 0 | 0 | 0 | 0 | 1 | 0 | 0 | 0 | 0 | 0 | 0 | 0 | 0 | 0 | 0 | 0 | 0 | 4629.9444
2025-11-05 | 4819.332 | 5.4 | 0 | 0 | 0 | 0 | 0 | 0 | 0 | 0 | 0 | 0 | 0 | 0 | 0 | 0 | 1 | 0 | 0 | 0 | 0 | 0 | 0 | 0 | 0 | 0 | 0 | 0 | 4580.2991
2025-11-05 | 4813.816 | 5.9 | 0 | 0 | 0 | 0 | 0 | 0 | 0 | 0 | 0 | 0 | 0 | 0 | 0 | 0 | 0 | 1 | 0 | 0 | 0 | 0 | 0 | 0 | 0 | 0 | 0 | 0 | 4604.9599
2025-11-05 | 4713.402 | 5.9 | 0 | 0 | 0 | 0 | 0 | 0 | 0 | 0 | 0 | 0 | 0 | 0 | 0 | 0 | 0 | 0 | 1 | 0 | 0 | 0 | 0 | 0 | 0 | 0 | 0 | 0 | 4552.0121
2025-11-05 | 4633.533 | 7.2 | 0 | 0 | 0 | 0 | 0 | 0 | 0 | 0 | 0 | 0 | 0 | 0 | 0 | 0 | 0 | 0 | 0 | 1 | 0 | 0 | 0 | 0 | 0 | 0 | 0 | 0 | 4507.1696
2025-11-05 | 4482.269 | 7.8 | 0 | 0 | 0 | 0 | 0 | 0 | 0 | 0 | 0 | 0 | 0 | 0 | 0 | 0 | 0 | 0 | 0 | 0 | 1 | 0 | 0 | 0 | 0 | 0 | 0 | 0 | 4252.7032
2025-11-05 | 4174.35 | 8.7 | 0 | 0 | 0 | 0 | 0 | 0 | 0 | 0 | 0 | 0 | 0 | 0 | 0 | 0 | 0 | 0 | 0 | 0 | 0 | 1 | 0 | 0 | 0 | 0 | 0 | 0 | 4011.2095
2025-11-05 | 3884.745 | 10.3 | 0 | 0 | 0 | 0 | 0 | 0 | 0 | 0 | 0 | 0 | 0 | 0 | 0 | 0 | 0 | 0 | 0 | 0 | 0 | 0 | 1 | 0 | 0 | 0 | 0 | 0 | 3928.1672
2025-11-05 | 3637.292 | 10.3 | 0 | 0 | 0 | 0 | 0 | 0 | 0 | 0 | 0 | 0 | 0 | 0 | 0 | 0 | 0 | 0 | 0 | 0 | 0 | 0 | 0 | 1 | 0 | 0 | 0 | 0 | 3771.7863
2025-11-05 | 3410.607 | 11.1 | 0 | 0 | 0 | 0 | 0 | 0 | 0 | 0 | 0 | 0 | 0 | 0 | 0 | 0 | 0 | 0 | 0 | 0 | 0 | 0 | 0 | 0 | 1 | 0 | 0 | 0 | 3639.4593
2025-11-05 | 3165.41 | 12 | 0 | 0 | 0 | 0 | 0 | 0 | 0 | 0 | 0 | 0 | 0 | 0 | 0 | 0 | 0 | 0 | 0 | 0 | 0 | 0 | 0 | 0 | 0 | 1 | 0 | 0 | 3434.8683
2025-11-05 | 2890.149 | 11.9 | 0 | 0 | 0 | 0 | 0 | 0 | 0 | 0 | 0 | 0 | 0 | 0 | 0 | 0 | 0 | 0 | 0 | 0 | 0 | 0 | 0 | 0 | 0 | 0 | 1 | 0 | 3212.6205
2025-11-05 | 2715.283 | 12.9 | 0 | 0 | 0 | 0 | 0 | 0 | 0 | 0 | 0 | 0 | 0 | 0 | 0 | 0 | 0 | 0 | 0 | 0 | 0 | 0 | 0 | 0 | 0 | 0 | 0 | 1 | 3148.2649
2025-11-06 | 2668.411 | 13.2 | 0 | 0 | 1 | 0 | 0 | 0 | 0 | 0 | 0 | 0 | 0 | 0 | 0 | 0 | 0 | 0 | 0 | 0 | 0 | 0 | 0 | 0 | 0 | 0 | 0 | 0 | 3092.9587
2025-11-06 | 2624.445 | 13.5 | 0 | 0 | 0 | 1 | 0 | 0 | 0 | 0 | 0 | 0 | 0 | 0 | 0 | 0 | 0 | 0 | 0 | 0 | 0 | 0 | 0 | 0 | 0 | 0 | 0 | 0 | 3077.2532
2025-11-06 | 2609.269 | 14 | 0 | 0 | 0 | 0 | 1 | 0 | 0 | 0 | 0 | 0 | 0 | 0 | 0 | 0 | 0 | 0 | 0 | 0 | 0 | 0 | 0 | 0 | 0 | 0 | 0 | 0 | 3097.412
2025-11-06 | 2620.733 | 14 | 0 | 0 | 0 | 0 | 0 | 1 | 0 | 0 | 0 | 0 | 0 | 0 | 0 | 0 | 0 | 0 | 0 | 0 | 0 | 0 | 0 | 0 | 0 | 0 | 0 | 0 | 3129.1505
2025-11-06 | 2692.467 | 17 | 0 | 0 | 0 | 0 | 0 | 0 | 1 | 0 | 0 | 0 | 0 | 0 | 0 | 0 | 0 | 0 | 0 | 0 | 0 | 0 | 0 | 0 | 0 | 0 | 0 | 0 | 3373.5109
2025-11-06 | 2828.726 | 15.7 | 0 | 0 | 0 | 0 | 0 | 0 | 0 | 1 | 0 | 0 | 0 | 0 | 0 | 0 | 0 | 0 | 0 | 0 | 0 | 0 | 0 | 0 | 0 | 0 | 0 | 0 | 3393.7439
2025-11-06 | 3070.567 | 17 | 0 | 0 | 0 | 0 | 0 | 0 | 0 | 0 | 1 | 0 | 0 | 0 | 0 | 0 | 0 | 0 | 0 | 0 | 0 | 0 | 0 | 0 | 0 | 0 | 0 | 0 | 3820.6372
2025-11-06 | 3600.251 | 15.9 | 0 | 0 | 0 | 0 | 0 | 0 | 0 | 0 | 0 | 1 | 0 | 0 | 0 | 0 | 0 | 0 | 0 | 0 | 0 | 0 | 0 | 0 | 0 | 0 | 0 | 0 | 4249.8938
2025-11-06 | 4135.646 | 15.8 | 0 | 0 | 0 | 0 | 0 | 0 | 0 | 0 | 0 | 0 | 1 | 0 | 0 | 0 | 0 | 0 | 0 | 0 | 0 | 0 | 0 | 0 | 0 | 0 | 0 | 0 | 4862.991
2025-11-06 | 4555.99 | 14.5 | 0 | 0 | 0 | 0 | 0 | 0 | 0 | 0 | 0 | 0 | 0 | 1 | 0 | 0 | 0 | 0 | 0 | 0 | 0 | 0 | 0 | 0 | 0 | 0 | 0 | 0 | 4996.7621
2025-11-06 | 4760.827 | 12.3 | 0 | 0 | 0 | 0 | 0 | 0 | 0 | 0 | 0 | 0 | 0 | 0 | 1 | 0 | 0 | 0 | 0 | 0 | 0 | 0 | 0 | 0 | 0 | 0 | 0 | 0 | 5033.2858
2025-11-06 | 4814.027 | 11.5 | 0 | 0 | 0 | 0 | 0 | 0 | 0 | 0 | 0 | 0 | 0 | 0 | 0 | 1 | 0 | 0 | 0 | 0 | 0 | 0 | 0 | 0 | 0 | 0 | 0 | 0 | 5005.4766
2025-11-06 | 4786.469 | 11.6 | 0 | 0 | 0 | 0 | 0 | 0 | 0 | 0 | 0 | 0 | 0 | 0 | 0 | 0 | 1 | 0 | 0 | 0 | 0 | 0 | 0 | 0 | 0 | 0 | 0 | 0 | 4988.7728
2025-11-06 | 4701.045 | 11.4 | 0 | 0 | 0 | 0 | 0 | 0 | 0 | 0 | 0 | 0 | 0 | 0 | 0 | 0 | 0 | 1 | 0 | 0 | 0 | 0 | 0 | 0 | 0 | 0 | 0 | 0 | 4967.3155
2025-11-06 | 4630.67 | 11.1 | 0 | 0 | 0 | 0 | 0 | 0 | 0 | 0 | 0 | 0 | 0 | 0 | 0 | 0 | 0 | 0 | 1 | 0 | 0 | 0 | 0 | 0 | 0 | 0 | 0 | 0 | 4894.603
2025-11-06 | 4615.076 | 11.3 | 0 | 0 | 0 | 0 | 0 | 0 | 0 | 0 | 0 | 0 | 0 | 0 | 0 | 0 | 0 | 0 | 0 | 1 | 0 | 0 | 0 | 0 | 0 | 0 | 0 | 0 | 4777.2893
2025-11-06 | 4497.704 | 11.7 | 0 | 0 | 0 | 0 | 0 | 0 | 0 | 0 | 0 | 0 | 0 | 0 | 0 | 0 | 0 | 0 | 0 | 0 | 1 | 0 | 0 | 0 | 0 | 0 | 0 | 0 | 4509.6464
2025-11-06 | 4305.557 | 12.7 | 0 | 0 | 0 | 0 | 0 | 0 | 0 | 0 | 0 | 0 | 0 | 0 | 0 | 0 | 0 | 0 | 0 | 0 | 0 | 1 | 0 | 0 | 0 | 0 | 0 | 0 | 4274.7409
2025-11-06 | 3933.629 | 13.6 | 0 | 0 | 0 | 0 | 0 | 0 | 0 | 0 | 0 | 0 | 0 | 0 | 0 | 0 | 0 | 0 | 0 | 0 | 0 | 0 | 1 | 0 | 0 | 0 | 0 | 0 | 4145.5806
2025-11-06 | 3680.148 | 14.7 | 0 | 0 | 0 | 0 | 0 | 0 | 0 | 0 | 0 | 0 | 0 | 0 | 0 | 0 | 0 | 0 | 0 | 0 | 0 | 0 | 0 | 1 | 0 | 0 | 0 | 0 | 4061.6708
2025-11-06 | 3534.377 | 15.9 | 0 | 0 | 0 | 0 | 0 | 0 | 0 | 0 | 0 | 0 | 0 | 0 | 0 | 0 | 0 | 0 | 0 | 0 | 0 | 0 | 0 | 0 | 1 | 0 | 0 | 0 | 3955.697
2025-11-06 | 3288.852 | 15.4 | 0 | 0 | 0 | 0 | 0 | 0 | 0 | 0 | 0 | 0 | 0 | 0 | 0 | 0 | 0 | 0 | 0 | 0 | 0 | 0 | 0 | 0 | 0 | 1 | 0 | 0 | 3658.87
2025-11-06 | 3017.738 | 14 | 0 | 0 | 0 | 0 | 0 | 0 | 0 | 0 | 0 | 0 | 0 | 0 | 0 | 0 | 0 | 0 | 0 | 0 | 0 | 0 | 0 | 0 | 0 | 0 | 1 | 0 | 3350.9744
2025-11-06 | 2857.943 | 14.6 | 0 | 0 | 0 | 0 | 0 | 0 | 0 | 0 | 0 | 0 | 0 | 0 | 0 | 0 | 0 | 0 | 0 | 0 | 0 | 0 | 0 | 0 | 0 | 0 | 0 | 1 | 3260.2657
2025-11-07 | 2762.895 | 14.1 | 0 | 0 | 1 | 0 | 0 | 0 | 0 | 0 | 0 | 0 | 0 | 0 | 0 | 0 | 0 | 0 | 0 | 0 | 0 | 0 | 0 | 0 | 0 | 0 | 0 | 0 | 3152.2533
2025-11-07 | 2741.063 | 14 | 0 | 0 | 0 | 1 | 0 | 0 | 0 | 0 | 0 | 0 | 0 | 0 | 0 | 0 | 0 | 0 | 0 | 0 | 0 | 0 | 0 | 0 | 0 | 0 | 0 | 0 | 3110.1946
2025-11-07 | 2649.174 | 14 | 0 | 0 | 0 | 0 | 1 | 0 | 0 | 0 | 0 | 0 | 0 | 0 | 0 | 0 | 0 | 0 | 0 | 0 | 0 | 0 | 0 | 0 | 0 | 0 | 0 | 0 | 3097.412
2025-11-07 | 2663.009 | 13.4 | 0 | 0 | 0 | 0 | 0 | 1 | 0 | 0 | 0 | 0 | 0 | 0 | 0 | 0 | 0 | 0 | 0 | 0 | 0 | 0 | 0 | 0 | 0 | 0 | 0 | 0 | 3089.6208
2025-11-07 | 2741.56 | 12.1 | 0 | 0 | 0 | 0 | 0 | 0 | 1 | 0 | 0 | 0 | 0 | 0 | 0 | 0 | 0 | 0 | 0 | 0 | 0 | 0 | 0 | 0 | 0 | 0 | 0 | 0 | 3050.6849
2025-11-07 | 2820.712 | 11.4 | 0 | 0 | 0 | 0 | 0 | 0 | 0 | 1 | 0 | 0 | 0 | 0 | 0 | 0 | 0 | 0 | 0 | 0 | 0 | 0 | 0 | 0 | 0 | 0 | 0 | 0 | 3110.4477
2025-11-07 | 3068.569 | 11.2 | 0 | 0 | 0 | 0 | 0 | 0 | 0 | 0 | 1 | 0 | 0 | 0 | 0 | 0 | 0 | 0 | 0 | 0 | 0 | 0 | 0 | 0 | 0 | 0 | 0 | 0 | 3438.5166
2025-11-07 | 3605.746 | 11 | 0 | 0 | 0 | 0 | 0 | 0 | 0 | 0 | 0 | 1 | 0 | 0 | 0 | 0 | 0 | 0 | 0 | 0 | 0 | 0 | 0 | 0 | 0 | 0 | 0 | 0 | 3927.0678
2025-11-07 | 4121.605 | 10.8 | 0 | 0 | 0 | 0 | 0 | 0 | 0 | 0 | 0 | 0 | 1 | 0 | 0 | 0 | 0 | 0 | 0 | 0 | 0 | 0 | 0 | 0 | 0 | 0 | 0 | 0 | 4533.5767
2025-11-07 | 4423.705 | 9.9 | 0 | 0 | 0 | 0 | 0 | 0 | 0 | 0 | 0 | 0 | 0 | 1 | 0 | 0 | 0 | 0 | 0 | 0 | 0 | 0 | 0 | 0 | 0 | 0 | 0 | 0 | 4693.701
2025-11-07 | 4675.223 | 9.9 | 0 | 0 | 0 | 0 | 0 | 0 | 0 | 0 | 0 | 0 | 0 | 0 | 1 | 0 | 0 | 0 | 0 | 0 | 0 | 0 | 0 | 0 | 0 | 0 | 0 | 0 | 4875.167
2025-11-07 | 4781.96 | 11 | 0 | 0 | 0 | 0 | 0 | 0 | 0 | 0 | 0 | 0 | 0 | 0 | 0 | 1 | 0 | 0 | 0 | 0 | 0 | 0 | 0 | 0 | 0 | 0 | 0 | 0 | 4972.5352
2025-11-07 | 4666.83 | 10.8 | 0 | 0 | 0 | 0 | 0 | 0 | 0 | 0 | 0 | 0 | 0 | 0 | 0 | 0 | 1 | 0 | 0 | 0 | 0 | 0 | 0 | 0 | 0 | 0 | 0 | 0 | 4936.0665
2025-11-07 | 4654.95 | 9.9 | 0 | 0 | 0 | 0 | 0 | 0 | 0 | 0 | 0 | 0 | 0 | 0 | 0 | 0 | 0 | 1 | 0 | 0 | 0 | 0 | 0 | 0 | 0 | 0 | 0 | 0 | 4868.4913
2025-11-07 | 4593.271 | 9 | 0 | 0 | 0 | 0 | 0 | 0 | 0 | 0 | 0 | 0 | 0 | 0 | 0 | 0 | 0 | 0 | 1 | 0 | 0 | 0 | 0 | 0 | 0 | 0 | 0 | 0 | 4756.249
2025-11-07 | 4501.49 | 8.1 | 0 | 0 | 0 | 0 | 0 | 0 | 0 | 0 | 0 | 0 | 0 | 0 | 0 | 0 | 0 | 0 | 0 | 1 | 0 | 0 | 0 | 0 | 0 | 0 | 0 | 0 | 4566.4642
2025-11-07 | 4307.709 | 7.5 | 0 | 0 | 0 | 0 | 0 | 0 | 0 | 0 | 0 | 0 | 0 | 0 | 0 | 0 | 0 | 0 | 0 | 0 | 1 | 0 | 0 | 0 | 0 | 0 | 0 | 0 | 4232.9384
2025-11-07 | 4107.335 | 7.6 | 0 | 0 | 0 | 0 | 0 | 0 | 0 | 0 | 0 | 0 | 0 | 0 | 0 | 0 | 0 | 0 | 0 | 0 | 0 | 1 | 0 | 0 | 0 | 0 | 0 | 0 | 3938.7384
2025-11-07 | 3778.724 | 7.3 | 0 | 0 | 0 | 0 | 0 | 0 | 0 | 0 | 0 | 0 | 0 | 0 | 0 | 0 | 0 | 0 | 0 | 0 | 0 | 0 | 1 | 0 | 0 | 0 | 0 | 0 | 3730.5187
2025-11-07 | 3532.136 | 7.4 | 0 | 0 | 0 | 0 | 0 | 0 | 0 | 0 | 0 | 0 | 0 | 0 | 0 | 0 | 0 | 0 | 0 | 0 | 0 | 0 | 0 | 1 | 0 | 0 | 0 | 0 | 3580.726
2025-11-07 | 3349.386 | 7.5 | 0 | 0 | 0 | 0 | 0 | 0 | 0 | 0 | 0 | 0 | 0 | 0 | 0 | 0 | 0 | 0 | 0 | 0 | 0 | 0 | 0 | 0 | 1 | 0 | 0 | 0 | 3402.281
2025-11-07 | 3139.945 | 7.6 | 0 | 0 | 0 | 0 | 0 | 0 | 0 | 0 | 0 | 0 | 0 | 0 | 0 | 0 | 0 | 0 | 0 | 0 | 0 | 0 | 0 | 0 | 0 | 1 | 0 | 0 | 3144.9838
2025-11-07 | 2869.521 | 7.6 | 0 | 0 | 0 | 0 | 0 | 0 | 0 | 0 | 0 | 0 | 0 | 0 | 0 | 0 | 0 | 0 | 0 | 0 | 0 | 0 | 0 | 0 | 0 | 0 | 1 | 0 | 2929.3242
2025-11-07 | 2730.135 | 8.3 | 0 | 0 | 0 | 0 | 0 | 0 | 0 | 0 | 0 | 0 | 0 | 0 | 0 | 0 | 0 | 0 | 0 | 0 | 0 | 0 | 0 | 0 | 0 | 0 | 0 | 1 | 2845.2038
2025-11-08 | 2608.898 | 8.5 | 0 | 1 | 1 | 0 | 0 | 0 | 0 | 0 | 0 | 0 | 0 | 0 | 0 | 0 | 0 | 0 | 0 | 0 | 0 | 0 | 0 | 0 | 0 | 0 | 0 | 0 | 2210.7785
2025-11-08 | 2552.829 | 9.9 | 0 | 1 | 0 | 1 | 0 | 0 | 0 | 0 | 0 | 0 | 0 | 0 | 0 | 0 | 0 | 0 | 0 | 0 | 0 | 0 | 0 | 0 | 0 | 0 | 0 | 0 | 2267.5441
2025-11-08 | 2529.54 | 11.9 | 0 | 1 | 0 | 0 | 1 | 0 | 0 | 0 | 0 | 0 | 0 | 0 | 0 | 0 | 0 | 0 | 0 | 0 | 0 | 0 | 0 | 0 | 0 | 0 | 0 | 0 | 2386.5272
2025-11-08 | 2572.911 | 11.9 | 0 | 1 | 0 | 0 | 0 | 1 | 0 | 0 | 0 | 0 | 0 | 0 | 0 | 0 | 0 | 0 | 0 | 0 | 0 | 0 | 0 | 0 | 0 | 0 | 0 | 0 | 2418.2657
2025-11-08 | 2631.616 | 12.2 | 0 | 1 | 0 | 0 | 0 | 0 | 1 | 0 | 0 | 0 | 0 | 0 | 0 | 0 | 0 | 0 | 0 | 0 | 0 | 0 | 0 | 0 | 0 | 0 | 0 | 0 | 2484.7423
2025-11-08 | 2700.435 | 13.2 | 0 | 1 | 0 | 0 | 0 | 0 | 0 | 1 | 0 | 0 | 0 | 0 | 0 | 0 | 0 | 0 | 0 | 0 | 0 | 0 | 0 | 0 | 0 | 0 | 0 | 0 | 2656.5059
2025-11-08 | 2797.849 | 14.7 | 0 | 1 | 0 | 0 | 0 | 0 | 0 | 0 | 1 | 0 | 0 | 0 | 0 | 0 | 0 | 0 | 0 | 0 | 0 | 0 | 0 | 0 | 0 | 0 | 0 | 0 | 3096.5758
2025-11-08 | 2962.12 | 15.2 | 0 | 1 | 0 | 0 | 0 | 0 | 0 | 0 | 0 | 1 | 0 | 0 | 0 | 0 | 0 | 0 | 0 | 0 | 0 | 0 | 0 | 0 | 0 | 0 | 0 | 0 | 3631.2449
2025-11-08 | 3205.341 | 15 | 0 | 1 | 0 | 0 | 0 | 0 | 0 | 0 | 0 | 0 | 1 | 0 | 0 | 0 | 0 | 0 | 0 | 0 | 0 | 0 | 0 | 0 | 0 | 0 | 0 | 0 | 4237.7539
2025-11-08 | 3512.852 | 14.1 | 0 | 1 | 0 | 0 | 0 | 0 | 0 | 0 | 0 | 0 | 0 | 1 | 0 | 0 | 0 | 0 | 0 | 0 | 0 | 0 | 0 | 0 | 0 | 0 | 0 | 0 | 4397.8781
2025-11-08 | 3857.791 | 13.2 | 0 | 1 | 0 | 0 | 0 | 0 | 0 | 0 | 0 | 0 | 0 | 0 | 1 | 0 | 0 | 0 | 0 | 0 | 0 | 0 | 0 | 0 | 0 | 0 | 0 | 0 | 4520.0495
2025-11-08 | 3899.47 | 12.2 | 0 | 1 | 0 | 0 | 0 | 0 | 0 | 0 | 0 | 0 | 0 | 0 | 0 | 1 | 0 | 0 | 0 | 0 | 0 | 0 | 0 | 0 | 0 | 0 | 0 | 0 | 4479.0638
2025-11-08 | 3818.347 | 12 | 0 | 1 | 0 | 0 | 0 | 0 | 0 | 0 | 0 | 0 | 0 | 0 | 0 | 0 | 1 | 0 | 0 | 0 | 0 | 0 | 0 | 0 | 0 | 0 | 0 | 0 | 4442.5951
2025-11-08 | 3775.873 | 11.7 | 0 | 1 | 0 | 0 | 0 | 0 | 0 | 0 | 0 | 0 | 0 | 0 | 0 | 0 | 0 | 1 | 0 | 0 | 0 | 0 | 0 | 0 | 0 | 0 | 0 | 0 | 4414.5495
2025-11-08 | 3677.488 | 12.3 | 0 | 1 | 0 | 0 | 0 | 0 | 0 | 0 | 0 | 0 | 0 | 0 | 0 | 0 | 0 | 0 | 1 | 0 | 0 | 0 | 0 | 0 | 0 | 0 | 0 | 0 | 4401.1315
2025-11-08 | 3665.353 | 12.6 | 0 | 1 | 0 | 0 | 0 | 0 | 0 | 0 | 0 | 0 | 0 | 0 | 0 | 0 | 0 | 0 | 0 | 1 | 0 | 0 | 0 | 0 | 0 | 0 | 0 | 0 | 4290.4061
2025-11-08 | 3649.878 | 13.5 | 0 | 1 | 0 | 0 | 0 | 0 | 0 | 0 | 0 | 0 | 0 | 0 | 0 | 0 | 0 | 0 | 0 | 0 | 1 | 0 | 0 | 0 | 0 | 0 | 0 | 0 | 4055.7046
2025-11-08 | 3685.612 | 14.4 | 0 | 1 | 0 | 0 | 0 | 0 | 0 | 0 | 0 | 0 | 0 | 0 | 0 | 0 | 0 | 0 | 0 | 0 | 0 | 1 | 0 | 0 | 0 | 0 | 0 | 0 | 3814.2109
2025-11-08 | 3570.551 | 15.4 | 0 | 1 | 0 | 0 | 0 | 0 | 0 | 0 | 0 | 0 | 0 | 0 | 0 | 0 | 0 | 0 | 0 | 0 | 0 | 0 | 1 | 0 | 0 | 0 | 0 | 0 | 3691.6389
2025-11-08 | 3436.237 | 15.4 | 0 | 1 | 0 | 0 | 0 | 0 | 0 | 0 | 0 | 0 | 0 | 0 | 0 | 0 | 0 | 0 | 0 | 0 | 0 | 0 | 0 | 1 | 0 | 0 | 0 | 0 | 3535.258
2025-11-08 | 3344.645 | 15.5 | 0 | 1 | 0 | 0 | 0 | 0 | 0 | 0 | 0 | 0 | 0 | 0 | 0 | 0 | 0 | 0 | 0 | 0 | 0 | 0 | 0 | 0 | 1 | 0 | 0 | 0 | 3356.813
2025-11-08 | 3157.211 | 15.8 | 0 | 1 | 0 | 0 | 0 | 0 | 0 | 0 | 0 | 0 | 0 | 0 | 0 | 0 | 0 | 0 | 0 | 0 | 0 | 0 | 0 | 0 | 0 | 1 | 0 | 0 | 3112.6923
2025-11-08 | 2961.238 | 16 | 0 | 1 | 0 | 0 | 0 | 0 | 0 | 0 | 0 | 0 | 0 | 0 | 0 | 0 | 0 | 0 | 0 | 0 | 0 | 0 | 0 | 0 | 0 | 0 | 1 | 0 | 2910.2093
2025-11-08 | 2806.127 | 16.1 | 0 | 1 | 0 | 0 | 0 | 0 | 0 | 0 | 0 | 0 | 0 | 0 | 0 | 0 | 0 | 0 | 0 | 0 | 0 | 0 | 0 | 0 | 0 | 0 | 0 | 1 | 2786.5591
2025-11-09 | 2734.839 | 16.7 | 0 | 1 | 1 | 0 | 0 | 0 | 0 | 0 | 0 | 0 | 0 | 0 | 0 | 0 | 0 | 0 | 0 | 0 | 0 | 0 | 0 | 0 | 0 | 0 | 0 | 0 | 2751.0178
2025-11-09 | 2713.583 | 16.4 | 0 | 1 | 0 | 1 | 0 | 0 | 0 | 0 | 0 | 0 | 0 | 0 | 0 | 0 | 0 | 0 | 0 | 0 | 0 | 0 | 0 | 0 | 0 | 0 | 0 | 0 | 2695.7826
2025-11-09 | 2733.942 | 17 | 0 | 1 | 0 | 0 | 1 | 0 | 0 | 0 | 0 | 0 | 0 | 0 | 0 | 0 | 0 | 0 | 0 | 0 | 0 | 0 | 0 | 0 | 0 | 0 | 0 | 0 | 2722.5297
2025-11-09 | 2743.999 | 16.8 | 0 | 1 | 0 | 0 | 0 | 1 | 0 | 0 | 0 | 0 | 0 | 0 | 0 | 0 | 0 | 0 | 0 | 0 | 0 | 0 | 0 | 0 | 0 | 0 | 0 | 0 | 2741.0917
2025-11-09 | 2780.029 | 17 | 0 | 1 | 0 | 0 | 0 | 0 | 1 | 0 | 0 | 0 | 0 | 0 | 0 | 0 | 0 | 0 | 0 | 0 | 0 | 0 | 0 | 0 | 0 | 0 | 0 | 0 | 2800.98
2025-11-09 | 2799.935 | 17.9 | 0 | 1 | 0 | 0 | 0 | 0 | 0 | 1 | 0 | 0 | 0 | 0 | 0 | 0 | 0 | 0 | 0 | 0 | 0 | 0 | 0 | 0 | 0 | 0 | 0 | 0 | 2966.1553
2025-11-09 | 2901.067 | 18.2 | 0 | 1 | 0 | 0 | 0 | 0 | 0 | 0 | 1 | 0 | 0 | 0 | 0 | 0 | 0 | 0 | 0 | 0 | 0 | 0 | 0 | 0 | 0 | 0 | 0 | 0 | 3327.1657
2025-11-09 | 3025.628 | 18.3 | 0 | 1 | 0 | 0 | 0 | 0 | 0 | 0 | 0 | 1 | 0 | 0 | 0 | 0 | 0 | 0 | 0 | 0 | 0 | 0 | 0 | 0 | 0 | 0 | 0 | 0 | 3835.4818
2025-11-09 | 3187.281 | 18.8 | 0 | 1 | 0 | 0 | 0 | 0 | 0 | 0 | 0 | 0 | 1 | 0 | 0 | 0 | 0 | 0 | 0 | 0 | 0 | 0 | 0 | 0 | 0 | 0 | 0 | 0 | 4488.1087
2025-11-09 | 3516.111 | 19 | 0 | 1 | 0 | 0 | 0 | 0 | 0 | 0 | 0 | 0 | 0 | 1 | 0 | 0 | 0 | 0 | 0 | 0 | 0 | 0 | 0 | 0 | 0 | 0 | 0 | 0 | 4720.7041
2025-11-09 | 3807.309 | 19.2 | 0 | 1 | 0 | 0 | 0 | 0 | 0 | 0 | 0 | 0 | 0 | 0 | 1 | 0 | 0 | 0 | 0 | 0 | 0 | 0 | 0 | 0 | 0 | 0 | 0 | 0 | 4915.3466
2025-11-09 | 3973.217 | 19.1 | 0 | 1 | 0 | 0 | 0 | 0 | 0 | 0 | 0 | 0 | 0 | 0 | 0 | 1 | 0 | 0 | 0 | 0 | 0 | 0 | 0 | 0 | 0 | 0 | 0 | 0 | 4933.6554
2025-11-09 | 3962.79 | 19.3 | 0 | 1 | 0 | 0 | 0 | 0 | 0 | 0 | 0 | 0 | 0 | 0 | 0 | 0 | 1 | 0 | 0 | 0 | 0 | 0 | 0 | 0 | 0 | 0 | 0 | 0 | 4923.5399
2025-11-09 | 3899.5 | 19.6 | 0 | 1 | 0 | 0 | 0 | 0 | 0 | 0 | 0 | 0 | 0 | 0 | 0 | 0 | 0 | 1 | 0 | 0 | 0 | 0 | 0 | 0 | 0 | 0 | 0 | 0 | 4935.0241
2025-11-09 | 3845.687 | 19.9 | 0 | 1 | 0 | 0 | 0 | 0 | 0 | 0 | 0 | 0 | 0 | 0 | 0 | 0 | 0 | 0 | 1 | 0 | 0 | 0 | 0 | 0 | 0 | 0 | 0 | 0 | 4901.8412
2025-11-09 | 3827.534 | 20 | 0 | 1 | 0 | 0 | 0 | 0 | 0 | 0 | 0 | 0 | 0 | 0 | 0 | 0 | 0 | 0 | 0 | 1 | 0 | 0 | 0 | 0 | 0 | 0 | 0 | 0 | 4777.9392
2025-11-09 | 3811.333 | 19.8 | 0 | 1 | 0 | 0 | 0 | 0 | 0 | 0 | 0 | 0 | 0 | 0 | 0 | 0 | 0 | 0 | 0 | 0 | 1 | 0 | 0 | 0 | 0 | 0 | 0 | 0 | 4470.7666
2025-11-09 | 3908.484 | 19.8 | 0 | 1 | 0 | 0 | 0 | 0 | 0 | 0 | 0 | 0 | 0 | 0 | 0 | 0 | 0 | 0 | 0 | 0 | 0 | 1 | 0 | 0 | 0 | 0 | 0 | 0 | 4169.9783
2025-11-09 | 3791.673 | 19.6 | 0 | 1 | 0 | 0 | 0 | 0 | 0 | 0 | 0 | 0 | 0 | 0 | 0 | 0 | 0 | 0 | 0 | 0 | 0 | 0 | 1 | 0 | 0 | 0 | 0 | 0 | 3968.3469
2025-11-09 | 3607.869 | 19.9 | 0 | 1 | 0 | 0 | 0 | 0 | 0 | 0 | 0 | 0 | 0 | 0 | 0 | 0 | 0 | 0 | 0 | 0 | 0 | 0 | 0 | 1 | 0 | 0 | 0 | 0 | 3831.7308
2025-11-09 | 3470.25 | 19.9 | 0 | 1 | 0 | 0 | 0 | 0 | 0 | 0 | 0 | 0 | 0 | 0 | 0 | 0 | 0 | 0 | 0 | 0 | 0 | 0 | 0 | 0 | 1 | 0 | 0 | 0 | 3646.6975
2025-11-09 | 3340.118 | 20 | 0 | 1 | 0 | 0 | 0 | 0 | 0 | 0 | 0 | 0 | 0 | 0 | 0 | 0 | 0 | 0 | 0 | 0 | 0 | 0 | 0 | 0 | 0 | 1 | 0 | 0 | 3389.4003
2025-11-09 | 3199.197 | 20.9 | 0 | 1 | 0 | 0 | 0 | 0 | 0 | 0 | 0 | 0 | 0 | 0 | 0 | 0 | 0 | 0 | 0 | 0 | 0 | 0 | 0 | 0 | 0 | 0 | 1 | 0 | 3233.0353
2025-11-09 | 3027.593 | 20.7 | 0 | 1 | 0 | 0 | 0 | 0 | 0 | 0 | 0 | 0 | 0 | 0 | 0 | 0 | 0 | 0 | 0 | 0 | 0 | 0 | 0 | 0 | 0 | 0 | 0 | 1 | 3089.6203
2025-11-10 | 2959.908 | 21.1 | 0 | 0 | 1 | 0 | 0 | 0 | 0 | 0 | 0 | 0 | 0 | 0 | 0 | 0 | 0 | 0 | 0 | 0 | 0 | 0 | 0 | 0 | 0 | 0 | 0 | 0 | 3613.4332
2025-11-10 | 2946.986 | 21.7 | 0 | 0 | 0 | 1 | 0 | 0 | 0 | 0 | 0 | 0 | 0 | 0 | 0 | 0 | 0 | 0 | 0 | 0 | 0 | 0 | 0 | 0 | 0 | 0 | 0 | 0 | 3617.4925
2025-11-10 | 2958.603 | 21.6 | 0 | 0 | 0 | 0 | 1 | 0 | 0 | 0 | 0 | 0 | 0 | 0 | 0 | 0 | 0 | 0 | 0 | 0 | 0 | 0 | 0 | 0 | 0 | 0 | 0 | 0 | 3598.1217
2025-11-10 | 2951.615 | 21.9 | 0 | 0 | 0 | 0 | 0 | 1 | 0 | 0 | 0 | 0 | 0 | 0 | 0 | 0 | 0 | 0 | 0 | 0 | 0 | 0 | 0 | 0 | 0 | 0 | 0 | 0 | 3649.6251
2025-11-10 | 3032.481 | 22 | 0 | 0 | 0 | 0 | 0 | 0 | 1 | 0 | 0 | 0 | 0 | 0 | 0 | 0 | 0 | 0 | 0 | 0 | 0 | 0 | 0 | 0 | 0 | 0 | 0 | 0 | 3702.9251
2025-11-10 | 3100.863 | 22 | 0 | 0 | 0 | 0 | 0 | 0 | 0 | 1 | 0 | 0 | 0 | 0 | 0 | 0 | 0 | 0 | 0 | 0 | 0 | 0 | 0 | 0 | 0 | 0 | 0 | 0 | 3808.8059
2025-11-10 | 3372.406 | 21.9 | 0 | 0 | 0 | 0 | 0 | 0 | 0 | 0 | 1 | 0 | 0 | 0 | 0 | 0 | 0 | 0 | 0 | 0 | 0 | 0 | 0 | 0 | 0 | 0 | 0 | 0 | 4143.4631
2025-11-10 | 3834.231 | 21.9 | 0 | 0 | 0 | 0 | 0 | 0 | 0 | 0 | 0 | 1 | 0 | 0 | 0 | 0 | 0 | 0 | 0 | 0 | 0 | 0 | 0 | 0 | 0 | 0 | 0 | 0 | 4645.1909
2025-11-10 | 4441.917 | 22.3 | 0 | 0 | 0 | 0 | 0 | 0 | 0 | 0 | 0 | 0 | 1 | 0 | 0 | 0 | 0 | 0 | 0 | 0 | 0 | 0 | 0 | 0 | 0 | 0 | 0 | 0 | 5291.2295
2025-11-10 | 4832.616 | 22.4 | 0 | 0 | 0 | 0 | 0 | 0 | 0 | 0 | 0 | 0 | 0 | 1 | 0 | 0 | 0 | 0 | 0 | 0 | 0 | 0 | 0 | 0 | 0 | 0 | 0 | 0 | 5517.2366
2025-11-10 | 5162.923 | 22 | 0 | 0 | 0 | 0 | 0 | 0 | 0 | 0 | 0 | 0 | 0 | 0 | 1 | 0 | 0 | 0 | 0 | 0 | 0 | 0 | 0 | 0 | 0 | 0 | 0 | 0 | 5672.3495
2025-11-10 | 5228.747 | 21.3 | 0 | 0 | 0 | 0 | 0 | 0 | 0 | 0 | 0 | 0 | 0 | 0 | 0 | 1 | 0 | 0 | 0 | 0 | 0 | 0 | 0 | 0 | 0 | 0 | 0 | 0 | 5651.1286
2025-11-10 | 5105.678 | 20.8 | 0 | 0 | 0 | 0 | 0 | 0 | 0 | 0 | 0 | 0 | 0 | 0 | 0 | 0 | 1 | 0 | 0 | 0 | 0 | 0 | 0 | 0 | 0 | 0 | 0 | 0 | 5594.8951
2025-11-10 | 5109.312 | 20.9 | 0 | 0 | 0 | 0 | 0 | 0 | 0 | 0 | 0 | 0 | 0 | 0 | 0 | 0 | 0 | 1 | 0 | 0 | 0 | 0 | 0 | 0 | 0 | 0 | 0 | 0 | 5593.2026
2025-11-10 | 5139.933 | 20.8 | 0 | 0 | 0 | 0 | 0 | 0 | 0 | 0 | 0 | 0 | 0 | 0 | 0 | 0 | 0 | 0 | 1 | 0 | 0 | 0 | 0 | 0 | 0 | 0 | 0 | 0 | 5533.6666
2025-11-10 | 4974.906 | 21.1 | 0 | 0 | 0 | 0 | 0 | 0 | 0 | 0 | 0 | 0 | 0 | 0 | 0 | 0 | 0 | 0 | 0 | 1 | 0 | 0 | 0 | 0 | 0 | 0 | 0 | 0 | 5422.9412
2025-11-10 | 4812.876 | 21.2 | 0 | 0 | 0 | 0 | 0 | 0 | 0 | 0 | 0 | 0 | 0 | 0 | 0 | 0 | 0 | 0 | 0 | 0 | 1 | 0 | 0 | 0 | 0 | 0 | 0 | 0 | 5135.5334
2025-11-10 | 4569.028 | 21.5 | 0 | 0 | 0 | 0 | 0 | 0 | 0 | 0 | 0 | 0 | 0 | 0 | 0 | 0 | 0 | 0 | 0 | 0 | 0 | 1 | 0 | 0 | 0 | 0 | 0 | 0 | 4854.51
2025-11-10 | 4209.655 | 21.6 | 0 | 0 | 0 | 0 | 0 | 0 | 0 | 0 | 0 | 0 | 0 | 0 | 0 | 0 | 0 | 0 | 0 | 0 | 0 | 0 | 1 | 0 | 0 | 0 | 0 | 0 | 4672.6434
2025-11-10 | 3955.331 | 21.7 | 0 | 0 | 0 | 0 | 0 | 0 | 0 | 0 | 0 | 0 | 0 | 0 | 0 | 0 | 0 | 0 | 0 | 0 | 0 | 0 | 0 | 1 | 0 | 0 | 0 | 0 | 4522.8508
2025-11-10 | 3789.673 | 21.9 | 0 | 0 | 0 | 0 | 0 | 0 | 0 | 0 | 0 | 0 | 0 | 0 | 0 | 0 | 0 | 0 | 0 | 0 | 0 | 0 | 0 | 0 | 1 | 0 | 0 | 0 | 4350.9941
2025-11-10 | 3540.314 | 22 | 0 | 0 | 0 | 0 | 0 | 0 | 0 | 0 | 0 | 0 | 0 | 0 | 0 | 0 | 0 | 0 | 0 | 0 | 0 | 0 | 0 | 0 | 0 | 1 | 0 | 0 | 4093.6969
2025-11-10 | 3308.666 | 21.8 | 0 | 0 | 0 | 0 | 0 | 0 | 0 | 0 | 0 | 0 | 0 | 0 | 0 | 0 | 0 | 0 | 0 | 0 | 0 | 0 | 0 | 0 | 0 | 0 | 1 | 0 | 3864.8607
2025-11-10 | 3163.802 | 21.8 | 0 | 0 | 0 | 0 | 0 | 0 | 0 | 0 | 0 | 0 | 0 | 0 | 0 | 0 | 0 | 0 | 0 | 0 | 0 | 0 | 0 | 0 | 0 | 0 | 0 | 1 | 3734.6223
2025-11-11 | 3080.158 | 21.7 | 0 | 0 | 1 | 0 | 0 | 0 | 0 | 0 | 0 | 0 | 0 | 0 | 0 | 0 | 0 | 0 | 0 | 0 | 0 | 0 | 0 | 0 | 0 | 0 | 0 | 0 | 3652.9629
2025-11-11 | 3086.767 | 21.9 | 0 | 0 | 0 | 1 | 0 | 0 | 0 | 0 | 0 | 0 | 0 | 0 | 0 | 0 | 0 | 0 | 0 | 0 | 0 | 0 | 0 | 0 | 0 | 0 | 0 | 0 | 3630.6691
2025-11-11 | 3072.114 | 21.8 | 0 | 0 | 0 | 0 | 1 | 0 | 0 | 0 | 0 | 0 | 0 | 0 | 0 | 0 | 0 | 0 | 0 | 0 | 0 | 0 | 0 | 0 | 0 | 0 | 0 | 0 | 3611.2983
2025-11-11 | 3086.257 | 21.7 | 0 | 0 | 0 | 0 | 0 | 1 | 0 | 0 | 0 | 0 | 0 | 0 | 0 | 0 | 0 | 0 | 0 | 0 | 0 | 0 | 0 | 0 | 0 | 0 | 0 | 0 | 3636.4485
2025-11-11 | 3167.327 | 21.3 | 0 | 0 | 0 | 0 | 0 | 0 | 1 | 0 | 0 | 0 | 0 | 0 | 0 | 0 | 0 | 0 | 0 | 0 | 0 | 0 | 0 | 0 | 0 | 0 | 0 | 0 | 3656.8071
2025-11-11 | 3194.358 | 21.6 | 0 | 0 | 0 | 0 | 0 | 0 | 0 | 1 | 0 | 0 | 0 | 0 | 0 | 0 | 0 | 0 | 0 | 0 | 0 | 0 | 0 | 0 | 0 | 0 | 0 | 0 | 3782.4527
2025-11-11 | 3497.554 | 20.9 | 0 | 0 | 0 | 0 | 0 | 0 | 0 | 0 | 1 | 0 | 0 | 0 | 0 | 0 | 0 | 0 | 0 | 0 | 0 | 0 | 0 | 0 | 0 | 0 | 0 | 0 | 4077.5803
2025-11-11 | 4023.854 | 21.2 | 0 | 0 | 0 | 0 | 0 | 0 | 0 | 0 | 0 | 1 | 0 | 0 | 0 | 0 | 0 | 0 | 0 | 0 | 0 | 0 | 0 | 0 | 0 | 0 | 0 | 0 | 4599.0729
2025-11-11 | 4574.037 | 20.3 | 0 | 0 | 0 | 0 | 0 | 0 | 0 | 0 | 0 | 0 | 1 | 0 | 0 | 0 | 0 | 0 | 0 | 0 | 0 | 0 | 0 | 0 | 0 | 0 | 0 | 0 | 5159.4638
2025-11-11 | 4946.067 | 19 | 0 | 0 | 0 | 0 | 0 | 0 | 0 | 0 | 0 | 0 | 0 | 1 | 0 | 0 | 0 | 0 | 0 | 0 | 0 | 0 | 0 | 0 | 0 | 0 | 0 | 0 | 5293.2349
2025-11-11 | 5130.1 | 17.9 | 0 | 0 | 0 | 0 | 0 | 0 | 0 | 0 | 0 | 0 | 0 | 0 | 1 | 0 | 0 | 0 | 0 | 0 | 0 | 0 | 0 | 0 | 0 | 0 | 0 | 0 | 5402.2298
2025-11-11 | 5094.74 | 15.7 | 0 | 0 | 0 | 0 | 0 | 0 | 0 | 0 | 0 | 0 | 0 | 0 | 0 | 1 | 0 | 0 | 0 | 0 | 0 | 0 | 0 | 0 | 0 | 0 | 0 | 0 | 5282.1846
2025-11-11 | 5016.987 | 15.8 | 0 | 0 | 0 | 0 | 0 | 0 | 0 | 0 | 0 | 0 | 0 | 0 | 0 | 0 | 1 | 0 | 0 | 0 | 0 | 0 | 0 | 0 | 0 | 0 | 0 | 0 | 5265.4808
2025-11-11 | 5138.745 | 15.7 | 0 | 0 | 0 | 0 | 0 | 0 | 0 | 0 | 0 | 0 | 0 | 0 | 0 | 0 | 0 | 1 | 0 | 0 | 0 | 0 | 0 | 0 | 0 | 0 | 0 | 0 | 5250.6118
2025-11-11 | 5054.545 | 15.3 | 0 | 0 | 0 | 0 | 0 | 0 | 0 | 0 | 0 | 0 | 0 | 0 | 0 | 0 | 0 | 0 | 1 | 0 | 0 | 0 | 0 | 0 | 0 | 0 | 0 | 0 | 5171.3109
2025-11-11 | 4957.648 | 15.8 | 0 | 0 | 0 | 0 | 0 | 0 | 0 | 0 | 0 | 0 | 0 | 0 | 0 | 0 | 0 | 0 | 0 | 1 | 0 | 0 | 0 | 0 | 0 | 0 | 0 | 0 | 5073.7621
2025-11-11 | 4809.405 | 15.7 | 0 | 0 | 0 | 0 | 0 | 0 | 0 | 0 | 0 | 0 | 0 | 0 | 0 | 0 | 0 | 0 | 0 | 0 | 1 | 0 | 0 | 0 | 0 | 0 | 0 | 0 | 4773.1778
2025-11-11 | 4522.805 | 15.9 | 0 | 0 | 0 | 0 | 0 | 0 | 0 | 0 | 0 | 0 | 0 | 0 | 0 | 0 | 0 | 0 | 0 | 0 | 0 | 1 | 0 | 0 | 0 | 0 | 0 | 0 | 4485.566
2025-11-11 | 4161.561 | 16.3 | 0 | 0 | 0 | 0 | 0 | 0 | 0 | 0 | 0 | 0 | 0 | 0 | 0 | 0 | 0 | 0 | 0 | 0 | 0 | 0 | 1 | 0 | 0 | 0 | 0 | 0 | 4323.4643
2025-11-11 | 4221.114 | 16.4 | 0 | 0 | 0 | 0 | 0 | 0 | 0 | 0 | 0 | 0 | 0 | 0 | 0 | 0 | 0 | 0 | 0 | 0 | 0 | 0 | 0 | 1 | 0 | 0 | 0 | 0 | 4173.6717
2025-11-11 | 3744.31 | 16.6 | 0 | 0 | 0 | 0 | 0 | 0 | 0 | 0 | 0 | 0 | 0 | 0 | 0 | 0 | 0 | 0 | 0 | 0 | 0 | 0 | 0 | 0 | 1 | 0 | 0 | 0 | 4001.815
2025-11-11 | 3473.347 | 17.9 | 0 | 0 | 0 | 0 | 0 | 0 | 0 | 0 | 0 | 0 | 0 | 0 | 0 | 0 | 0 | 0 | 0 | 0 | 0 | 0 | 0 | 0 | 0 | 1 | 0 | 0 | 3823.5772
2025-11-11 | 3153.318 | 18.1 | 0 | 0 | 0 | 0 | 0 | 0 | 0 | 0 | 0 | 0 | 0 | 0 | 0 | 0 | 0 | 0 | 0 | 0 | 0 | 0 | 0 | 0 | 0 | 0 | 1 | 0 | 3621.0941
2025-11-11 | 3064.472 | 17.6 | 0 | 0 | 0 | 0 | 0 | 0 | 0 | 0 | 0 | 0 | 0 | 0 | 0 | 0 | 0 | 0 | 0 | 0 | 0 | 0 | 0 | 0 | 0 | 0 | 0 | 1 | 3457.9143
2025-11-12 | 2970.027 | 17.4 | 0 | 0 | 1 | 0 | 0 | 0 | 0 | 0 | 0 | 0 | 0 | 0 | 0 | 0 | 0 | 0 | 0 | 0 | 0 | 0 | 0 | 0 | 0 | 0 | 0 | 0 | 3369.6667
2025-11-12 | 2959.953 | 16.9 | 0 | 0 | 0 | 1 | 0 | 0 | 0 | 0 | 0 | 0 | 0 | 0 | 0 | 0 | 0 | 0 | 0 | 0 | 0 | 0 | 0 | 0 | 0 | 0 | 0 | 0 | 3301.2549
2025-11-12 | 2910.694 | 16.8 | 0 | 0 | 0 | 0 | 1 | 0 | 0 | 0 | 0 | 0 | 0 | 0 | 0 | 0 | 0 | 0 | 0 | 0 | 0 | 0 | 0 | 0 | 0 | 0 | 0 | 0 | 3281.884
2025-11-12 | 2954.826 | 16.4 | 0 | 0 | 0 | 0 | 0 | 1 | 0 | 0 | 0 | 0 | 0 | 0 | 0 | 0 | 0 | 0 | 0 | 0 | 0 | 0 | 0 | 0 | 0 | 0 | 0 | 0 | 3287.2694
2025-11-12 | 2980.482 | 16.6 | 0 | 0 | 0 | 0 | 0 | 0 | 1 | 0 | 0 | 0 | 0 | 0 | 0 | 0 | 0 | 0 | 0 | 0 | 0 | 0 | 0 | 0 | 0 | 0 | 0 | 0 | 3347.1577
2025-11-12 | 3091.474 | 16.4 | 0 | 0 | 0 | 0 | 0 | 0 | 0 | 1 | 0 | 0 | 0 | 0 | 0 | 0 | 0 | 0 | 0 | 0 | 0 | 0 | 0 | 0 | 0 | 0 | 0 | 0 | 3439.8619
2025-11-12 | 3350.498 | 16.2 | 0 | 0 | 0 | 0 | 0 | 0 | 0 | 0 | 1 | 0 | 0 | 0 | 0 | 0 | 0 | 0 | 0 | 0 | 0 | 0 | 0 | 0 | 0 | 0 | 0 | 0 | 3767.9309
2025-11-12 | 3880.073 | 15.9 | 0 | 0 | 0 | 0 | 0 | 0 | 0 | 0 | 0 | 1 | 0 | 0 | 0 | 0 | 0 | 0 | 0 | 0 | 0 | 0 | 0 | 0 | 0 | 0 | 0 | 0 | 4249.8938
2025-11-12 | 4382.714 | 15.8 | 0 | 0 | 0 | 0 | 0 | 0 | 0 | 0 | 0 | 0 | 1 | 0 | 0 | 0 | 0 | 0 | 0 | 0 | 0 | 0 | 0 | 0 | 0 | 0 | 0 | 0 | 4862.991
2025-11-12 | 4887.442 | 15.6 | 0 | 0 | 0 | 0 | 0 | 0 | 0 | 0 | 0 | 0 | 0 | 1 | 0 | 0 | 0 | 0 | 0 | 0 | 0 | 0 | 0 | 0 | 0 | 0 | 0 | 0 | 5069.2332
2025-11-12 | 5137.929 | 15 | 0 | 0 | 0 | 0 | 0 | 0 | 0 | 0 | 0 | 0 | 0 | 0 | 1 | 0 | 0 | 0 | 0 | 0 | 0 | 0 | 0 | 0 | 0 | 0 | 0 | 0 | 5211.1695
2025-11-12 | 5278.05 | 14 | 0 | 0 | 0 | 0 | 0 | 0 | 0 | 0 | 0 | 0 | 0 | 0 | 0 | 1 | 0 | 0 | 0 | 0 | 0 | 0 | 0 | 0 | 0 | 0 | 0 | 0 | 5170.1838
2025-11-12 | 5139.66 | 13 | 0 | 0 | 0 | 0 | 0 | 0 | 0 | 0 | 0 | 0 | 0 | 0 | 0 | 0 | 1 | 0 | 0 | 0 | 0 | 0 | 0 | 0 | 0 | 0 | 0 | 0 | 5081.0088
2025-11-12 | 5147.062 | 11.9 | 0 | 0 | 0 | 0 | 0 | 0 | 0 | 0 | 0 | 0 | 0 | 0 | 0 | 0 | 0 | 1 | 0 | 0 | 0 | 0 | 0 | 0 | 0 | 0 | 0 | 0 | 5000.257
2025-11-12 | 5039.436 | 11.5 | 0 | 0 | 0 | 0 | 0 | 0 | 0 | 0 | 0 | 0 | 0 | 0 | 0 | 0 | 0 | 0 | 1 | 0 | 0 | 0 | 0 | 0 | 0 | 0 | 0 | 0 | 4920.9561
2025-11-12 | 4934.818 | 11.1 | 0 | 0 | 0 | 0 | 0 | 0 | 0 | 0 | 0 | 0 | 0 | 0 | 0 | 0 | 0 | 0 | 0 | 1 | 0 | 0 | 0 | 0 | 0 | 0 | 0 | 0 | 4764.1127
2025-11-12 | 4814.486 | 11.6 | 0 | 0 | 0 | 0 | 0 | 0 | 0 | 0 | 0 | 0 | 0 | 0 | 0 | 0 | 0 | 0 | 0 | 0 | 1 | 0 | 0 | 0 | 0 | 0 | 0 | 0 | 4503.0581
2025-11-12 | 4517.966 | 12.4 | 0 | 0 | 0 | 0 | 0 | 0 | 0 | 0 | 0 | 0 | 0 | 0 | 0 | 0 | 0 | 0 | 0 | 0 | 0 | 1 | 0 | 0 | 0 | 0 | 0 | 0 | 4254.9761
2025-11-12 | 4139.526 | 12.8 | 0 | 0 | 0 | 0 | 0 | 0 | 0 | 0 | 0 | 0 | 0 | 0 | 0 | 0 | 0 | 0 | 0 | 0 | 0 | 0 | 1 | 0 | 0 | 0 | 0 | 0 | 4092.8743
2025-11-12 | 3867.977 | 12.7 | 0 | 0 | 0 | 0 | 0 | 0 | 0 | 0 | 0 | 0 | 0 | 0 | 0 | 0 | 0 | 0 | 0 | 0 | 0 | 0 | 0 | 1 | 0 | 0 | 0 | 0 | 3929.9051
2025-11-12 | 3585.974 | 12.9 | 0 | 0 | 0 | 0 | 0 | 0 | 0 | 0 | 0 | 0 | 0 | 0 | 0 | 0 | 0 | 0 | 0 | 0 | 0 | 0 | 0 | 0 | 1 | 0 | 0 | 0 | 3758.0484
2025-11-12 | 3324.52 | 13.4 | 0 | 0 | 0 | 0 | 0 | 0 | 0 | 0 | 0 | 0 | 0 | 0 | 0 | 0 | 0 | 0 | 0 | 0 | 0 | 0 | 0 | 0 | 0 | 1 | 0 | 0 | 3527.1043
2025-11-12 | 3110.082 | 13.2 | 0 | 0 | 0 | 0 | 0 | 0 | 0 | 0 | 0 | 0 | 0 | 0 | 0 | 0 | 0 | 0 | 0 | 0 | 0 | 0 | 0 | 0 | 0 | 0 | 1 | 0 | 3298.2682
2025-11-12 | 2941.518 | 13.6 | 0 | 0 | 0 | 0 | 0 | 0 | 0 | 0 | 0 | 0 | 0 | 0 | 0 | 0 | 0 | 0 | 0 | 0 | 0 | 0 | 0 | 0 | 0 | 0 | 0 | 1 | 3194.3829
2025-11-13 | 2903.817 | 13.9 | 0 | 0 | 1 | 0 | 0 | 0 | 0 | 0 | 0 | 0 | 0 | 0 | 0 | 0 | 0 | 0 | 0 | 0 | 0 | 0 | 0 | 0 | 0 | 0 | 0 | 0 | 3139.0767
2025-11-13 | 2837.69 | 13.7 | 0 | 0 | 0 | 1 | 0 | 0 | 0 | 0 | 0 | 0 | 0 | 0 | 0 | 0 | 0 | 0 | 0 | 0 | 0 | 0 | 0 | 0 | 0 | 0 | 0 | 0 | 3090.4297
2025-11-13 | 2818.527 | 13.5 | 0 | 0 | 0 | 0 | 1 | 0 | 0 | 0 | 0 | 0 | 0 | 0 | 0 | 0 | 0 | 0 | 0 | 0 | 0 | 0 | 0 | 0 | 0 | 0 | 0 | 0 | 3064.4706
2025-11-13 | 2825.137 | 14 | 0 | 0 | 0 | 0 | 0 | 1 | 0 | 0 | 0 | 0 | 0 | 0 | 0 | 0 | 0 | 0 | 0 | 0 | 0 | 0 | 0 | 0 | 0 | 0 | 0 | 0 | 3129.1505
2025-11-13 | 2866.285 | 14.2 | 0 | 0 | 0 | 0 | 0 | 0 | 1 | 0 | 0 | 0 | 0 | 0 | 0 | 0 | 0 | 0 | 0 | 0 | 0 | 0 | 0 | 0 | 0 | 0 | 0 | 0 | 3189.0389
2025-11-13 | 2986.797 | 14.1 | 0 | 0 | 0 | 0 | 0 | 0 | 0 | 1 | 0 | 0 | 0 | 0 | 0 | 0 | 0 | 0 | 0 | 0 | 0 | 0 | 0 | 0 | 0 | 0 | 0 | 0 | 3288.3314
2025-11-13 | 3248.489 | 14.2 | 0 | 0 | 0 | 0 | 0 | 0 | 0 | 0 | 1 | 0 | 0 | 0 | 0 | 0 | 0 | 0 | 0 | 0 | 0 | 0 | 0 | 0 | 0 | 0 | 0 | 0 | 3636.1652
2025-11-13 | 3811.242 | 14.6 | 0 | 0 | 0 | 0 | 0 | 0 | 0 | 0 | 0 | 1 | 0 | 0 | 0 | 0 | 0 | 0 | 0 | 0 | 0 | 0 | 0 | 0 | 0 | 0 | 0 | 0 | 4164.2461
2025-11-13 | 4322.097 | 14.9 | 0 | 0 | 0 | 0 | 0 | 0 | 0 | 0 | 0 | 0 | 1 | 0 | 0 | 0 | 0 | 0 | 0 | 0 | 0 | 0 | 0 | 0 | 0 | 0 | 0 | 0 | 4803.6964
2025-11-13 | 4701.322 | 12.9 | 0 | 0 | 0 | 0 | 0 | 0 | 0 | 0 | 0 | 0 | 0 | 1 | 0 | 0 | 0 | 0 | 0 | 0 | 0 | 0 | 0 | 0 | 0 | 0 | 0 | 0 | 4891.3495
2025-11-13 | 4902.714 | 12.4 | 0 | 0 | 0 | 0 | 0 | 0 | 0 | 0 | 0 | 0 | 0 | 0 | 1 | 0 | 0 | 0 | 0 | 0 | 0 | 0 | 0 | 0 | 0 | 0 | 0 | 0 | 5039.8741
2025-11-13 | 5050.738 | 11.9 | 0 | 0 | 0 | 0 | 0 | 0 | 0 | 0 | 0 | 0 | 0 | 0 | 0 | 1 | 0 | 0 | 0 | 0 | 0 | 0 | 0 | 0 | 0 | 0 | 0 | 0 | 5031.8298
2025-11-13 | 4924.591 | 12.4 | 0 | 0 | 0 | 0 | 0 | 0 | 0 | 0 | 0 | 0 | 0 | 0 | 0 | 0 | 1 | 0 | 0 | 0 | 0 | 0 | 0 | 0 | 0 | 0 | 0 | 0 | 5041.4791
2025-11-13 | 4958.917 | 13.7 | 0 | 0 | 0 | 0 | 0 | 0 | 0 | 0 | 0 | 0 | 0 | 0 | 0 | 0 | 0 | 1 | 0 | 0 | 0 | 0 | 0 | 0 | 0 | 0 | 0 | 0 | 5118.8461
2025-11-13 | 4886.64 | 12.7 | 0 | 0 | 0 | 0 | 0 | 0 | 0 | 0 | 0 | 0 | 0 | 0 | 0 | 0 | 0 | 0 | 1 | 0 | 0 | 0 | 0 | 0 | 0 | 0 | 0 | 0 | 5000.0155
2025-11-13 | 4799.796 | 12 | 0 | 0 | 0 | 0 | 0 | 0 | 0 | 0 | 0 | 0 | 0 | 0 | 0 | 0 | 0 | 0 | 0 | 1 | 0 | 0 | 0 | 0 | 0 | 0 | 0 | 0 | 4823.4073
2025-11-13 | 4777.86 | 14.5 | 0 | 0 | 0 | 0 | 0 | 0 | 0 | 0 | 0 | 0 | 0 | 0 | 0 | 0 | 0 | 0 | 0 | 0 | 1 | 0 | 0 | 0 | 0 | 0 | 0 | 0 | 4694.1183
2025-11-13 | 4522.574 | 13.8 | 0 | 0 | 0 | 0 | 0 | 0 | 0 | 0 | 0 | 0 | 0 | 0 | 0 | 0 | 0 | 0 | 0 | 0 | 0 | 1 | 0 | 0 | 0 | 0 | 0 | 0 | 4347.212
2025-11-13 | 4100.021 | 13.6 | 0 | 0 | 0 | 0 | 0 | 0 | 0 | 0 | 0 | 0 | 0 | 0 | 0 | 0 | 0 | 0 | 0 | 0 | 0 | 0 | 1 | 0 | 0 | 0 | 0 | 0 | 4145.5806
2025-11-13 | 3868.597 | 14.2 | 0 | 0 | 0 | 0 | 0 | 0 | 0 | 0 | 0 | 0 | 0 | 0 | 0 | 0 | 0 | 0 | 0 | 0 | 0 | 0 | 0 | 1 | 0 | 0 | 0 | 0 | 4028.7294
2025-11-13 | 3672.708 | 14.7 | 0 | 0 | 0 | 0 | 0 | 0 | 0 | 0 | 0 | 0 | 0 | 0 | 0 | 0 | 0 | 0 | 0 | 0 | 0 | 0 | 0 | 0 | 1 | 0 | 0 | 0 | 3876.6375
2025-11-13 | 3346.614 | 14.8 | 0 | 0 | 0 | 0 | 0 | 0 | 0 | 0 | 0 | 0 | 0 | 0 | 0 | 0 | 0 | 0 | 0 | 0 | 0 | 0 | 0 | 0 | 0 | 1 | 0 | 0 | 3619.3403
2025-11-13 | 3143.794 | 14.9 | 0 | 0 | 0 | 0 | 0 | 0 | 0 | 0 | 0 | 0 | 0 | 0 | 0 | 0 | 0 | 0 | 0 | 0 | 0 | 0 | 0 | 0 | 0 | 0 | 1 | 0 | 3410.269
2025-11-13 | 2980.941 | 15.7 | 0 | 0 | 0 | 0 | 0 | 0 | 0 | 0 | 0 | 0 | 0 | 0 | 0 | 0 | 0 | 0 | 0 | 0 | 0 | 0 | 0 | 0 | 0 | 0 | 0 | 1 | 3332.7369
2025-11-14 | 2778.197 | 16.6 | 0 | 0 | 1 | 0 | 0 | 0 | 0 | 0 | 0 | 0 | 0 | 0 | 0 | 0 | 0 | 0 | 0 | 0 | 0 | 0 | 0 | 0 | 0 | 0 | 0 | 0 | 3316.9604
2025-11-14 | 2737.05 | 16.5 | 0 | 0 | 0 | 1 | 0 | 0 | 0 | 0 | 0 | 0 | 0 | 0 | 0 | 0 | 0 | 0 | 0 | 0 | 0 | 0 | 0 | 0 | 0 | 0 | 0 | 0 | 3274.9017
2025-11-14 | 2681.284 | 16.9 | 0 | 0 | 0 | 0 | 1 | 0 | 0 | 0 | 0 | 0 | 0 | 0 | 0 | 0 | 0 | 0 | 0 | 0 | 0 | 0 | 0 | 0 | 0 | 0 | 0 | 0 | 3288.4723
2025-11-14 | 2685.863 | 17 | 0 | 0 | 0 | 0 | 0 | 1 | 0 | 0 | 0 | 0 | 0 | 0 | 0 | 0 | 0 | 0 | 0 | 0 | 0 | 0 | 0 | 0 | 0 | 0 | 0 | 0 | 3326.7991
2025-11-14 | 2740.164 | 15.7 | 0 | 0 | 0 | 0 | 0 | 0 | 1 | 0 | 0 | 0 | 0 | 0 | 0 | 0 | 0 | 0 | 0 | 0 | 0 | 0 | 0 | 0 | 0 | 0 | 0 | 0 | 3287.8632
2025-11-14 | 2852.561 | 16.4 | 0 | 0 | 0 | 0 | 0 | 0 | 0 | 1 | 0 | 0 | 0 | 0 | 0 | 0 | 0 | 0 | 0 | 0 | 0 | 0 | 0 | 0 | 0 | 0 | 0 | 0 | 3439.8619
2025-11-14 | 3095.577 | 17.2 | 0 | 0 | 0 | 0 | 0 | 0 | 0 | 0 | 1 | 0 | 0 | 0 | 0 | 0 | 0 | 0 | 0 | 0 | 0 | 0 | 0 | 0 | 0 | 0 | 0 | 0 | 3833.8137
2025-11-14 | 3662.792 | 16.3 | 0 | 0 | 0 | 0 | 0 | 0 | 0 | 0 | 0 | 1 | 0 | 0 | 0 | 0 | 0 | 0 | 0 | 0 | 0 | 0 | 0 | 0 | 0 | 0 | 0 | 0 | 4276.2469
2025-11-14 | 4197.242 | 16 | 0 | 0 | 0 | 0 | 0 | 0 | 0 | 0 | 0 | 0 | 1 | 0 | 0 | 0 | 0 | 0 | 0 | 0 | 0 | 0 | 0 | 0 | 0 | 0 | 0 | 0 | 4876.1676
2025-11-14 | 4614.049 | 14.2 | 0 | 0 | 0 | 0 | 0 | 0 | 0 | 0 | 0 | 0 | 0 | 1 | 0 | 0 | 0 | 0 | 0 | 0 | 0 | 0 | 0 | 0 | 0 | 0 | 0 | 0 | 4976.9972
2025-11-14 | 4883.628 | 12.3 | 0 | 0 | 0 | 0 | 0 | 0 | 0 | 0 | 0 | 0 | 0 | 0 | 1 | 0 | 0 | 0 | 0 | 0 | 0 | 0 | 0 | 0 | 0 | 0 | 0 | 0 | 5033.2858
2025-11-14 | 5026.944 | 10.7 | 0 | 0 | 0 | 0 | 0 | 0 | 0 | 0 | 0 | 0 | 0 | 0 | 0 | 1 | 0 | 0 | 0 | 0 | 0 | 0 | 0 | 0 | 0 | 0 | 0 | 0 | 4952.7703
2025-11-14 | 4965.651 | 10.3 | 0 | 0 | 0 | 0 | 0 | 0 | 0 | 0 | 0 | 0 | 0 | 0 | 0 | 0 | 1 | 0 | 0 | 0 | 0 | 0 | 0 | 0 | 0 | 0 | 0 | 0 | 4903.1251
2025-11-14 | 4975.246 | 9.3 | 0 | 0 | 0 | 0 | 0 | 0 | 0 | 0 | 0 | 0 | 0 | 0 | 0 | 0 | 0 | 1 | 0 | 0 | 0 | 0 | 0 | 0 | 0 | 0 | 0 | 0 | 4828.9616
2025-11-14 | 4919.366 | 9.5 | 0 | 0 | 0 | 0 | 0 | 0 | 0 | 0 | 0 | 0 | 0 | 0 | 0 | 0 | 0 | 0 | 1 | 0 | 0 | 0 | 0 | 0 | 0 | 0 | 0 | 0 | 4789.1904
2025-11-14 | 4806.376 | 9.2 | 0 | 0 | 0 | 0 | 0 | 0 | 0 | 0 | 0 | 0 | 0 | 0 | 0 | 0 | 0 | 0 | 0 | 1 | 0 | 0 | 0 | 0 | 0 | 0 | 0 | 0 | 4638.9353
2025-11-14 | 4549.856 | 9.4 | 0 | 0 | 0 | 0 | 0 | 0 | 0 | 0 | 0 | 0 | 0 | 0 | 0 | 0 | 0 | 0 | 0 | 0 | 1 | 0 | 0 | 0 | 0 | 0 | 0 | 0 | 4358.1158
2025-11-14 | 4228.497 | 10.7 | 0 | 0 | 0 | 0 | 0 | 0 | 0 | 0 | 0 | 0 | 0 | 0 | 0 | 0 | 0 | 0 | 0 | 0 | 0 | 1 | 0 | 0 | 0 | 0 | 0 | 0 | 4142.9752
2025-11-14 | 3953.614 | 12.3 | 0 | 0 | 0 | 0 | 0 | 0 | 0 | 0 | 0 | 0 | 0 | 0 | 0 | 0 | 0 | 0 | 0 | 0 | 0 | 0 | 1 | 0 | 0 | 0 | 0 | 0 | 4059.9329
2025-11-14 | 3758.065 | 13.3 | 0 | 0 | 0 | 0 | 0 | 0 | 0 | 0 | 0 | 0 | 0 | 0 | 0 | 0 | 0 | 0 | 0 | 0 | 0 | 0 | 0 | 1 | 0 | 0 | 0 | 0 | 3969.4348
2025-11-14 | 3559.859 | 13.2 | 0 | 0 | 0 | 0 | 0 | 0 | 0 | 0 | 0 | 0 | 0 | 0 | 0 | 0 | 0 | 0 | 0 | 0 | 0 | 0 | 0 | 0 | 1 | 0 | 0 | 0 | 3777.8133
2025-11-14 | 3312.469 | 13.9 | 0 | 0 | 0 | 0 | 0 | 0 | 0 | 0 | 0 | 0 | 0 | 0 | 0 | 0 | 0 | 0 | 0 | 0 | 0 | 0 | 0 | 0 | 0 | 1 | 0 | 0 | 3560.0458
2025-11-14 | 3064.951 | 14.5 | 0 | 0 | 0 | 0 | 0 | 0 | 0 | 0 | 0 | 0 | 0 | 0 | 0 | 0 | 0 | 0 | 0 | 0 | 0 | 0 | 0 | 0 | 0 | 0 | 1 | 0 | 3383.9159
2025-11-14 | 2890.639 | 14.6 | 0 | 0 | 0 | 0 | 0 | 0 | 0 | 0 | 0 | 0 | 0 | 0 | 0 | 0 | 0 | 0 | 0 | 0 | 0 | 0 | 0 | 0 | 0 | 0 | 0 | 1 | 3260.2657
2025-11-15 | 2990.161 | 16 | 0 | 1 | 1 | 0 | 0 | 0 | 0 | 0 | 0 | 0 | 0 | 0 | 0 | 0 | 0 | 0 | 0 | 0 | 0 | 0 | 0 | 0 | 0 | 0 | 0 | 0 | 2704.8998
2025-11-15 | 2928.793 | 16 | 0 | 1 | 0 | 1 | 0 | 0 | 0 | 0 | 0 | 0 | 0 | 0 | 0 | 0 | 0 | 0 | 0 | 0 | 0 | 0 | 0 | 0 | 0 | 0 | 0 | 0 | 2669.4294
2025-11-15 | 2919.801 | 15.9 | 0 | 1 | 0 | 0 | 1 | 0 | 0 | 0 | 0 | 0 | 0 | 0 | 0 | 0 | 0 | 0 | 0 | 0 | 0 | 0 | 0 | 0 | 0 | 0 | 0 | 0 | 2650.0586
2025-11-15 | 2941.955 | 15.6 | 0 | 1 | 0 | 0 | 0 | 1 | 0 | 0 | 0 | 0 | 0 | 0 | 0 | 0 | 0 | 0 | 0 | 0 | 0 | 0 | 0 | 0 | 0 | 0 | 0 | 0 | 2662.0323
2025-11-15 | 2985.212 | 15.7 | 0 | 1 | 0 | 0 | 0 | 0 | 1 | 0 | 0 | 0 | 0 | 0 | 0 | 0 | 0 | 0 | 0 | 0 | 0 | 0 | 0 | 0 | 0 | 0 | 0 | 0 | 2715.3323
2025-11-15 | 2994.663 | 15.4 | 0 | 1 | 0 | 0 | 0 | 0 | 0 | 1 | 0 | 0 | 0 | 0 | 0 | 0 | 0 | 0 | 0 | 0 | 0 | 0 | 0 | 0 | 0 | 0 | 0 | 0 | 2801.4482
2025-11-15 | 3153.623 | 15.5 | 0 | 1 | 0 | 0 | 0 | 0 | 0 | 0 | 1 | 0 | 0 | 0 | 0 | 0 | 0 | 0 | 0 | 0 | 0 | 0 | 0 | 0 | 0 | 0 | 0 | 0 | 3149.282
2025-11-15 | 3255.615 | 15.4 | 0 | 1 | 0 | 0 | 0 | 0 | 0 | 0 | 0 | 1 | 0 | 0 | 0 | 0 | 0 | 0 | 0 | 0 | 0 | 0 | 0 | 0 | 0 | 0 | 0 | 0 | 3644.4215
2025-11-15 | 3535.094 | 14.2 | 0 | 1 | 0 | 0 | 0 | 0 | 0 | 0 | 0 | 0 | 1 | 0 | 0 | 0 | 0 | 0 | 0 | 0 | 0 | 0 | 0 | 0 | 0 | 0 | 0 | 0 | 4185.0476
2025-11-15 | 3867.382 | 13.4 | 0 | 1 | 0 | 0 | 0 | 0 | 0 | 0 | 0 | 0 | 0 | 1 | 0 | 0 | 0 | 0 | 0 | 0 | 0 | 0 | 0 | 0 | 0 | 0 | 0 | 0 | 4351.7601
2025-11-15 | 4165.509 | 12.9 | 0 | 1 | 0 | 0 | 0 | 0 | 0 | 0 | 0 | 0 | 0 | 0 | 1 | 0 | 0 | 0 | 0 | 0 | 0 | 0 | 0 | 0 | 0 | 0 | 0 | 0 | 4500.2847
2025-11-15 | 4236.665 | 12.1 | 0 | 1 | 0 | 0 | 0 | 0 | 0 | 0 | 0 | 0 | 0 | 0 | 0 | 1 | 0 | 0 | 0 | 0 | 0 | 0 | 0 | 0 | 0 | 0 | 0 | 0 | 4472.4755
2025-11-15 | 4266.967 | 12 | 0 | 1 | 0 | 0 | 0 | 0 | 0 | 0 | 0 | 0 | 0 | 0 | 0 | 0 | 1 | 0 | 0 | 0 | 0 | 0 | 0 | 0 | 0 | 0 | 0 | 0 | 4442.5951
2025-11-15 | 4191.07 | 13 | 0 | 1 | 0 | 0 | 0 | 0 | 0 | 0 | 0 | 0 | 0 | 0 | 0 | 0 | 0 | 1 | 0 | 0 | 0 | 0 | 0 | 0 | 0 | 0 | 0 | 0 | 4500.1973
2025-11-15 | 4097.926 | 12.7 | 0 | 1 | 0 | 0 | 0 | 0 | 0 | 0 | 0 | 0 | 0 | 0 | 0 | 0 | 0 | 0 | 1 | 0 | 0 | 0 | 0 | 0 | 0 | 0 | 0 | 0 | 4427.4847
2025-11-15 | 4027.48 | 12.8 | 0 | 1 | 0 | 0 | 0 | 0 | 0 | 0 | 0 | 0 | 0 | 0 | 0 | 0 | 0 | 0 | 0 | 1 | 0 | 0 | 0 | 0 | 0 | 0 | 0 | 0 | 4303.5827
2025-11-15 | 4008.882 | 12.8 | 0 | 1 | 0 | 0 | 0 | 0 | 0 | 0 | 0 | 0 | 0 | 0 | 0 | 0 | 0 | 0 | 0 | 0 | 1 | 0 | 0 | 0 | 0 | 0 | 0 | 0 | 4009.5866
2025-11-15 | 3977.996 | 12.4 | 0 | 1 | 0 | 0 | 0 | 0 | 0 | 0 | 0 | 0 | 0 | 0 | 0 | 0 | 0 | 0 | 0 | 0 | 0 | 1 | 0 | 0 | 0 | 0 | 0 | 0 | 3682.4452
2025-11-15 | 3873.599 | 12.3 | 0 | 1 | 0 | 0 | 0 | 0 | 0 | 0 | 0 | 0 | 0 | 0 | 0 | 0 | 0 | 0 | 0 | 0 | 0 | 0 | 1 | 0 | 0 | 0 | 0 | 0 | 3487.4021
2025-11-15 | 3668.41 | 12.1 | 0 | 1 | 0 | 0 | 0 | 0 | 0 | 0 | 0 | 0 | 0 | 0 | 0 | 0 | 0 | 0 | 0 | 0 | 0 | 0 | 0 | 1 | 0 | 0 | 0 | 0 | 3317.8446
2025-11-15 | 3543.997 | 12.1 | 0 | 1 | 0 | 0 | 0 | 0 | 0 | 0 | 0 | 0 | 0 | 0 | 0 | 0 | 0 | 0 | 0 | 0 | 0 | 0 | 0 | 0 | 1 | 0 | 0 | 0 | 3132.8113
2025-11-15 | 3291.988 | 7.4 | 0 | 1 | 0 | 0 | 0 | 0 | 0 | 0 | 0 | 0 | 0 | 0 | 0 | 0 | 0 | 0 | 0 | 0 | 0 | 0 | 0 | 0 | 0 | 1 | 0 | 0 | 2559.2764
2025-11-15 | 3101.528 | 8.9 | 0 | 1 | 0 | 0 | 0 | 0 | 0 | 0 | 0 | 0 | 0 | 0 | 0 | 0 | 0 | 0 | 0 | 0 | 0 | 0 | 0 | 0 | 0 | 0 | 1 | 0 | 2442.4411
2025-11-15 | 2896.042 | 9.6 | 0 | 1 | 0 | 0 | 0 | 0 | 0 | 0 | 0 | 0 | 0 | 0 | 0 | 0 | 0 | 0 | 0 | 0 | 0 | 0 | 0 | 0 | 0 | 0 | 0 | 1 | 2358.3206
2025-11-16 | 2777.155 | 9.6 | 0 | 1 | 1 | 0 | 0 | 0 | 0 | 0 | 0 | 0 | 0 | 0 | 0 | 0 | 0 | 0 | 0 | 0 | 0 | 0 | 0 | 0 | 0 | 0 | 0 | 0 | 2283.2496
2025-11-16 | 2740.311 | 9.9 | 0 | 1 | 0 | 1 | 0 | 0 | 0 | 0 | 0 | 0 | 0 | 0 | 0 | 0 | 0 | 0 | 0 | 0 | 0 | 0 | 0 | 0 | 0 | 0 | 0 | 0 | 2267.5441
2025-11-16 | 2738.921 | 11 | 0 | 1 | 0 | 0 | 1 | 0 | 0 | 0 | 0 | 0 | 0 | 0 | 0 | 0 | 0 | 0 | 0 | 0 | 0 | 0 | 0 | 0 | 0 | 0 | 0 | 0 | 2327.2326
2025-11-16 | 2749.723 | 11.6 | 0 | 1 | 0 | 0 | 0 | 1 | 0 | 0 | 0 | 0 | 0 | 0 | 0 | 0 | 0 | 0 | 0 | 0 | 0 | 0 | 0 | 0 | 0 | 0 | 0 | 0 | 2398.5009
2025-11-16 | 2766.565 | 13 | 0 | 1 | 0 | 0 | 0 | 0 | 1 | 0 | 0 | 0 | 0 | 0 | 0 | 0 | 0 | 0 | 0 | 0 | 0 | 0 | 0 | 0 | 0 | 0 | 0 | 0 | 2537.4486
2025-11-16 | 2810.177 | 13 | 0 | 1 | 0 | 0 | 0 | 0 | 0 | 1 | 0 | 0 | 0 | 0 | 0 | 0 | 0 | 0 | 0 | 0 | 0 | 0 | 0 | 0 | 0 | 0 | 0 | 0 | 2643.3294
2025-11-16 | 2949.598 | 13.9 | 0 | 1 | 0 | 0 | 0 | 0 | 0 | 0 | 1 | 0 | 0 | 0 | 0 | 0 | 0 | 0 | 0 | 0 | 0 | 0 | 0 | 0 | 0 | 0 | 0 | 0 | 3043.8695
2025-11-16 | 3083.797 | 14.9 | 0 | 1 | 0 | 0 | 0 | 0 | 0 | 0 | 0 | 1 | 0 | 0 | 0 | 0 | 0 | 0 | 0 | 0 | 0 | 0 | 0 | 0 | 0 | 0 | 0 | 0 | 3611.4801
2025-11-16 | 3223.294 | 14.9 | 0 | 1 | 0 | 0 | 0 | 0 | 0 | 0 | 0 | 0 | 1 | 0 | 0 | 0 | 0 | 0 | 0 | 0 | 0 | 0 | 0 | 0 | 0 | 0 | 0 | 0 | 4231.1656
2025-11-16 | 3482.317 | 14.4 | 0 | 1 | 0 | 0 | 0 | 0 | 0 | 0 | 0 | 0 | 0 | 1 | 0 | 0 | 0 | 0 | 0 | 0 | 0 | 0 | 0 | 0 | 0 | 0 | 0 | 0 | 4417.643
2025-11-16 | 3689.831 | 14.9 | 0 | 1 | 0 | 0 | 0 | 0 | 0 | 0 | 0 | 0 | 0 | 0 | 1 | 0 | 0 | 0 | 0 | 0 | 0 | 0 | 0 | 0 | 0 | 0 | 0 | 0 | 4632.0504
2025-11-16 | 3794.8 | 14.6 | 0 | 1 | 0 | 0 | 0 | 0 | 0 | 0 | 0 | 0 | 0 | 0 | 0 | 1 | 0 | 0 | 0 | 0 | 0 | 0 | 0 | 0 | 0 | 0 | 0 | 0 | 4637.1826
2025-11-16 | 3869.431 | 13 | 0 | 1 | 0 | 0 | 0 | 0 | 0 | 0 | 0 | 0 | 0 | 0 | 0 | 0 | 1 | 0 | 0 | 0 | 0 | 0 | 0 | 0 | 0 | 0 | 0 | 0 | 4508.478
2025-11-16 | 3779.654 | 13.6 | 0 | 1 | 0 | 0 | 0 | 0 | 0 | 0 | 0 | 0 | 0 | 0 | 0 | 0 | 0 | 1 | 0 | 0 | 0 | 0 | 0 | 0 | 0 | 0 | 0 | 0 | 4539.727
2025-11-16 | 3792.113 | 13.5 | 0 | 1 | 0 | 0 | 0 | 0 | 0 | 0 | 0 | 0 | 0 | 0 | 0 | 0 | 0 | 0 | 1 | 0 | 0 | 0 | 0 | 0 | 0 | 0 | 0 | 0 | 4480.191
2025-11-16 | 3754.399 | 14.8 | 0 | 1 | 0 | 0 | 0 | 0 | 0 | 0 | 0 | 0 | 0 | 0 | 0 | 0 | 0 | 0 | 0 | 1 | 0 | 0 | 0 | 0 | 0 | 0 | 0 | 0 | 4435.3484
2025-11-16 | 3848.011 | 15.2 | 0 | 1 | 0 | 0 | 0 | 0 | 0 | 0 | 0 | 0 | 0 | 0 | 0 | 0 | 0 | 0 | 0 | 0 | 1 | 0 | 0 | 0 | 0 | 0 | 0 | 0 | 4167.7055
2025-11-16 | 3950.25 | 16.3 | 0 | 1 | 0 | 0 | 0 | 0 | 0 | 0 | 0 | 0 | 0 | 0 | 0 | 0 | 0 | 0 | 0 | 0 | 0 | 1 | 0 | 0 | 0 | 0 | 0 | 0 | 3939.3883
2025-11-16 | 3822.986 | 17.9 | 0 | 1 | 0 | 0 | 0 | 0 | 0 | 0 | 0 | 0 | 0 | 0 | 0 | 0 | 0 | 0 | 0 | 0 | 0 | 0 | 1 | 0 | 0 | 0 | 0 | 0 | 3856.346
2025-11-16 | 3651.913 | 17.2 | 0 | 1 | 0 | 0 | 0 | 0 | 0 | 0 | 0 | 0 | 0 | 0 | 0 | 0 | 0 | 0 | 0 | 0 | 0 | 0 | 0 | 1 | 0 | 0 | 0 | 0 | 3653.8471
2025-11-16 | 3547.529 | 17 | 0 | 1 | 0 | 0 | 0 | 0 | 0 | 0 | 0 | 0 | 0 | 0 | 0 | 0 | 0 | 0 | 0 | 0 | 0 | 0 | 0 | 0 | 1 | 0 | 0 | 0 | 3455.6372
2025-11-16 | 3361.652 | 18.2 | 0 | 1 | 0 | 0 | 0 | 0 | 0 | 0 | 0 | 0 | 0 | 0 | 0 | 0 | 0 | 0 | 0 | 0 | 0 | 0 | 0 | 0 | 0 | 1 | 0 | 0 | 3270.8112
2025-11-16 | 3183.015 | 18.9 | 0 | 1 | 0 | 0 | 0 | 0 | 0 | 0 | 0 | 0 | 0 | 0 | 0 | 0 | 0 | 0 | 0 | 0 | 0 | 0 | 0 | 0 | 0 | 0 | 1 | 0 | 3101.2696
2025-11-16 | 3079.816 | 19.4 | 0 | 1 | 0 | 0 | 0 | 0 | 0 | 0 | 0 | 0 | 0 | 0 | 0 | 0 | 0 | 0 | 0 | 0 | 0 | 0 | 0 | 0 | 0 | 0 | 0 | 1 | 3003.9726
2025-11-17 | 3043.441 | 19.8 | 0 | 0 | 1 | 0 | 0 | 0 | 0 | 0 | 0 | 0 | 0 | 0 | 0 | 0 | 0 | 0 | 0 | 0 | 0 | 0 | 0 | 0 | 0 | 0 | 0 | 0 | 3527.7855
2025-11-17 | 3029.548 | 19.4 | 0 | 0 | 0 | 1 | 0 | 0 | 0 | 0 | 0 | 0 | 0 | 0 | 0 | 0 | 0 | 0 | 0 | 0 | 0 | 0 | 0 | 0 | 0 | 0 | 0 | 0 | 3465.962
2025-11-17 | 3012.863 | 18.4 | 0 | 0 | 0 | 0 | 1 | 0 | 0 | 0 | 0 | 0 | 0 | 0 | 0 | 0 | 0 | 0 | 0 | 0 | 0 | 0 | 0 | 0 | 0 | 0 | 0 | 0 | 3387.2966
2025-11-17 | 3051.994 | 20 | 0 | 0 | 0 | 0 | 0 | 1 | 0 | 0 | 0 | 0 | 0 | 0 | 0 | 0 | 0 | 0 | 0 | 0 | 0 | 0 | 0 | 0 | 0 | 0 | 0 | 0 | 3524.4477
2025-11-17 | 3142.203 | 18.9 | 0 | 0 | 0 | 0 | 0 | 0 | 1 | 0 | 0 | 0 | 0 | 0 | 0 | 0 | 0 | 0 | 0 | 0 | 0 | 0 | 0 | 0 | 0 | 0 | 0 | 0 | 3498.6883
2025-11-17 | 3215.671 | 20.8 | 0 | 0 | 0 | 0 | 0 | 0 | 0 | 1 | 0 | 0 | 0 | 0 | 0 | 0 | 0 | 0 | 0 | 0 | 0 | 0 | 0 | 0 | 0 | 0 | 0 | 0 | 3729.7465
2025-11-17 | 3452.538 | 18.8 | 0 | 0 | 0 | 0 | 0 | 0 | 0 | 0 | 1 | 0 | 0 | 0 | 0 | 0 | 0 | 0 | 0 | 0 | 0 | 0 | 0 | 0 | 0 | 0 | 0 | 0 | 3939.2263
2025-11-17 | 3931.511 | 18 | 0 | 0 | 0 | 0 | 0 | 0 | 0 | 0 | 0 | 1 | 0 | 0 | 0 | 0 | 0 | 0 | 0 | 0 | 0 | 0 | 0 | 0 | 0 | 0 | 0 | 0 | 4388.2478
2025-11-17 | 4437.669 | 18 | 0 | 0 | 0 | 0 | 0 | 0 | 0 | 0 | 0 | 0 | 1 | 0 | 0 | 0 | 0 | 0 | 0 | 0 | 0 | 0 | 0 | 0 | 0 | 0 | 0 | 0 | 5007.9333
2025-11-17 | 4771.944 | 16.6 | 0 | 0 | 0 | 0 | 0 | 0 | 0 | 0 | 0 | 0 | 0 | 1 | 0 | 0 | 0 | 0 | 0 | 0 | 0 | 0 | 0 | 0 | 0 | 0 | 0 | 0 | 5135.1161
2025-11-17 | 5034.7 | 14.9 | 0 | 0 | 0 | 0 | 0 | 0 | 0 | 0 | 0 | 0 | 0 | 0 | 1 | 0 | 0 | 0 | 0 | 0 | 0 | 0 | 0 | 0 | 0 | 0 | 0 | 0 | 5204.5812
2025-11-17 | 5098.847 | 14 | 0 | 0 | 0 | 0 | 0 | 0 | 0 | 0 | 0 | 0 | 0 | 0 | 0 | 1 | 0 | 0 | 0 | 0 | 0 | 0 | 0 | 0 | 0 | 0 | 0 | 0 | 5170.1838
2025-11-17 | 5062.491 | 14.2 | 0 | 0 | 0 | 0 | 0 | 0 | 0 | 0 | 0 | 0 | 0 | 0 | 0 | 0 | 1 | 0 | 0 | 0 | 0 | 0 | 0 | 0 | 0 | 0 | 0 | 0 | 5160.0682
2025-11-17 | 5040.655 | 13.6 | 0 | 0 | 0 | 0 | 0 | 0 | 0 | 0 | 0 | 0 | 0 | 0 | 0 | 0 | 0 | 1 | 0 | 0 | 0 | 0 | 0 | 0 | 0 | 0 | 0 | 0 | 5112.2578
2025-11-17 | 5009.183 | 14.7 | 0 | 0 | 0 | 0 | 0 | 0 | 0 | 0 | 0 | 0 | 0 | 0 | 0 | 0 | 0 | 0 | 1 | 0 | 0 | 0 | 0 | 0 | 0 | 0 | 0 | 0 | 5131.7812
2025-11-17 | 4910.017 | 14.4 | 0 | 0 | 0 | 0 | 0 | 0 | 0 | 0 | 0 | 0 | 0 | 0 | 0 | 0 | 0 | 0 | 0 | 1 | 0 | 0 | 0 | 0 | 0 | 0 | 0 | 0 | 4981.5261
2025-11-17 | 4852.171 | 15 | 0 | 0 | 0 | 0 | 0 | 0 | 0 | 0 | 0 | 0 | 0 | 0 | 0 | 0 | 0 | 0 | 0 | 0 | 1 | 0 | 0 | 0 | 0 | 0 | 0 | 0 | 4727.0598
2025-11-17 | 4575.683 | 15.5 | 0 | 0 | 0 | 0 | 0 | 0 | 0 | 0 | 0 | 0 | 0 | 0 | 0 | 0 | 0 | 0 | 0 | 0 | 0 | 1 | 0 | 0 | 0 | 0 | 0 | 0 | 4459.2129
2025-11-17 | 4175.867 | 16.2 | 0 | 0 | 0 | 0 | 0 | 0 | 0 | 0 | 0 | 0 | 0 | 0 | 0 | 0 | 0 | 0 | 0 | 0 | 0 | 0 | 1 | 0 | 0 | 0 | 0 | 0 | 4316.876
2025-11-17 | 3903.054 | 18 | 0 | 0 | 0 | 0 | 0 | 0 | 0 | 0 | 0 | 0 | 0 | 0 | 0 | 0 | 0 | 0 | 0 | 0 | 0 | 0 | 0 | 1 | 0 | 0 | 0 | 0 | 4279.0842
2025-11-17 | 3697.175 | 18.4 | 0 | 0 | 0 | 0 | 0 | 0 | 0 | 0 | 0 | 0 | 0 | 0 | 0 | 0 | 0 | 0 | 0 | 0 | 0 | 0 | 0 | 0 | 1 | 0 | 0 | 0 | 4120.4041
2025-11-17 | 3473.577 | 19.5 | 0 | 0 | 0 | 0 | 0 | 0 | 0 | 0 | 0 | 0 | 0 | 0 | 0 | 0 | 0 | 0 | 0 | 0 | 0 | 0 | 0 | 0 | 0 | 1 | 0 | 0 | 3928.9897
2025-11-17 | 3266.753 | 19.6 | 0 | 0 | 0 | 0 | 0 | 0 | 0 | 0 | 0 | 0 | 0 | 0 | 0 | 0 | 0 | 0 | 0 | 0 | 0 | 0 | 0 | 0 | 0 | 0 | 1 | 0 | 3719.9184
2025-11-17 | 3108.922 | 18.1 | 0 | 0 | 0 | 0 | 0 | 0 | 0 | 0 | 0 | 0 | 0 | 0 | 0 | 0 | 0 | 0 | 0 | 0 | 0 | 0 | 0 | 0 | 0 | 0 | 0 | 1 | 3490.8557
2025-11-18 | 3057.326 | 17 | 0 | 0 | 1 | 0 | 0 | 0 | 0 | 0 | 0 | 0 | 0 | 0 | 0 | 0 | 0 | 0 | 0 | 0 | 0 | 0 | 0 | 0 | 0 | 0 | 0 | 0 | 3343.3135
2025-11-18 | 3027.092 | 17.6 | 0 | 0 | 0 | 1 | 0 | 0 | 0 | 0 | 0 | 0 | 0 | 0 | 0 | 0 | 0 | 0 | 0 | 0 | 0 | 0 | 0 | 0 | 0 | 0 | 0 | 0 | 3347.3729
2025-11-18 | 3024.977 | 17.1 | 0 | 0 | 0 | 0 | 1 | 0 | 0 | 0 | 0 | 0 | 0 | 0 | 0 | 0 | 0 | 0 | 0 | 0 | 0 | 0 | 0 | 0 | 0 | 0 | 0 | 0 | 3301.6488
2025-11-18 | 3048.945 | 16.8 | 0 | 0 | 0 | 0 | 0 | 1 | 0 | 0 | 0 | 0 | 0 | 0 | 0 | 0 | 0 | 0 | 0 | 0 | 0 | 0 | 0 | 0 | 0 | 0 | 0 | 0 | 3313.6225
2025-11-18 | 3105.984 | 17 | 0 | 0 | 0 | 0 | 0 | 0 | 1 | 0 | 0 | 0 | 0 | 0 | 0 | 0 | 0 | 0 | 0 | 0 | 0 | 0 | 0 | 0 | 0 | 0 | 0 | 0 | 3373.5109
2025-11-18 | 3177.067 | 17.4 | 0 | 0 | 0 | 0 | 0 | 0 | 0 | 1 | 0 | 0 | 0 | 0 | 0 | 0 | 0 | 0 | 0 | 0 | 0 | 0 | 0 | 0 | 0 | 0 | 0 | 0 | 3505.7448
2025-11-18 | 3476.001 | 16.8 | 0 | 0 | 0 | 0 | 0 | 0 | 0 | 0 | 1 | 0 | 0 | 0 | 0 | 0 | 0 | 0 | 0 | 0 | 0 | 0 | 0 | 0 | 0 | 0 | 0 | 0 | 3807.4606
2025-11-18 | 4003.298 | 16.3 | 0 | 0 | 0 | 0 | 0 | 0 | 0 | 0 | 0 | 1 | 0 | 0 | 0 | 0 | 0 | 0 | 0 | 0 | 0 | 0 | 0 | 0 | 0 | 0 | 0 | 0 | 4276.2469
2025-11-18 | 4574.303 | 15.9 | 0 | 0 | 0 | 0 | 0 | 0 | 0 | 0 | 0 | 0 | 1 | 0 | 0 | 0 | 0 | 0 | 0 | 0 | 0 | 0 | 0 | 0 | 0 | 0 | 0 | 0 | 4869.5793
2025-11-18 | 4905.691 | 15 | 0 | 0 | 0 | 0 | 0 | 0 | 0 | 0 | 0 | 0 | 0 | 1 | 0 | 0 | 0 | 0 | 0 | 0 | 0 | 0 | 0 | 0 | 0 | 0 | 0 | 0 | 5029.7035
2025-11-18 | 5190.976 | 14.1 | 0 | 0 | 0 | 0 | 0 | 0 | 0 | 0 | 0 | 0 | 0 | 0 | 1 | 0 | 0 | 0 | 0 | 0 | 0 | 0 | 0 | 0 | 0 | 0 | 0 | 0 | 5151.8749
2025-11-18 | 5198.25 | 12.8 | 0 | 0 | 0 | 0 | 0 | 0 | 0 | 0 | 0 | 0 | 0 | 0 | 0 | 1 | 0 | 0 | 0 | 0 | 0 | 0 | 0 | 0 | 0 | 0 | 0 | 0 | 5091.1243
2025-11-18 | 5137.692 | 12.9 | 0 | 0 | 0 | 0 | 0 | 0 | 0 | 0 | 0 | 0 | 0 | 0 | 0 | 0 | 1 | 0 | 0 | 0 | 0 | 0 | 0 | 0 | 0 | 0 | 0 | 0 | 5074.4205
2025-11-18 | 5045.011 | 12.9 | 0 | 0 | 0 | 0 | 0 | 0 | 0 | 0 | 0 | 0 | 0 | 0 | 0 | 0 | 0 | 1 | 0 | 0 | 0 | 0 | 0 | 0 | 0 | 0 | 0 | 0 | 5066.1398
2025-11-18 | 5094.435 | 12.4 | 0 | 0 | 0 | 0 | 0 | 0 | 0 | 0 | 0 | 0 | 0 | 0 | 0 | 0 | 0 | 0 | 1 | 0 | 0 | 0 | 0 | 0 | 0 | 0 | 0 | 0 | 4980.2507
2025-11-18 | 4989.104 | 12 | 0 | 0 | 0 | 0 | 0 | 0 | 0 | 0 | 0 | 0 | 0 | 0 | 0 | 0 | 0 | 0 | 0 | 1 | 0 | 0 | 0 | 0 | 0 | 0 | 0 | 0 | 4823.4073
2025-11-18 | 4834.805 | 13.4 | 0 | 0 | 0 | 0 | 0 | 0 | 0 | 0 | 0 | 0 | 0 | 0 | 0 | 0 | 0 | 0 | 0 | 0 | 1 | 0 | 0 | 0 | 0 | 0 | 0 | 0 | 4621.6472
2025-11-18 | 4519.591 | 13.9 | 0 | 0 | 0 | 0 | 0 | 0 | 0 | 0 | 0 | 0 | 0 | 0 | 0 | 0 | 0 | 0 | 0 | 0 | 0 | 1 | 0 | 0 | 0 | 0 | 0 | 0 | 4353.8003
2025-11-18 | 4157.761 | 14.7 | 0 | 0 | 0 | 0 | 0 | 0 | 0 | 0 | 0 | 0 | 0 | 0 | 0 | 0 | 0 | 0 | 0 | 0 | 0 | 0 | 1 | 0 | 0 | 0 | 0 | 0 | 4218.0518
2025-11-18 | 3912.633 | 15.7 | 0 | 0 | 0 | 0 | 0 | 0 | 0 | 0 | 0 | 0 | 0 | 0 | 0 | 0 | 0 | 0 | 0 | 0 | 0 | 0 | 0 | 1 | 0 | 0 | 0 | 0 | 4127.5537
2025-11-18 | 3761.41 | 16.1 | 0 | 0 | 0 | 0 | 0 | 0 | 0 | 0 | 0 | 0 | 0 | 0 | 0 | 0 | 0 | 0 | 0 | 0 | 0 | 0 | 0 | 0 | 1 | 0 | 0 | 0 | 3968.8735
2025-11-18 | 3503.174 | 16.9 | 0 | 0 | 0 | 0 | 0 | 0 | 0 | 0 | 0 | 0 | 0 | 0 | 0 | 0 | 0 | 0 | 0 | 0 | 0 | 0 | 0 | 0 | 0 | 1 | 0 | 0 | 3757.6943
2025-11-18 | 3241.935 | 17.2 | 0 | 0 | 0 | 0 | 0 | 0 | 0 | 0 | 0 | 0 | 0 | 0 | 0 | 0 | 0 | 0 | 0 | 0 | 0 | 0 | 0 | 0 | 0 | 0 | 1 | 0 | 3561.7996
2025-11-18 | 3125.92 | 18.2 | 0 | 0 | 0 | 0 | 0 | 0 | 0 | 0 | 0 | 0 | 0 | 0 | 0 | 0 | 0 | 0 | 0 | 0 | 0 | 0 | 0 | 0 | 0 | 0 | 0 | 1 | 3497.444
2025-11-19 | 3028.634 | 18.1 | 0 | 0 | 1 | 0 | 0 | 0 | 0 | 0 | 0 | 0 | 0 | 0 | 0 | 0 | 0 | 0 | 0 | 0 | 0 | 0 | 0 | 0 | 0 | 0 | 0 | 0 | 3415.7847
2025-11-19 | 2982.365 | 19.1 | 0 | 0 | 0 | 1 | 0 | 0 | 0 | 0 | 0 | 0 | 0 | 0 | 0 | 0 | 0 | 0 | 0 | 0 | 0 | 0 | 0 | 0 | 0 | 0 | 0 | 0 | 3446.1971
2025-11-19 | 2976.596 | 19.8 | 0 | 0 | 0 | 0 | 1 | 0 | 0 | 0 | 0 | 0 | 0 | 0 | 0 | 0 | 0 | 0 | 0 | 0 | 0 | 0 | 0 | 0 | 0 | 0 | 0 | 0 | 3479.5325
2025-11-19 | 2996.818 | 20.3 | 0 | 0 | 0 | 0 | 0 | 1 | 0 | 0 | 0 | 0 | 0 | 0 | 0 | 0 | 0 | 0 | 0 | 0 | 0 | 0 | 0 | 0 | 0 | 0 | 0 | 0 | 3544.2125
2025-11-19 | 3075.553 | 21.3 | 0 | 0 | 0 | 0 | 0 | 0 | 1 | 0 | 0 | 0 | 0 | 0 | 0 | 0 | 0 | 0 | 0 | 0 | 0 | 0 | 0 | 0 | 0 | 0 | 0 | 0 | 3656.8071
2025-11-19 | 3167.863 | 20.1 | 0 | 0 | 0 | 0 | 0 | 0 | 0 | 1 | 0 | 0 | 0 | 0 | 0 | 0 | 0 | 0 | 0 | 0 | 0 | 0 | 0 | 0 | 0 | 0 | 0 | 0 | 3683.6285
2025-11-19 | 3454.37 | 20.7 | 0 | 0 | 0 | 0 | 0 | 0 | 0 | 0 | 1 | 0 | 0 | 0 | 0 | 0 | 0 | 0 | 0 | 0 | 0 | 0 | 0 | 0 | 0 | 0 | 0 | 0 | 4064.4037
2025-11-19 | 4009.217 | 19.4 | 0 | 0 | 0 | 0 | 0 | 0 | 0 | 0 | 0 | 1 | 0 | 0 | 0 | 0 | 0 | 0 | 0 | 0 | 0 | 0 | 0 | 0 | 0 | 0 | 0 | 0 | 4480.4837
2025-11-19 | 4455.778 | 19.5 | 0 | 0 | 0 | 0 | 0 | 0 | 0 | 0 | 0 | 0 | 1 | 0 | 0 | 0 | 0 | 0 | 0 | 0 | 0 | 0 | 0 | 0 | 0 | 0 | 0 | 0 | 5106.7575
2025-11-19 | 4816.715 | 17.7 | 0 | 0 | 0 | 0 | 0 | 0 | 0 | 0 | 0 | 0 | 0 | 1 | 0 | 0 | 0 | 0 | 0 | 0 | 0 | 0 | 0 | 0 | 0 | 0 | 0 | 0 | 5207.5872
2025-11-19 | 5016.052 | 15.8 | 0 | 0 | 0 | 0 | 0 | 0 | 0 | 0 | 0 | 0 | 0 | 0 | 1 | 0 | 0 | 0 | 0 | 0 | 0 | 0 | 0 | 0 | 0 | 0 | 0 | 0 | 5263.8758
2025-11-19 | 5074.829 | 14.3 | 0 | 0 | 0 | 0 | 0 | 0 | 0 | 0 | 0 | 0 | 0 | 0 | 0 | 1 | 0 | 0 | 0 | 0 | 0 | 0 | 0 | 0 | 0 | 0 | 0 | 0 | 5189.9486
2025-11-19 | 5003.941 | 13.5 | 0 | 0 | 0 | 0 | 0 | 0 | 0 | 0 | 0 | 0 | 0 | 0 | 0 | 0 | 1 | 0 | 0 | 0 | 0 | 0 | 0 | 0 | 0 | 0 | 0 | 0 | 5113.9502
2025-11-19 | 4974.506 | 13 | 0 | 0 | 0 | 0 | 0 | 0 | 0 | 0 | 0 | 0 | 0 | 0 | 0 | 0 | 0 | 1 | 0 | 0 | 0 | 0 | 0 | 0 | 0 | 0 | 0 | 0 | 5072.7281
2025-11-19 | 4923.816 | 12.6 | 0 | 0 | 0 | 0 | 0 | 0 | 0 | 0 | 0 | 0 | 0 | 0 | 0 | 0 | 0 | 0 | 1 | 0 | 0 | 0 | 0 | 0 | 0 | 0 | 0 | 0 | 4993.4272
2025-11-19 | 4844.636 | 12.1 | 0 | 0 | 0 | 0 | 0 | 0 | 0 | 0 | 0 | 0 | 0 | 0 | 0 | 0 | 0 | 0 | 0 | 1 | 0 | 0 | 0 | 0 | 0 | 0 | 0 | 0 | 4829.9956
2025-11-19 | 4759.284 | 13.2 | 0 | 0 | 0 | 0 | 0 | 0 | 0 | 0 | 0 | 0 | 0 | 0 | 0 | 0 | 0 | 0 | 0 | 0 | 1 | 0 | 0 | 0 | 0 | 0 | 0 | 0 | 4608.4706
2025-11-19 | 4504.429 | 14.5 | 0 | 0 | 0 | 0 | 0 | 0 | 0 | 0 | 0 | 0 | 0 | 0 | 0 | 0 | 0 | 0 | 0 | 0 | 0 | 1 | 0 | 0 | 0 | 0 | 0 | 0 | 4393.33
2025-11-19 | 4178.251 | 14.7 | 0 | 0 | 0 | 0 | 0 | 0 | 0 | 0 | 0 | 0 | 0 | 0 | 0 | 0 | 0 | 0 | 0 | 0 | 0 | 0 | 1 | 0 | 0 | 0 | 0 | 0 | 4218.0518
2025-11-19 | 3926.393 | 14.7 | 0 | 0 | 0 | 0 | 0 | 0 | 0 | 0 | 0 | 0 | 0 | 0 | 0 | 0 | 0 | 0 | 0 | 0 | 0 | 0 | 0 | 1 | 0 | 0 | 0 | 0 | 4061.6708
2025-11-19 | 3730.333 | 15.8 | 0 | 0 | 0 | 0 | 0 | 0 | 0 | 0 | 0 | 0 | 0 | 0 | 0 | 0 | 0 | 0 | 0 | 0 | 0 | 0 | 0 | 0 | 1 | 0 | 0 | 0 | 3949.1087
2025-11-19 | 3435.53 | 15.9 | 0 | 0 | 0 | 0 | 0 | 0 | 0 | 0 | 0 | 0 | 0 | 0 | 0 | 0 | 0 | 0 | 0 | 0 | 0 | 0 | 0 | 0 | 0 | 1 | 0 | 0 | 3691.8115
2025-11-19 | 3204.525 | 15.8 | 0 | 0 | 0 | 0 | 0 | 0 | 0 | 0 | 0 | 0 | 0 | 0 | 0 | 0 | 0 | 0 | 0 | 0 | 0 | 0 | 0 | 0 | 0 | 0 | 1 | 0 | 3469.5636
2025-11-19 | 3053.803 | 16.9 | 0 | 0 | 0 | 0 | 0 | 0 | 0 | 0 | 0 | 0 | 0 | 0 | 0 | 0 | 0 | 0 | 0 | 0 | 0 | 0 | 0 | 0 | 0 | 0 | 0 | 1 | 3411.7963
2025-11-20 | 2991.937 | 16.9 | 0 | 0 | 1 | 0 | 0 | 0 | 0 | 0 | 0 | 0 | 0 | 0 | 0 | 0 | 0 | 0 | 0 | 0 | 0 | 0 | 0 | 0 | 0 | 0 | 0 | 0 | 3336.7253
2025-11-20 | 2946.638 | 18.7 | 0 | 0 | 0 | 1 | 0 | 0 | 0 | 0 | 0 | 0 | 0 | 0 | 0 | 0 | 0 | 0 | 0 | 0 | 0 | 0 | 0 | 0 | 0 | 0 | 0 | 0 | 3419.844
2025-11-20 | 2935.254 | 18.7 | 0 | 0 | 0 | 0 | 1 | 0 | 0 | 0 | 0 | 0 | 0 | 0 | 0 | 0 | 0 | 0 | 0 | 0 | 0 | 0 | 0 | 0 | 0 | 0 | 0 | 0 | 3407.0614
2025-11-20 | 2957.251 | 18.2 | 0 | 0 | 0 | 0 | 0 | 1 | 0 | 0 | 0 | 0 | 0 | 0 | 0 | 0 | 0 | 0 | 0 | 0 | 0 | 0 | 0 | 0 | 0 | 0 | 0 | 0 | 3405.8585
2025-11-20 | 3048.871 | 18.6 | 0 | 0 | 0 | 0 | 0 | 0 | 1 | 0 | 0 | 0 | 0 | 0 | 0 | 0 | 0 | 0 | 0 | 0 | 0 | 0 | 0 | 0 | 0 | 0 | 0 | 0 | 3478.9234
2025-11-20 | 3160.881 | 18.6 | 0 | 0 | 0 | 0 | 0 | 0 | 0 | 1 | 0 | 0 | 0 | 0 | 0 | 0 | 0 | 0 | 0 | 0 | 0 | 0 | 0 | 0 | 0 | 0 | 0 | 0 | 3584.8042
2025-11-20 | 3453.141 | 19.5 | 0 | 0 | 0 | 0 | 0 | 0 | 0 | 0 | 1 | 0 | 0 | 0 | 0 | 0 | 0 | 0 | 0 | 0 | 0 | 0 | 0 | 0 | 0 | 0 | 0 | 0 | 3985.3443
2025-11-20 | 3981.727 | 19.3 | 0 | 0 | 0 | 0 | 0 | 0 | 0 | 0 | 0 | 1 | 0 | 0 | 0 | 0 | 0 | 0 | 0 | 0 | 0 | 0 | 0 | 0 | 0 | 0 | 0 | 0 | 4473.8955
2025-11-20 | 4481.568 | 18.6 | 0 | 0 | 0 | 0 | 0 | 0 | 0 | 0 | 0 | 0 | 1 | 0 | 0 | 0 | 0 | 0 | 0 | 0 | 0 | 0 | 0 | 0 | 0 | 0 | 0 | 0 | 5047.463
2025-11-20 | 4759.356 | 16.2 | 0 | 0 | 0 | 0 | 0 | 0 | 0 | 0 | 0 | 0 | 0 | 1 | 0 | 0 | 0 | 0 | 0 | 0 | 0 | 0 | 0 | 0 | 0 | 0 | 0 | 0 | 5108.7629
2025-11-20 | 4977.408 | 13.8 | 0 | 0 | 0 | 0 | 0 | 0 | 0 | 0 | 0 | 0 | 0 | 0 | 1 | 0 | 0 | 0 | 0 | 0 | 0 | 0 | 0 | 0 | 0 | 0 | 0 | 0 | 5132.1101
2025-11-20 | 5042.183 | 13.3 | 0 | 0 | 0 | 0 | 0 | 0 | 0 | 0 | 0 | 0 | 0 | 0 | 0 | 1 | 0 | 0 | 0 | 0 | 0 | 0 | 0 | 0 | 0 | 0 | 0 | 0 | 5124.0658
2025-11-20 | 4979.98 | 13.3 | 0 | 0 | 0 | 0 | 0 | 0 | 0 | 0 | 0 | 0 | 0 | 0 | 0 | 0 | 1 | 0 | 0 | 0 | 0 | 0 | 0 | 0 | 0 | 0 | 0 | 0 | 5100.7737
2025-11-20 | 5045.363 | 11.8 | 0 | 0 | 0 | 0 | 0 | 0 | 0 | 0 | 0 | 0 | 0 | 0 | 0 | 0 | 0 | 1 | 0 | 0 | 0 | 0 | 0 | 0 | 0 | 0 | 0 | 0 | 4993.6687
2025-11-20 | 4831.378 | 13.1 | 0 | 0 | 0 | 0 | 0 | 0 | 0 | 0 | 0 | 0 | 0 | 0 | 0 | 0 | 0 | 0 | 1 | 0 | 0 | 0 | 0 | 0 | 0 | 0 | 0 | 0 | 5026.3687
2025-11-20 | 4892.585 | 12.8 | 0 | 0 | 0 | 0 | 0 | 0 | 0 | 0 | 0 | 0 | 0 | 0 | 0 | 0 | 0 | 0 | 0 | 1 | 0 | 0 | 0 | 0 | 0 | 0 | 0 | 0 | 4876.1136
2025-11-20 | 4795.88 | 13.4 | 0 | 0 | 0 | 0 | 0 | 0 | 0 | 0 | 0 | 0 | 0 | 0 | 0 | 0 | 0 | 0 | 0 | 0 | 1 | 0 | 0 | 0 | 0 | 0 | 0 | 0 | 4621.6472
2025-11-20 | 4526.935 | 14.3 | 0 | 0 | 0 | 0 | 0 | 0 | 0 | 0 | 0 | 0 | 0 | 0 | 0 | 0 | 0 | 0 | 0 | 0 | 0 | 1 | 0 | 0 | 0 | 0 | 0 | 0 | 4380.1535
2025-11-20 | 4189.717 | 14.6 | 0 | 0 | 0 | 0 | 0 | 0 | 0 | 0 | 0 | 0 | 0 | 0 | 0 | 0 | 0 | 0 | 0 | 0 | 0 | 0 | 1 | 0 | 0 | 0 | 0 | 0 | 4211.4635
2025-11-20 | 3724.546 | 14.3 | 0 | 0 | 0 | 0 | 0 | 0 | 0 | 0 | 0 | 0 | 0 | 0 | 0 | 0 | 0 | 0 | 0 | 0 | 0 | 0 | 0 | 1 | 0 | 0 | 0 | 0 | 4035.3177
2025-11-20 | 3780.312 | 13.9 | 0 | 0 | 0 | 0 | 0 | 0 | 0 | 0 | 0 | 0 | 0 | 0 | 0 | 0 | 0 | 0 | 0 | 0 | 0 | 0 | 0 | 0 | 1 | 0 | 0 | 0 | 3823.9313
2025-11-20 | 3423.586 | 13.7 | 0 | 0 | 0 | 0 | 0 | 0 | 0 | 0 | 0 | 0 | 0 | 0 | 0 | 0 | 0 | 0 | 0 | 0 | 0 | 0 | 0 | 0 | 0 | 1 | 0 | 0 | 3546.8692
2025-11-20 | 3180.643 | 13.2 | 0 | 0 | 0 | 0 | 0 | 0 | 0 | 0 | 0 | 0 | 0 | 0 | 0 | 0 | 0 | 0 | 0 | 0 | 0 | 0 | 0 | 0 | 0 | 0 | 1 | 0 | 3298.2682
2025-11-20 | 2990.727 | 13.1 | 0 | 0 | 0 | 0 | 0 | 0 | 0 | 0 | 0 | 0 | 0 | 0 | 0 | 0 | 0 | 0 | 0 | 0 | 0 | 0 | 0 | 0 | 0 | 0 | 0 | 1 | 3161.4414
2025-11-21 | 2872.415 | 13 | 0 | 0 | 1 | 0 | 0 | 0 | 0 | 0 | 0 | 0 | 0 | 0 | 0 | 0 | 0 | 0 | 0 | 0 | 0 | 0 | 0 | 0 | 0 | 0 | 0 | 0 | 3079.7821
2025-11-21 | 2843.505 | 12.8 | 0 | 0 | 0 | 1 | 0 | 0 | 0 | 0 | 0 | 0 | 0 | 0 | 0 | 0 | 0 | 0 | 0 | 0 | 0 | 0 | 0 | 0 | 0 | 0 | 0 | 0 | 3031.1352
2025-11-21 | 2837.966 | 12.4 | 0 | 0 | 0 | 0 | 1 | 0 | 0 | 0 | 0 | 0 | 0 | 0 | 0 | 0 | 0 | 0 | 0 | 0 | 0 | 0 | 0 | 0 | 0 | 0 | 0 | 0 | 2991.9994
2025-11-21 | 2789.972 | 12.2 | 0 | 0 | 0 | 0 | 0 | 1 | 0 | 0 | 0 | 0 | 0 | 0 | 0 | 0 | 0 | 0 | 0 | 0 | 0 | 0 | 0 | 0 | 0 | 0 | 0 | 0 | 3010.5614
2025-11-21 | 2861.057 | 12.5 | 0 | 0 | 0 | 0 | 0 | 0 | 1 | 0 | 0 | 0 | 0 | 0 | 0 | 0 | 0 | 0 | 0 | 0 | 0 | 0 | 0 | 0 | 0 | 0 | 0 | 0 | 3077.038
2025-11-21 | 2955.361 | 12 | 0 | 0 | 0 | 0 | 0 | 0 | 0 | 1 | 0 | 0 | 0 | 0 | 0 | 0 | 0 | 0 | 0 | 0 | 0 | 0 | 0 | 0 | 0 | 0 | 0 | 0 | 3149.9774
2025-11-21 | 3148.65 | 11.3 | 0 | 0 | 0 | 0 | 0 | 0 | 0 | 0 | 1 | 0 | 0 | 0 | 0 | 0 | 0 | 0 | 0 | 0 | 0 | 0 | 0 | 0 | 0 | 0 | 0 | 0 | 3445.1049
2025-11-21 | 3719.641 | 10.8 | 0 | 0 | 0 | 0 | 0 | 0 | 0 | 0 | 0 | 1 | 0 | 0 | 0 | 0 | 0 | 0 | 0 | 0 | 0 | 0 | 0 | 0 | 0 | 0 | 0 | 0 | 3913.8912
2025-11-21 | 4285.63 | 10.8 | 0 | 0 | 0 | 0 | 0 | 0 | 0 | 0 | 0 | 0 | 1 | 0 | 0 | 0 | 0 | 0 | 0 | 0 | 0 | 0 | 0 | 0 | 0 | 0 | 0 | 0 | 4533.5767
2025-11-21 | 4681.808 | 9.9 | 0 | 0 | 0 | 0 | 0 | 0 | 0 | 0 | 0 | 0 | 0 | 1 | 0 | 0 | 0 | 0 | 0 | 0 | 0 | 0 | 0 | 0 | 0 | 0 | 0 | 0 | 4693.701
2025-11-21 | 4905.049 | 8.7 | 0 | 0 | 0 | 0 | 0 | 0 | 0 | 0 | 0 | 0 | 0 | 0 | 1 | 0 | 0 | 0 | 0 | 0 | 0 | 0 | 0 | 0 | 0 | 0 | 0 | 0 | 4796.1075
2025-11-21 | 4993.869 | 8.3 | 0 | 0 | 0 | 0 | 0 | 0 | 0 | 0 | 0 | 0 | 0 | 0 | 0 | 1 | 0 | 0 | 0 | 0 | 0 | 0 | 0 | 0 | 0 | 0 | 0 | 0 | 4794.6515
2025-11-21 | 5020.693 | 10.4 | 0 | 0 | 0 | 0 | 0 | 0 | 0 | 0 | 0 | 0 | 0 | 0 | 0 | 0 | 1 | 0 | 0 | 0 | 0 | 0 | 0 | 0 | 0 | 0 | 0 | 0 | 4909.7134
2025-11-21 | 4945.631 | 9.6 | 0 | 0 | 0 | 0 | 0 | 0 | 0 | 0 | 0 | 0 | 0 | 0 | 0 | 0 | 0 | 1 | 0 | 0 | 0 | 0 | 0 | 0 | 0 | 0 | 0 | 0 | 4848.7264
2025-11-21 | 4800.178 | 8.4 | 0 | 0 | 0 | 0 | 0 | 0 | 0 | 0 | 0 | 0 | 0 | 0 | 0 | 0 | 0 | 0 | 1 | 0 | 0 | 0 | 0 | 0 | 0 | 0 | 0 | 0 | 4716.7193
2025-11-21 | 4586.335 | 9.3 | 0 | 0 | 0 | 0 | 0 | 0 | 0 | 0 | 0 | 0 | 0 | 0 | 0 | 0 | 0 | 0 | 0 | 1 | 0 | 0 | 0 | 0 | 0 | 0 | 0 | 0 | 4645.5236
2025-11-21 | 4547.746 | 9.7 | 0 | 0 | 0 | 0 | 0 | 0 | 0 | 0 | 0 | 0 | 0 | 0 | 0 | 0 | 0 | 0 | 0 | 0 | 1 | 0 | 0 | 0 | 0 | 0 | 0 | 0 | 4377.8806
2025-11-21 | 4311.89 | 11.6 | 0 | 0 | 0 | 0 | 0 | 0 | 0 | 0 | 0 | 0 | 0 | 0 | 0 | 0 | 0 | 0 | 0 | 0 | 0 | 1 | 0 | 0 | 0 | 0 | 0 | 0 | 4202.2698
2025-11-21 | 4054.247 | 13 | 0 | 0 | 0 | 0 | 0 | 0 | 0 | 0 | 0 | 0 | 0 | 0 | 0 | 0 | 0 | 0 | 0 | 0 | 0 | 0 | 1 | 0 | 0 | 0 | 0 | 0 | 4106.0509
2025-11-21 | 3860.389 | 13.3 | 0 | 0 | 0 | 0 | 0 | 0 | 0 | 0 | 0 | 0 | 0 | 0 | 0 | 0 | 0 | 0 | 0 | 0 | 0 | 0 | 0 | 1 | 0 | 0 | 0 | 0 | 3969.4348
2025-11-21 | 3706.458 | 13.9 | 0 | 0 | 0 | 0 | 0 | 0 | 0 | 0 | 0 | 0 | 0 | 0 | 0 | 0 | 0 | 0 | 0 | 0 | 0 | 0 | 0 | 0 | 1 | 0 | 0 | 0 | 3823.9313
2025-11-21 | 3484.229 | 15.3 | 0 | 0 | 0 | 0 | 0 | 0 | 0 | 0 | 0 | 0 | 0 | 0 | 0 | 0 | 0 | 0 | 0 | 0 | 0 | 0 | 0 | 0 | 0 | 1 | 0 | 0 | 3652.2817
2025-11-21 | 3227.326 | 14.6 | 0 | 0 | 0 | 0 | 0 | 0 | 0 | 0 | 0 | 0 | 0 | 0 | 0 | 0 | 0 | 0 | 0 | 0 | 0 | 0 | 0 | 0 | 0 | 0 | 1 | 0 | 3390.5042
2025-11-21 | 3080.881 | 14.3 | 0 | 0 | 0 | 0 | 0 | 0 | 0 | 0 | 0 | 0 | 0 | 0 | 0 | 0 | 0 | 0 | 0 | 0 | 0 | 0 | 0 | 0 | 0 | 0 | 0 | 1 | 3240.5009
2025-11-22 | 2940.98 | 13.8 | 0 | 1 | 1 | 0 | 0 | 0 | 0 | 0 | 0 | 0 | 0 | 0 | 0 | 0 | 0 | 0 | 0 | 0 | 0 | 0 | 0 | 0 | 0 | 0 | 0 | 0 | 2559.9576
2025-11-22 | 2880.362 | 14 | 0 | 1 | 0 | 1 | 0 | 0 | 0 | 0 | 0 | 0 | 0 | 0 | 0 | 0 | 0 | 0 | 0 | 0 | 0 | 0 | 0 | 0 | 0 | 0 | 0 | 0 | 2537.6637
2025-11-22 | 2812.923 | 13.9 | 0 | 1 | 0 | 0 | 1 | 0 | 0 | 0 | 0 | 0 | 0 | 0 | 0 | 0 | 0 | 0 | 0 | 0 | 0 | 0 | 0 | 0 | 0 | 0 | 0 | 0 | 2518.2929
2025-11-22 | 2859.913 | 14.3 | 0 | 1 | 0 | 0 | 0 | 1 | 0 | 0 | 0 | 0 | 0 | 0 | 0 | 0 | 0 | 0 | 0 | 0 | 0 | 0 | 0 | 0 | 0 | 0 | 0 | 0 | 2576.3845
2025-11-22 | 2923.356 | 15.9 | 0 | 1 | 0 | 0 | 0 | 0 | 1 | 0 | 0 | 0 | 0 | 0 | 0 | 0 | 0 | 0 | 0 | 0 | 0 | 0 | 0 | 0 | 0 | 0 | 0 | 0 | 2728.5089
2025-11-22 | 2957.414 | 16.9 | 0 | 1 | 0 | 0 | 0 | 0 | 0 | 1 | 0 | 0 | 0 | 0 | 0 | 0 | 0 | 0 | 0 | 0 | 0 | 0 | 0 | 0 | 0 | 0 | 0 | 0 | 2900.2725
2025-11-22 | 3092.81 | 16.1 | 0 | 1 | 0 | 0 | 0 | 0 | 0 | 0 | 1 | 0 | 0 | 0 | 0 | 0 | 0 | 0 | 0 | 0 | 0 | 0 | 0 | 0 | 0 | 0 | 0 | 0 | 3188.8117
2025-11-22 | 3202.47 | 16.3 | 0 | 1 | 0 | 0 | 0 | 0 | 0 | 0 | 0 | 1 | 0 | 0 | 0 | 0 | 0 | 0 | 0 | 0 | 0 | 0 | 0 | 0 | 0 | 0 | 0 | 0 | 3703.7161
2025-11-22 | 3488.854 | 15.5 | 0 | 1 | 0 | 0 | 0 | 0 | 0 | 0 | 0 | 0 | 1 | 0 | 0 | 0 | 0 | 0 | 0 | 0 | 0 | 0 | 0 | 0 | 0 | 0 | 0 | 0 | 4270.6953
2025-11-22 | 3875.037 | 14.6 | 0 | 1 | 0 | 0 | 0 | 0 | 0 | 0 | 0 | 0 | 0 | 1 | 0 | 0 | 0 | 0 | 0 | 0 | 0 | 0 | 0 | 0 | 0 | 0 | 0 | 0 | 4430.8195
2025-11-22 | 4069.731 | 14.1 | 0 | 1 | 0 | 0 | 0 | 0 | 0 | 0 | 0 | 0 | 0 | 0 | 1 | 0 | 0 | 0 | 0 | 0 | 0 | 0 | 0 | 0 | 0 | 0 | 0 | 0 | 4579.3441
2025-11-22 | 4164.508 | 13.3 | 0 | 1 | 0 | 0 | 0 | 0 | 0 | 0 | 0 | 0 | 0 | 0 | 0 | 1 | 0 | 0 | 0 | 0 | 0 | 0 | 0 | 0 | 0 | 0 | 0 | 0 | 4551.5349
2025-11-22 | 4125.843 | 13 | 0 | 1 | 0 | 0 | 0 | 0 | 0 | 0 | 0 | 0 | 0 | 0 | 0 | 0 | 1 | 0 | 0 | 0 | 0 | 0 | 0 | 0 | 0 | 0 | 0 | 0 | 4508.478
2025-11-22 | 4050.715 | 12.5 | 0 | 1 | 0 | 0 | 0 | 0 | 0 | 0 | 0 | 0 | 0 | 0 | 0 | 0 | 0 | 1 | 0 | 0 | 0 | 0 | 0 | 0 | 0 | 0 | 0 | 0 | 4467.2558
2025-11-22 | 4065.085 | 12.5 | 0 | 1 | 0 | 0 | 0 | 0 | 0 | 0 | 0 | 0 | 0 | 0 | 0 | 0 | 0 | 0 | 1 | 0 | 0 | 0 | 0 | 0 | 0 | 0 | 0 | 0 | 4414.3081
2025-11-22 | 3984.177 | 13.4 | 0 | 1 | 0 | 0 | 0 | 0 | 0 | 0 | 0 | 0 | 0 | 0 | 0 | 0 | 0 | 0 | 0 | 1 | 0 | 0 | 0 | 0 | 0 | 0 | 0 | 0 | 4343.1124
2025-11-22 | 3978.114 | 14 | 0 | 1 | 0 | 0 | 0 | 0 | 0 | 0 | 0 | 0 | 0 | 0 | 0 | 0 | 0 | 0 | 0 | 0 | 1 | 0 | 0 | 0 | 0 | 0 | 0 | 0 | 4088.6461
2025-11-22 | 3980.784 | 14 | 0 | 1 | 0 | 0 | 0 | 0 | 0 | 0 | 0 | 0 | 0 | 0 | 0 | 0 | 0 | 0 | 0 | 0 | 0 | 1 | 0 | 0 | 0 | 0 | 0 | 0 | 3787.8578
2025-11-22 | 3896.392 | 14.2 | 0 | 1 | 0 | 0 | 0 | 0 | 0 | 0 | 0 | 0 | 0 | 0 | 0 | 0 | 0 | 0 | 0 | 0 | 0 | 0 | 1 | 0 | 0 | 0 | 0 | 0 | 3612.5795
2025-11-22 | 3759.385 | 14 | 0 | 1 | 0 | 0 | 0 | 0 | 0 | 0 | 0 | 0 | 0 | 0 | 0 | 0 | 0 | 0 | 0 | 0 | 0 | 0 | 0 | 1 | 0 | 0 | 0 | 0 | 3443.022
2025-11-22 | 3636.244 | 15 | 0 | 1 | 0 | 0 | 0 | 0 | 0 | 0 | 0 | 0 | 0 | 0 | 0 | 0 | 0 | 0 | 0 | 0 | 0 | 0 | 0 | 0 | 1 | 0 | 0 | 0 | 3323.8715
2025-11-22 | 3482.106 | 14.8 | 0 | 1 | 0 | 0 | 0 | 0 | 0 | 0 | 0 | 0 | 0 | 0 | 0 | 0 | 0 | 0 | 0 | 0 | 0 | 0 | 0 | 0 | 0 | 1 | 0 | 0 | 3046.8095
2025-11-22 | 3220.374 | 14.5 | 0 | 1 | 0 | 0 | 0 | 0 | 0 | 0 | 0 | 0 | 0 | 0 | 0 | 0 | 0 | 0 | 0 | 0 | 0 | 0 | 0 | 0 | 0 | 0 | 1 | 0 | 2811.385
2025-11-22 | 3104.93 | 14.4 | 0 | 1 | 0 | 0 | 0 | 0 | 0 | 0 | 0 | 0 | 0 | 0 | 0 | 0 | 0 | 0 | 0 | 0 | 0 | 0 | 0 | 0 | 0 | 0 | 0 | 1 | 2674.5583
2025-11-23 | 2969.999 | 14.2 | 0 | 1 | 1 | 0 | 0 | 0 | 0 | 0 | 0 | 0 | 0 | 0 | 0 | 0 | 0 | 0 | 0 | 0 | 0 | 0 | 0 | 0 | 0 | 0 | 0 | 0 | 2586.3107
2025-11-23 | 2910.499 | 14.9 | 0 | 1 | 0 | 1 | 0 | 0 | 0 | 0 | 0 | 0 | 0 | 0 | 0 | 0 | 0 | 0 | 0 | 0 | 0 | 0 | 0 | 0 | 0 | 0 | 0 | 0 | 2596.9583
2025-11-23 | 2832.929 | 14.9 | 0 | 1 | 0 | 0 | 1 | 0 | 0 | 0 | 0 | 0 | 0 | 0 | 0 | 0 | 0 | 0 | 0 | 0 | 0 | 0 | 0 | 0 | 0 | 0 | 0 | 0 | 2584.1757
2025-11-23 | 2851.896 | 15.2 | 0 | 1 | 0 | 0 | 0 | 1 | 0 | 0 | 0 | 0 | 0 | 0 | 0 | 0 | 0 | 0 | 0 | 0 | 0 | 0 | 0 | 0 | 0 | 0 | 0 | 0 | 2635.6791
2025-11-23 | 2885.292 | 15 | 0 | 1 | 0 | 0 | 0 | 0 | 1 | 0 | 0 | 0 | 0 | 0 | 0 | 0 | 0 | 0 | 0 | 0 | 0 | 0 | 0 | 0 | 0 | 0 | 0 | 0 | 2669.2143
2025-11-23 | 2869.798 | 14.4 | 0 | 1 | 0 | 0 | 0 | 0 | 0 | 1 | 0 | 0 | 0 | 0 | 0 | 0 | 0 | 0 | 0 | 0 | 0 | 0 | 0 | 0 | 0 | 0 | 0 | 0 | 2735.5654
2025-11-23 | 2991.213 | 14.2 | 0 | 1 | 0 | 0 | 0 | 0 | 0 | 0 | 1 | 0 | 0 | 0 | 0 | 0 | 0 | 0 | 0 | 0 | 0 | 0 | 0 | 0 | 0 | 0 | 0 | 0 | 3063.6343
2025-11-23 | 3136.506 | 14.1 | 0 | 1 | 0 | 0 | 0 | 0 | 0 | 0 | 0 | 1 | 0 | 0 | 0 | 0 | 0 | 0 | 0 | 0 | 0 | 0 | 0 | 0 | 0 | 0 | 0 | 0 | 3558.7738
2025-11-23 | 3256.624 | 13.9 | 0 | 1 | 0 | 0 | 0 | 0 | 0 | 0 | 0 | 0 | 1 | 0 | 0 | 0 | 0 | 0 | 0 | 0 | 0 | 0 | 0 | 0 | 0 | 0 | 0 | 0 | 4165.2827
2025-11-23 | 3516.568 | 13 | 0 | 1 | 0 | 0 | 0 | 0 | 0 | 0 | 0 | 0 | 0 | 1 | 0 | 0 | 0 | 0 | 0 | 0 | 0 | 0 | 0 | 0 | 0 | 0 | 0 | 0 | 4325.407
2025-11-23 | 3714.314 | 11.3 | 0 | 1 | 0 | 0 | 0 | 0 | 0 | 0 | 0 | 0 | 0 | 0 | 1 | 0 | 0 | 0 | 0 | 0 | 0 | 0 | 0 | 0 | 0 | 0 | 0 | 0 | 4394.8721
2025-11-23 | 3782.012 | 9.8 | 0 | 1 | 0 | 0 | 0 | 0 | 0 | 0 | 0 | 0 | 0 | 0 | 0 | 1 | 0 | 0 | 0 | 0 | 0 | 0 | 0 | 0 | 0 | 0 | 0 | 0 | 4320.9449
2025-11-23 | 3749.699 | 8.7 | 0 | 1 | 0 | 0 | 0 | 0 | 0 | 0 | 0 | 0 | 0 | 0 | 0 | 0 | 1 | 0 | 0 | 0 | 0 | 0 | 0 | 0 | 0 | 0 | 0 | 0 | 4225.1817
2025-11-23 | 3721.59 | 8.4 | 0 | 1 | 0 | 0 | 0 | 0 | 0 | 0 | 0 | 0 | 0 | 0 | 0 | 0 | 0 | 1 | 0 | 0 | 0 | 0 | 0 | 0 | 0 | 0 | 0 | 0 | 4197.1361
2025-11-23 | 3698.385 | 10.1 | 0 | 1 | 0 | 0 | 0 | 0 | 0 | 0 | 0 | 0 | 0 | 0 | 0 | 0 | 0 | 0 | 1 | 0 | 0 | 0 | 0 | 0 | 0 | 0 | 0 | 0 | 4256.1893
2025-11-23 | 3569.3 | 10.6 | 0 | 1 | 0 | 0 | 0 | 0 | 0 | 0 | 0 | 0 | 0 | 0 | 0 | 0 | 0 | 0 | 0 | 1 | 0 | 0 | 0 | 0 | 0 | 0 | 0 | 0 | 4158.6404
2025-11-23 | 3733.461 | 10.1 | 0 | 1 | 0 | 0 | 0 | 0 | 0 | 0 | 0 | 0 | 0 | 0 | 0 | 0 | 0 | 0 | 0 | 0 | 1 | 0 | 0 | 0 | 0 | 0 | 0 | 0 | 3831.7029
2025-11-23 | 3781.207 | 11.8 | 0 | 1 | 0 | 0 | 0 | 0 | 0 | 0 | 0 | 0 | 0 | 0 | 0 | 0 | 0 | 0 | 0 | 0 | 0 | 1 | 0 | 0 | 0 | 0 | 0 | 0 | 3642.9155
2025-11-23 | 3650.815 | 11.9 | 0 | 1 | 0 | 0 | 0 | 0 | 0 | 0 | 0 | 0 | 0 | 0 | 0 | 0 | 0 | 0 | 0 | 0 | 0 | 0 | 1 | 0 | 0 | 0 | 0 | 0 | 3461.0489
2025-11-23 | 3515.056 | 11.8 | 0 | 1 | 0 | 0 | 0 | 0 | 0 | 0 | 0 | 0 | 0 | 0 | 0 | 0 | 0 | 0 | 0 | 0 | 0 | 0 | 0 | 1 | 0 | 0 | 0 | 0 | 3298.0797
2025-11-23 | 3353.696 | 11.9 | 0 | 1 | 0 | 0 | 0 | 0 | 0 | 0 | 0 | 0 | 0 | 0 | 0 | 0 | 0 | 0 | 0 | 0 | 0 | 0 | 0 | 0 | 1 | 0 | 0 | 0 | 3119.6347
2025-11-23 | 3185.366 | 12.5 | 0 | 1 | 0 | 0 | 0 | 0 | 0 | 0 | 0 | 0 | 0 | 0 | 0 | 0 | 0 | 0 | 0 | 0 | 0 | 0 | 0 | 0 | 0 | 1 | 0 | 0 | 2895.2789
2025-11-23 | 3024.646 | 13 | 0 | 1 | 0 | 0 | 0 | 0 | 0 | 0 | 0 | 0 | 0 | 0 | 0 | 0 | 0 | 0 | 0 | 0 | 0 | 0 | 0 | 0 | 0 | 0 | 1 | 0 | 2712.5607
2025-11-23 | 2920.607 | 13.7 | 0 | 1 | 0 | 0 | 0 | 0 | 0 | 0 | 0 | 0 | 0 | 0 | 0 | 0 | 0 | 0 | 0 | 0 | 0 | 0 | 0 | 0 | 0 | 0 | 0 | 1 | 2628.4403
2025-11-24 | 2908.321 | 13.8 | 0 | 0 | 1 | 0 | 0 | 0 | 0 | 0 | 0 | 0 | 0 | 0 | 0 | 0 | 0 | 0 | 0 | 0 | 0 | 0 | 0 | 0 | 0 | 0 | 0 | 0 | 3132.4884
2025-11-24 | 2817.31 | 14.9 | 0 | 0 | 0 | 1 | 0 | 0 | 0 | 0 | 0 | 0 | 0 | 0 | 0 | 0 | 0 | 0 | 0 | 0 | 0 | 0 | 0 | 0 | 0 | 0 | 0 | 0 | 3169.4892
2025-11-24 | 2846.452 | 16.2 | 0 | 0 | 0 | 0 | 1 | 0 | 0 | 0 | 0 | 0 | 0 | 0 | 0 | 0 | 0 | 0 | 0 | 0 | 0 | 0 | 0 | 0 | 0 | 0 | 0 | 0 | 3242.3543
2025-11-24 | 2875.626 | 16.9 | 0 | 0 | 0 | 0 | 0 | 1 | 0 | 0 | 0 | 0 | 0 | 0 | 0 | 0 | 0 | 0 | 0 | 0 | 0 | 0 | 0 | 0 | 0 | 0 | 0 | 0 | 3320.2108
2025-11-24 | 2980.566 | 17.5 | 0 | 0 | 0 | 0 | 0 | 0 | 1 | 0 | 0 | 0 | 0 | 0 | 0 | 0 | 0 | 0 | 0 | 0 | 0 | 0 | 0 | 0 | 0 | 0 | 0 | 0 | 3406.4523
2025-11-24 | 3043.997 | 16.9 | 0 | 0 | 0 | 0 | 0 | 0 | 0 | 1 | 0 | 0 | 0 | 0 | 0 | 0 | 0 | 0 | 0 | 0 | 0 | 0 | 0 | 0 | 0 | 0 | 0 | 0 | 3472.8033
2025-11-24 | 3323.521 | 16.9 | 0 | 0 | 0 | 0 | 0 | 0 | 0 | 0 | 1 | 0 | 0 | 0 | 0 | 0 | 0 | 0 | 0 | 0 | 0 | 0 | 0 | 0 | 0 | 0 | 0 | 0 | 3814.0489
2025-11-24 | 3872.466 | 18.3 | 0 | 0 | 0 | 0 | 0 | 0 | 0 | 0 | 0 | 1 | 0 | 0 | 0 | 0 | 0 | 0 | 0 | 0 | 0 | 0 | 0 | 0 | 0 | 0 | 0 | 0 | 4408.0126
2025-11-24 | 4375.181 | 17.2 | 0 | 0 | 0 | 0 | 0 | 0 | 0 | 0 | 0 | 0 | 1 | 0 | 0 | 0 | 0 | 0 | 0 | 0 | 0 | 0 | 0 | 0 | 0 | 0 | 0 | 0 | 4955.227
2025-11-24 | 4670.67 | 14.3 | 0 | 0 | 0 | 0 | 0 | 0 | 0 | 0 | 0 | 0 | 0 | 1 | 0 | 0 | 0 | 0 | 0 | 0 | 0 | 0 | 0 | 0 | 0 | 0 | 0 | 0 | 4983.5855
2025-11-24 | 4910.223 | 13 | 0 | 0 | 0 | 0 | 0 | 0 | 0 | 0 | 0 | 0 | 0 | 0 | 1 | 0 | 0 | 0 | 0 | 0 | 0 | 0 | 0 | 0 | 0 | 0 | 0 | 0 | 5079.4038
2025-11-24 | 5002.314 | 11.6 | 0 | 0 | 0 | 0 | 0 | 0 | 0 | 0 | 0 | 0 | 0 | 0 | 0 | 1 | 0 | 0 | 0 | 0 | 0 | 0 | 0 | 0 | 0 | 0 | 0 | 0 | 5012.0649
2025-11-24 | 4852.705 | 11.2 | 0 | 0 | 0 | 0 | 0 | 0 | 0 | 0 | 0 | 0 | 0 | 0 | 0 | 0 | 1 | 0 | 0 | 0 | 0 | 0 | 0 | 0 | 0 | 0 | 0 | 0 | 4962.4197
2025-11-24 | 4796.664 | 11 | 0 | 0 | 0 | 0 | 0 | 0 | 0 | 0 | 0 | 0 | 0 | 0 | 0 | 0 | 0 | 1 | 0 | 0 | 0 | 0 | 0 | 0 | 0 | 0 | 0 | 0 | 4940.9624
2025-11-24 | 4710.082 | 10.1 | 0 | 0 | 0 | 0 | 0 | 0 | 0 | 0 | 0 | 0 | 0 | 0 | 0 | 0 | 0 | 0 | 1 | 0 | 0 | 0 | 0 | 0 | 0 | 0 | 0 | 0 | 4828.7201
2025-11-24 | 4614.889 | 10 | 0 | 0 | 0 | 0 | 0 | 0 | 0 | 0 | 0 | 0 | 0 | 0 | 0 | 0 | 0 | 0 | 0 | 1 | 0 | 0 | 0 | 0 | 0 | 0 | 0 | 0 | 4691.6416
2025-11-24 | 4602.637 | 10.2 | 0 | 0 | 0 | 0 | 0 | 0 | 0 | 0 | 0 | 0 | 0 | 0 | 0 | 0 | 0 | 0 | 0 | 0 | 1 | 0 | 0 | 0 | 0 | 0 | 0 | 0 | 4410.8221
2025-11-24 | 4374.01 | 11.8 | 0 | 0 | 0 | 0 | 0 | 0 | 0 | 0 | 0 | 0 | 0 | 0 | 0 | 0 | 0 | 0 | 0 | 0 | 0 | 1 | 0 | 0 | 0 | 0 | 0 | 0 | 4215.4463
2025-11-24 | 3959.055 | 12.3 | 0 | 0 | 0 | 0 | 0 | 0 | 0 | 0 | 0 | 0 | 0 | 0 | 0 | 0 | 0 | 0 | 0 | 0 | 0 | 0 | 1 | 0 | 0 | 0 | 0 | 0 | 4059.9329
2025-11-24 | 3716.298 | 11.9 | 0 | 0 | 0 | 0 | 0 | 0 | 0 | 0 | 0 | 0 | 0 | 0 | 0 | 0 | 0 | 0 | 0 | 0 | 0 | 0 | 0 | 1 | 0 | 0 | 0 | 0 | 3877.1988
2025-11-24 | 3512.883 | 11.8 | 0 | 0 | 0 | 0 | 0 | 0 | 0 | 0 | 0 | 0 | 0 | 0 | 0 | 0 | 0 | 0 | 0 | 0 | 0 | 0 | 0 | 0 | 1 | 0 | 0 | 0 | 3685.5773
2025-11-24 | 3262.315 | 12.6 | 0 | 0 | 0 | 0 | 0 | 0 | 0 | 0 | 0 | 0 | 0 | 0 | 0 | 0 | 0 | 0 | 0 | 0 | 0 | 0 | 0 | 0 | 0 | 1 | 0 | 0 | 3474.3981
2025-11-24 | 3010.973 | 12.9 | 0 | 0 | 0 | 0 | 0 | 0 | 0 | 0 | 0 | 0 | 0 | 0 | 0 | 0 | 0 | 0 | 0 | 0 | 0 | 0 | 0 | 0 | 0 | 0 | 1 | 0 | 3278.5033
2025-11-24 | 2863.042 | 12.8 | 0 | 0 | 0 | 0 | 0 | 0 | 0 | 0 | 0 | 0 | 0 | 0 | 0 | 0 | 0 | 0 | 0 | 0 | 0 | 0 | 0 | 0 | 0 | 0 | 0 | 1 | 3141.6766
2025-11-25 | 2802.609 | 13 | 0 | 0 | 1 | 0 | 0 | 0 | 0 | 0 | 0 | 0 | 0 | 0 | 0 | 0 | 0 | 0 | 0 | 0 | 0 | 0 | 0 | 0 | 0 | 0 | 0 | 0 | 3079.7821
2025-11-25 | 2780.904 | 13 | 0 | 0 | 0 | 1 | 0 | 0 | 0 | 0 | 0 | 0 | 0 | 0 | 0 | 0 | 0 | 0 | 0 | 0 | 0 | 0 | 0 | 0 | 0 | 0 | 0 | 0 | 3044.3117
2025-11-25 | 2776.783 | 13.1 | 0 | 0 | 0 | 0 | 1 | 0 | 0 | 0 | 0 | 0 | 0 | 0 | 0 | 0 | 0 | 0 | 0 | 0 | 0 | 0 | 0 | 0 | 0 | 0 | 0 | 0 | 3038.1174
2025-11-25 | 2755.42 | 12.9 | 0 | 0 | 0 | 0 | 0 | 1 | 0 | 0 | 0 | 0 | 0 | 0 | 0 | 0 | 0 | 0 | 0 | 0 | 0 | 0 | 0 | 0 | 0 | 0 | 0 | 0 | 3056.6794
2025-11-25 | 2810.85 | 12.8 | 0 | 0 | 0 | 0 | 0 | 0 | 1 | 0 | 0 | 0 | 0 | 0 | 0 | 0 | 0 | 0 | 0 | 0 | 0 | 0 | 0 | 0 | 0 | 0 | 0 | 0 | 3096.8029
2025-11-25 | 2829.845 | 12.9 | 0 | 0 | 0 | 0 | 0 | 0 | 0 | 1 | 0 | 0 | 0 | 0 | 0 | 0 | 0 | 0 | 0 | 0 | 0 | 0 | 0 | 0 | 0 | 0 | 0 | 0 | 3209.2719
2025-11-25 | 3050.534 | 12.1 | 0 | 0 | 0 | 0 | 0 | 0 | 0 | 0 | 1 | 0 | 0 | 0 | 0 | 0 | 0 | 0 | 0 | 0 | 0 | 0 | 0 | 0 | 0 | 0 | 0 | 0 | 3497.8112
2025-11-25 | 3652.715 | 11.9 | 0 | 0 | 0 | 0 | 0 | 0 | 0 | 0 | 0 | 1 | 0 | 0 | 0 | 0 | 0 | 0 | 0 | 0 | 0 | 0 | 0 | 0 | 0 | 0 | 0 | 0 | 3986.3624
2025-11-25 | 4139.133 | 11.6 | 0 | 0 | 0 | 0 | 0 | 0 | 0 | 0 | 0 | 0 | 1 | 0 | 0 | 0 | 0 | 0 | 0 | 0 | 0 | 0 | 0 | 0 | 0 | 0 | 0 | 0 | 4586.283
2025-11-25 | 4704.418 | 11.2 | 0 | 0 | 0 | 0 | 0 | 0 | 0 | 0 | 0 | 0 | 0 | 1 | 0 | 0 | 0 | 0 | 0 | 0 | 0 | 0 | 0 | 0 | 0 | 0 | 0 | 0 | 4779.3487
2025-11-25 | 4839.606 | 10.4 | 0 | 0 | 0 | 0 | 0 | 0 | 0 | 0 | 0 | 0 | 0 | 0 | 1 | 0 | 0 | 0 | 0 | 0 | 0 | 0 | 0 | 0 | 0 | 0 | 0 | 0 | 4908.1084
2025-11-25 | 4907.782 | 9.5 | 0 | 0 | 0 | 0 | 0 | 0 | 0 | 0 | 0 | 0 | 0 | 0 | 0 | 1 | 0 | 0 | 0 | 0 | 0 | 0 | 0 | 0 | 0 | 0 | 0 | 0 | 4873.7109
2025-11-25 | 4885.59 | 8.6 | 0 | 0 | 0 | 0 | 0 | 0 | 0 | 0 | 0 | 0 | 0 | 0 | 0 | 0 | 1 | 0 | 0 | 0 | 0 | 0 | 0 | 0 | 0 | 0 | 0 | 0 | 4791.1243
2025-11-25 | 4820.39 | 8.5 | 0 | 0 | 0 | 0 | 0 | 0 | 0 | 0 | 0 | 0 | 0 | 0 | 0 | 0 | 0 | 1 | 0 | 0 | 0 | 0 | 0 | 0 | 0 | 0 | 0 | 0 | 4776.2553
2025-11-25 | 4818.085 | 9.6 | 0 | 0 | 0 | 0 | 0 | 0 | 0 | 0 | 0 | 0 | 0 | 0 | 0 | 0 | 0 | 0 | 1 | 0 | 0 | 0 | 0 | 0 | 0 | 0 | 0 | 0 | 4795.7787
2025-11-25 | 4735.05 | 11 | 0 | 0 | 0 | 0 | 0 | 0 | 0 | 0 | 0 | 0 | 0 | 0 | 0 | 0 | 0 | 0 | 0 | 1 | 0 | 0 | 0 | 0 | 0 | 0 | 0 | 0 | 4757.5244
2025-11-25 | 4643.954 | 11.6 | 0 | 0 | 0 | 0 | 0 | 0 | 0 | 0 | 0 | 0 | 0 | 0 | 0 | 0 | 0 | 0 | 0 | 0 | 1 | 0 | 0 | 0 | 0 | 0 | 0 | 0 | 4503.0581
2025-11-25 | 4322.058 | 11.6 | 0 | 0 | 0 | 0 | 0 | 0 | 0 | 0 | 0 | 0 | 0 | 0 | 0 | 0 | 0 | 0 | 0 | 0 | 0 | 1 | 0 | 0 | 0 | 0 | 0 | 0 | 4202.2698
2025-11-25 | 3948.38 | 11.5 | 0 | 0 | 0 | 0 | 0 | 0 | 0 | 0 | 0 | 0 | 0 | 0 | 0 | 0 | 0 | 0 | 0 | 0 | 0 | 0 | 1 | 0 | 0 | 0 | 0 | 0 | 4007.2266
2025-11-25 | 3677.293 | 11.4 | 0 | 0 | 0 | 0 | 0 | 0 | 0 | 0 | 0 | 0 | 0 | 0 | 0 | 0 | 0 | 0 | 0 | 0 | 0 | 0 | 0 | 1 | 0 | 0 | 0 | 0 | 3844.2574
2025-11-25 | 3469.074 | 11 | 0 | 0 | 0 | 0 | 0 | 0 | 0 | 0 | 0 | 0 | 0 | 0 | 0 | 0 | 0 | 0 | 0 | 0 | 0 | 0 | 0 | 0 | 1 | 0 | 0 | 0 | 3632.871
2025-11-25 | 3205.234 | 10.7 | 0 | 0 | 0 | 0 | 0 | 0 | 0 | 0 | 0 | 0 | 0 | 0 | 0 | 0 | 0 | 0 | 0 | 0 | 0 | 0 | 0 | 0 | 0 | 1 | 0 | 0 | 3349.2206
2025-11-25 | 2935.788 | 10.5 | 0 | 0 | 0 | 0 | 0 | 0 | 0 | 0 | 0 | 0 | 0 | 0 | 0 | 0 | 0 | 0 | 0 | 0 | 0 | 0 | 0 | 0 | 0 | 0 | 1 | 0 | 3120.3845
2025-11-25 | 2785.011 | 10.4 | 0 | 0 | 0 | 0 | 0 | 0 | 0 | 0 | 0 | 0 | 0 | 0 | 0 | 0 | 0 | 0 | 0 | 0 | 0 | 0 | 0 | 0 | 0 | 0 | 0 | 1 | 2983.5577
2025-11-26 | 2674.943 | 10.5 | 0 | 0 | 1 | 0 | 0 | 0 | 0 | 0 | 0 | 0 | 0 | 0 | 0 | 0 | 0 | 0 | 0 | 0 | 0 | 0 | 0 | 0 | 0 | 0 | 0 | 0 | 2915.075
2025-11-26 | 2672.113 | 10.5 | 0 | 0 | 0 | 1 | 0 | 0 | 0 | 0 | 0 | 0 | 0 | 0 | 0 | 0 | 0 | 0 | 0 | 0 | 0 | 0 | 0 | 0 | 0 | 0 | 0 | 0 | 2879.6046
2025-11-26 | 2605.868 | 10.5 | 0 | 0 | 0 | 0 | 1 | 0 | 0 | 0 | 0 | 0 | 0 | 0 | 0 | 0 | 0 | 0 | 0 | 0 | 0 | 0 | 0 | 0 | 0 | 0 | 0 | 0 | 2866.822
2025-11-26 | 2623.228 | 10.7 | 0 | 0 | 0 | 0 | 0 | 1 | 0 | 0 | 0 | 0 | 0 | 0 | 0 | 0 | 0 | 0 | 0 | 0 | 0 | 0 | 0 | 0 | 0 | 0 | 0 | 0 | 2911.7371
2025-11-26 | 2694.579 | 10.7 | 0 | 0 | 0 | 0 | 0 | 0 | 1 | 0 | 0 | 0 | 0 | 0 | 0 | 0 | 0 | 0 | 0 | 0 | 0 | 0 | 0 | 0 | 0 | 0 | 0 | 0 | 2958.4489
2025-11-26 | 2809.672 | 10.8 | 0 | 0 | 0 | 0 | 0 | 0 | 0 | 1 | 0 | 0 | 0 | 0 | 0 | 0 | 0 | 0 | 0 | 0 | 0 | 0 | 0 | 0 | 0 | 0 | 0 | 0 | 3070.9179
2025-11-26 | 3042.666 | 10.5 | 0 | 0 | 0 | 0 | 0 | 0 | 0 | 0 | 1 | 0 | 0 | 0 | 0 | 0 | 0 | 0 | 0 | 0 | 0 | 0 | 0 | 0 | 0 | 0 | 0 | 0 | 3392.3986
2025-11-26 | 3627.769 | 10 | 0 | 0 | 0 | 0 | 0 | 0 | 0 | 0 | 0 | 1 | 0 | 0 | 0 | 0 | 0 | 0 | 0 | 0 | 0 | 0 | 0 | 0 | 0 | 0 | 0 | 0 | 3861.1849
2025-11-26 | 4123.334 | 9.2 | 0 | 0 | 0 | 0 | 0 | 0 | 0 | 0 | 0 | 0 | 1 | 0 | 0 | 0 | 0 | 0 | 0 | 0 | 0 | 0 | 0 | 0 | 0 | 0 | 0 | 0 | 4428.1642
2025-11-26 | 4543.775 | 9.4 | 0 | 0 | 0 | 0 | 0 | 0 | 0 | 0 | 0 | 0 | 0 | 1 | 0 | 0 | 0 | 0 | 0 | 0 | 0 | 0 | 0 | 0 | 0 | 0 | 0 | 0 | 4660.7595
2025-11-26 | 4777.274 | 8.3 | 0 | 0 | 0 | 0 | 0 | 0 | 0 | 0 | 0 | 0 | 0 | 0 | 1 | 0 | 0 | 0 | 0 | 0 | 0 | 0 | 0 | 0 | 0 | 0 | 0 | 0 | 4769.7544
2025-11-26 | 4906.934 | 7.2 | 0 | 0 | 0 | 0 | 0 | 0 | 0 | 0 | 0 | 0 | 0 | 0 | 0 | 1 | 0 | 0 | 0 | 0 | 0 | 0 | 0 | 0 | 0 | 0 | 0 | 0 | 4722.1804
2025-11-26 | 4870.468 | 6.9 | 0 | 0 | 0 | 0 | 0 | 0 | 0 | 0 | 0 | 0 | 0 | 0 | 0 | 0 | 1 | 0 | 0 | 0 | 0 | 0 | 0 | 0 | 0 | 0 | 0 | 0 | 4679.1234
2025-11-26 | 4942.556 | 9.2 | 0 | 0 | 0 | 0 | 0 | 0 | 0 | 0 | 0 | 0 | 0 | 0 | 0 | 0 | 0 | 1 | 0 | 0 | 0 | 0 | 0 | 0 | 0 | 0 | 0 | 0 | 4822.3733
2025-11-26 | 4877.778 | 10.5 | 0 | 0 | 0 | 0 | 0 | 0 | 0 | 0 | 0 | 0 | 0 | 0 | 0 | 0 | 0 | 0 | 1 | 0 | 0 | 0 | 0 | 0 | 0 | 0 | 0 | 0 | 4855.0732
2025-11-26 | 4817.204 | 12.7 | 0 | 0 | 0 | 0 | 0 | 0 | 0 | 0 | 0 | 0 | 0 | 0 | 0 | 0 | 0 | 0 | 0 | 1 | 0 | 0 | 0 | 0 | 0 | 0 | 0 | 0 | 4869.5253
2025-11-26 | 4774.115 | 13.3 | 0 | 0 | 0 | 0 | 0 | 0 | 0 | 0 | 0 | 0 | 0 | 0 | 0 | 0 | 0 | 0 | 0 | 0 | 1 | 0 | 0 | 0 | 0 | 0 | 0 | 0 | 4615.0589
2025-11-26 | 4453.746 | 14.1 | 0 | 0 | 0 | 0 | 0 | 0 | 0 | 0 | 0 | 0 | 0 | 0 | 0 | 0 | 0 | 0 | 0 | 0 | 0 | 1 | 0 | 0 | 0 | 0 | 0 | 0 | 4366.9769
2025-11-26 | 4062.097 | 14.3 | 0 | 0 | 0 | 0 | 0 | 0 | 0 | 0 | 0 | 0 | 0 | 0 | 0 | 0 | 0 | 0 | 0 | 0 | 0 | 0 | 1 | 0 | 0 | 0 | 0 | 0 | 4191.6986
2025-11-26 | 3799.243 | 14.8 | 0 | 0 | 0 | 0 | 0 | 0 | 0 | 0 | 0 | 0 | 0 | 0 | 0 | 0 | 0 | 0 | 0 | 0 | 0 | 0 | 0 | 1 | 0 | 0 | 0 | 0 | 4068.2591
2025-11-26 | 3631.171 | 15.4 | 0 | 0 | 0 | 0 | 0 | 0 | 0 | 0 | 0 | 0 | 0 | 0 | 0 | 0 | 0 | 0 | 0 | 0 | 0 | 0 | 0 | 0 | 1 | 0 | 0 | 0 | 3922.7555
2025-11-26 | 3365.099 | 15.9 | 0 | 0 | 0 | 0 | 0 | 0 | 0 | 0 | 0 | 0 | 0 | 0 | 0 | 0 | 0 | 0 | 0 | 0 | 0 | 0 | 0 | 0 | 0 | 1 | 0 | 0 | 3691.8115
2025-11-26 | 3171.188 | 16.4 | 0 | 0 | 0 | 0 | 0 | 0 | 0 | 0 | 0 | 0 | 0 | 0 | 0 | 0 | 0 | 0 | 0 | 0 | 0 | 0 | 0 | 0 | 0 | 0 | 1 | 0 | 3509.0933
2025-11-26 | 3015.647 | 16.6 | 0 | 0 | 0 | 0 | 0 | 0 | 0 | 0 | 0 | 0 | 0 | 0 | 0 | 0 | 0 | 0 | 0 | 0 | 0 | 0 | 0 | 0 | 0 | 0 | 0 | 1 | 3392.0314
2025-11-27 | 2931.967 | 16.4 | 0 | 0 | 1 | 0 | 0 | 0 | 0 | 0 | 0 | 0 | 0 | 0 | 0 | 0 | 0 | 0 | 0 | 0 | 0 | 0 | 0 | 0 | 0 | 0 | 0 | 0 | 3303.7838
2025-11-27 | 2951.987 | 16.6 | 0 | 0 | 0 | 1 | 0 | 0 | 0 | 0 | 0 | 0 | 0 | 0 | 0 | 0 | 0 | 0 | 0 | 0 | 0 | 0 | 0 | 0 | 0 | 0 | 0 | 0 | 3281.49
2025-11-27 | 2974.091 | 16.7 | 0 | 0 | 0 | 0 | 1 | 0 | 0 | 0 | 0 | 0 | 0 | 0 | 0 | 0 | 0 | 0 | 0 | 0 | 0 | 0 | 0 | 0 | 0 | 0 | 0 | 0 | 3275.2957
2025-11-27 | 3107.696 | 16.6 | 0 | 0 | 0 | 0 | 0 | 1 | 0 | 0 | 0 | 0 | 0 | 0 | 0 | 0 | 0 | 0 | 0 | 0 | 0 | 0 | 0 | 0 | 0 | 0 | 0 | 0 | 3300.446
2025-11-27 | 2924.726 | 16.9 | 0 | 0 | 0 | 0 | 0 | 0 | 1 | 0 | 0 | 0 | 0 | 0 | 0 | 0 | 0 | 0 | 0 | 0 | 0 | 0 | 0 | 0 | 0 | 0 | 0 | 0 | 3366.9226
2025-11-27 | 2976.446 | 17 | 0 | 0 | 0 | 0 | 0 | 0 | 0 | 1 | 0 | 0 | 0 | 0 | 0 | 0 | 0 | 0 | 0 | 0 | 0 | 0 | 0 | 0 | 0 | 0 | 0 | 0 | 3479.3916
2025-11-27 | 3170.039 | 17.8 | 0 | 0 | 0 | 0 | 0 | 0 | 0 | 0 | 1 | 0 | 0 | 0 | 0 | 0 | 0 | 0 | 0 | 0 | 0 | 0 | 0 | 0 | 0 | 0 | 0 | 0 | 3873.3434
2025-11-27 | 3678.069 | 17.8 | 0 | 0 | 0 | 0 | 0 | 0 | 0 | 0 | 0 | 1 | 0 | 0 | 0 | 0 | 0 | 0 | 0 | 0 | 0 | 0 | 0 | 0 | 0 | 0 | 0 | 0 | 4375.0712
2025-11-27 | 4342.013 | 16.8 | 0 | 0 | 0 | 0 | 0 | 0 | 0 | 0 | 0 | 0 | 1 | 0 | 0 | 0 | 0 | 0 | 0 | 0 | 0 | 0 | 0 | 0 | 0 | 0 | 0 | 0 | 4928.8738
2025-11-27 | 5120.738 | 16.4 | 0 | 0 | 0 | 0 | 0 | 0 | 0 | 0 | 0 | 0 | 0 | 1 | 0 | 0 | 0 | 0 | 0 | 0 | 0 | 0 | 0 | 0 | 0 | 0 | 0 | 0 | 5121.9395
2025-11-27 | 5398.89 | 15.8 | 0 | 0 | 0 | 0 | 0 | 0 | 0 | 0 | 0 | 0 | 0 | 0 | 1 | 0 | 0 | 0 | 0 | 0 | 0 | 0 | 0 | 0 | 0 | 0 | 0 | 0 | 5263.8758
2025-11-27 | 5383.992 | 15.2 | 0 | 0 | 0 | 0 | 0 | 0 | 0 | 0 | 0 | 0 | 0 | 0 | 0 | 1 | 0 | 0 | 0 | 0 | 0 | 0 | 0 | 0 | 0 | 0 | 0 | 0 | 5249.2432
2025-11-27 | 5367.849 | 15.6 | 0 | 0 | 0 | 0 | 0 | 0 | 0 | 0 | 0 | 0 | 0 | 0 | 0 | 0 | 1 | 0 | 0 | 0 | 0 | 0 | 0 | 0 | 0 | 0 | 0 | 0 | 5252.3042
2025-11-27 | 5254.243 | 16.5 | 0 | 0 | 0 | 0 | 0 | 0 | 0 | 0 | 0 | 0 | 0 | 0 | 0 | 0 | 0 | 1 | 0 | 0 | 0 | 0 | 0 | 0 | 0 | 0 | 0 | 0 | 5303.3181
2025-11-27 | 5199.944 | 17.4 | 0 | 0 | 0 | 0 | 0 | 0 | 0 | 0 | 0 | 0 | 0 | 0 | 0 | 0 | 0 | 0 | 1 | 0 | 0 | 0 | 0 | 0 | 0 | 0 | 0 | 0 | 5309.6649
2025-11-27 | 5173.799 | 17.6 | 0 | 0 | 0 | 0 | 0 | 0 | 0 | 0 | 0 | 0 | 0 | 0 | 0 | 0 | 0 | 0 | 0 | 1 | 0 | 0 | 0 | 0 | 0 | 0 | 0 | 0 | 5192.3512
2025-11-27 | 5132.002 | 17.3 | 0 | 0 | 0 | 0 | 0 | 0 | 0 | 0 | 0 | 0 | 0 | 0 | 0 | 0 | 0 | 0 | 0 | 0 | 1 | 0 | 0 | 0 | 0 | 0 | 0 | 0 | 4878.5903
2025-11-27 | 4830.358 | 17.7 | 0 | 0 | 0 | 0 | 0 | 0 | 0 | 0 | 0 | 0 | 0 | 0 | 0 | 0 | 0 | 0 | 0 | 0 | 0 | 1 | 0 | 0 | 0 | 0 | 0 | 0 | 4604.1552
2025-11-27 | 4405.8 | 18 | 0 | 0 | 0 | 0 | 0 | 0 | 0 | 0 | 0 | 0 | 0 | 0 | 0 | 0 | 0 | 0 | 0 | 0 | 0 | 0 | 1 | 0 | 0 | 0 | 0 | 0 | 4435.4652
2025-11-27 | 4080.052 | 18.3 | 0 | 0 | 0 | 0 | 0 | 0 | 0 | 0 | 0 | 0 | 0 | 0 | 0 | 0 | 0 | 0 | 0 | 0 | 0 | 0 | 0 | 1 | 0 | 0 | 0 | 0 | 4298.8491
2025-11-27 | 3862.934 | 17.9 | 0 | 0 | 0 | 0 | 0 | 0 | 0 | 0 | 0 | 0 | 0 | 0 | 0 | 0 | 0 | 0 | 0 | 0 | 0 | 0 | 0 | 0 | 1 | 0 | 0 | 0 | 4087.4627
2025-11-27 | 3600.889 | 18.3 | 0 | 0 | 0 | 0 | 0 | 0 | 0 | 0 | 0 | 0 | 0 | 0 | 0 | 0 | 0 | 0 | 0 | 0 | 0 | 0 | 0 | 0 | 0 | 1 | 0 | 0 | 3849.9303
2025-11-27 | 3357.003 | 18.3 | 0 | 0 | 0 | 0 | 0 | 0 | 0 | 0 | 0 | 0 | 0 | 0 | 0 | 0 | 0 | 0 | 0 | 0 | 0 | 0 | 0 | 0 | 0 | 0 | 1 | 0 | 3634.2707
2025-11-27 | 3152.606 | 18.5 | 0 | 0 | 0 | 0 | 0 | 0 | 0 | 0 | 0 | 0 | 0 | 0 | 0 | 0 | 0 | 0 | 0 | 0 | 0 | 0 | 0 | 0 | 0 | 0 | 0 | 1 | 3517.2088
2025-11-28 | 3083.857 | 18.8 | 0 | 0 | 1 | 0 | 0 | 0 | 0 | 0 | 0 | 0 | 0 | 0 | 0 | 0 | 0 | 0 | 0 | 0 | 0 | 0 | 0 | 0 | 0 | 0 | 0 | 0 | 3461.9027
2025-11-28 | 3027.633 | 18.9 | 0 | 0 | 0 | 1 | 0 | 0 | 0 | 0 | 0 | 0 | 0 | 0 | 0 | 0 | 0 | 0 | 0 | 0 | 0 | 0 | 0 | 0 | 0 | 0 | 0 | 0 | 3433.0206
2025-11-28 | 3000.38 | 19.1 | 0 | 0 | 0 | 0 | 1 | 0 | 0 | 0 | 0 | 0 | 0 | 0 | 0 | 0 | 0 | 0 | 0 | 0 | 0 | 0 | 0 | 0 | 0 | 0 | 0 | 0 | 3433.4146
2025-11-28 | 3059.948 | 18.7 | 0 | 0 | 0 | 0 | 0 | 1 | 0 | 0 | 0 | 0 | 0 | 0 | 0 | 0 | 0 | 0 | 0 | 0 | 0 | 0 | 0 | 0 | 0 | 0 | 0 | 0 | 3438.7999
2025-11-28 | 3119.697 | 19.3 | 0 | 0 | 0 | 0 | 0 | 0 | 1 | 0 | 0 | 0 | 0 | 0 | 0 | 0 | 0 | 0 | 0 | 0 | 0 | 0 | 0 | 0 | 0 | 0 | 0 | 0 | 3525.0414
2025-11-28 | 3255.495 | 18.6 | 0 | 0 | 0 | 0 | 0 | 0 | 0 | 1 | 0 | 0 | 0 | 0 | 0 | 0 | 0 | 0 | 0 | 0 | 0 | 0 | 0 | 0 | 0 | 0 | 0 | 0 | 3584.8042
2025-11-28 | 3486.779 | 18.5 | 0 | 0 | 0 | 0 | 0 | 0 | 0 | 0 | 1 | 0 | 0 | 0 | 0 | 0 | 0 | 0 | 0 | 0 | 0 | 0 | 0 | 0 | 0 | 0 | 0 | 0 | 3919.4614
2025-11-28 | 4044.674 | 18.7 | 0 | 0 | 0 | 0 | 0 | 0 | 0 | 0 | 0 | 1 | 0 | 0 | 0 | 0 | 0 | 0 | 0 | 0 | 0 | 0 | 0 | 0 | 0 | 0 | 0 | 0 | 4434.3658
2025-11-28 | 4566.066 | 18.8 | 0 | 0 | 0 | 0 | 0 | 0 | 0 | 0 | 0 | 0 | 1 | 0 | 0 | 0 | 0 | 0 | 0 | 0 | 0 | 0 | 0 | 0 | 0 | 0 | 0 | 0 | 5060.6395
2025-11-28 | 4973.306 | 18.5 | 0 | 0 | 0 | 0 | 0 | 0 | 0 | 0 | 0 | 0 | 0 | 1 | 0 | 0 | 0 | 0 | 0 | 0 | 0 | 0 | 0 | 0 | 0 | 0 | 0 | 0 | 5260.2935
2025-11-28 | 5259.383 | 18.2 | 0 | 0 | 0 | 0 | 0 | 0 | 0 | 0 | 0 | 0 | 0 | 0 | 1 | 0 | 0 | 0 | 0 | 0 | 0 | 0 | 0 | 0 | 0 | 0 | 0 | 0 | 5421.9946
2025-11-28 | 5381.06 | 17 | 0 | 0 | 0 | 0 | 0 | 0 | 0 | 0 | 0 | 0 | 0 | 0 | 0 | 1 | 0 | 0 | 0 | 0 | 0 | 0 | 0 | 0 | 0 | 0 | 0 | 0 | 5367.8323
2025-11-28 | 5236.86 | 16.2 | 0 | 0 | 0 | 0 | 0 | 0 | 0 | 0 | 0 | 0 | 0 | 0 | 0 | 0 | 1 | 0 | 0 | 0 | 0 | 0 | 0 | 0 | 0 | 0 | 0 | 0 | 5291.8339
2025-11-28 | 5276.641 | 16 | 0 | 0 | 0 | 0 | 0 | 0 | 0 | 0 | 0 | 0 | 0 | 0 | 0 | 0 | 0 | 1 | 0 | 0 | 0 | 0 | 0 | 0 | 0 | 0 | 0 | 0 | 5270.3767
2025-11-28 | 5178.459 | 16.5 | 0 | 0 | 0 | 0 | 0 | 0 | 0 | 0 | 0 | 0 | 0 | 0 | 0 | 0 | 0 | 0 | 1 | 0 | 0 | 0 | 0 | 0 | 0 | 0 | 0 | 0 | 5250.3704
2025-11-28 | 5031.82 | 16.6 | 0 | 0 | 0 | 0 | 0 | 0 | 0 | 0 | 0 | 0 | 0 | 0 | 0 | 0 | 0 | 0 | 0 | 1 | 0 | 0 | 0 | 0 | 0 | 0 | 0 | 0 | 5126.4684
2025-11-28 | 4964.386 | 17.4 | 0 | 0 | 0 | 0 | 0 | 0 | 0 | 0 | 0 | 0 | 0 | 0 | 0 | 0 | 0 | 0 | 0 | 0 | 1 | 0 | 0 | 0 | 0 | 0 | 0 | 0 | 4885.1786
2025-11-28 | 4675.718 | 18.2 | 0 | 0 | 0 | 0 | 0 | 0 | 0 | 0 | 0 | 0 | 0 | 0 | 0 | 0 | 0 | 0 | 0 | 0 | 0 | 1 | 0 | 0 | 0 | 0 | 0 | 0 | 4637.0966
2025-11-28 | 4384.491 | 18.9 | 0 | 0 | 0 | 0 | 0 | 0 | 0 | 0 | 0 | 0 | 0 | 0 | 0 | 0 | 0 | 0 | 0 | 0 | 0 | 0 | 1 | 0 | 0 | 0 | 0 | 0 | 4494.7597
2025-11-28 | 4138.274 | 19.7 | 0 | 0 | 0 | 0 | 0 | 0 | 0 | 0 | 0 | 0 | 0 | 0 | 0 | 0 | 0 | 0 | 0 | 0 | 0 | 0 | 0 | 1 | 0 | 0 | 0 | 0 | 4391.0851
2025-11-28 | 3975.385 | 19.5 | 0 | 0 | 0 | 0 | 0 | 0 | 0 | 0 | 0 | 0 | 0 | 0 | 0 | 0 | 0 | 0 | 0 | 0 | 0 | 0 | 0 | 0 | 1 | 0 | 0 | 0 | 4192.8752
2025-11-28 | 3682.34 | 20 | 0 | 0 | 0 | 0 | 0 | 0 | 0 | 0 | 0 | 0 | 0 | 0 | 0 | 0 | 0 | 0 | 0 | 0 | 0 | 0 | 0 | 0 | 0 | 1 | 0 | 0 | 3961.9312
2025-11-28 | 3466.278 | 20.4 | 0 | 0 | 0 | 0 | 0 | 0 | 0 | 0 | 0 | 0 | 0 | 0 | 0 | 0 | 0 | 0 | 0 | 0 | 0 | 0 | 0 | 0 | 0 | 0 | 1 | 0 | 3772.6247
2025-11-28 | 3284.375 | 20.9 | 0 | 0 | 0 | 0 | 0 | 0 | 0 | 0 | 0 | 0 | 0 | 0 | 0 | 0 | 0 | 0 | 0 | 0 | 0 | 0 | 0 | 0 | 0 | 0 | 0 | 1 | 3675.3277
2025-11-29 | 3220.917 | 20.9 | 0 | 1 | 1 | 0 | 0 | 0 | 0 | 0 | 0 | 0 | 0 | 0 | 0 | 0 | 0 | 0 | 0 | 0 | 0 | 0 | 0 | 0 | 0 | 0 | 0 | 0 | 3027.7258
2025-11-29 | 3124.929 | 21.2 | 0 | 1 | 0 | 1 | 0 | 0 | 0 | 0 | 0 | 0 | 0 | 0 | 0 | 0 | 0 | 0 | 0 | 0 | 0 | 0 | 0 | 0 | 0 | 0 | 0 | 0 | 3012.0203
2025-11-29 | 3094.717 | 20.7 | 0 | 1 | 0 | 0 | 1 | 0 | 0 | 0 | 0 | 0 | 0 | 0 | 0 | 0 | 0 | 0 | 0 | 0 | 0 | 0 | 0 | 0 | 0 | 0 | 0 | 0 | 2966.2963
2025-11-29 | 3098.161 | 20.5 | 0 | 1 | 0 | 0 | 0 | 1 | 0 | 0 | 0 | 0 | 0 | 0 | 0 | 0 | 0 | 0 | 0 | 0 | 0 | 0 | 0 | 0 | 0 | 0 | 0 | 0 | 2984.8582
2025-11-29 | 3189.886 | 21.6 | 0 | 1 | 0 | 0 | 0 | 0 | 1 | 0 | 0 | 0 | 0 | 0 | 0 | 0 | 0 | 0 | 0 | 0 | 0 | 0 | 0 | 0 | 0 | 0 | 0 | 0 | 3104.0411
2025-11-29 | 3254.059 | 22.1 | 0 | 1 | 0 | 0 | 0 | 0 | 0 | 1 | 0 | 0 | 0 | 0 | 0 | 0 | 0 | 0 | 0 | 0 | 0 | 0 | 0 | 0 | 0 | 0 | 0 | 0 | 3242.8633
2025-11-29 | 3382.483 | 22.1 | 0 | 1 | 0 | 0 | 0 | 0 | 0 | 0 | 1 | 0 | 0 | 0 | 0 | 0 | 0 | 0 | 0 | 0 | 0 | 0 | 0 | 0 | 0 | 0 | 0 | 0 | 3584.1089
2025-11-29 | 3593.28 | 22.4 | 0 | 1 | 0 | 0 | 0 | 0 | 0 | 0 | 0 | 1 | 0 | 0 | 0 | 0 | 0 | 0 | 0 | 0 | 0 | 0 | 0 | 0 | 0 | 0 | 0 | 0 | 4105.6015
2025-11-29 | 3784.568 | 20.9 | 0 | 1 | 0 | 0 | 0 | 0 | 0 | 0 | 0 | 0 | 1 | 0 | 0 | 0 | 0 | 0 | 0 | 0 | 0 | 0 | 0 | 0 | 0 | 0 | 0 | 0 | 4626.4627
2025-11-29 | 4117.867 | 19.2 | 0 | 1 | 0 | 0 | 0 | 0 | 0 | 0 | 0 | 0 | 0 | 1 | 0 | 0 | 0 | 0 | 0 | 0 | 0 | 0 | 0 | 0 | 0 | 0 | 0 | 0 | 4733.8806
2025-11-29 | 4432.649 | 18.8 | 0 | 1 | 0 | 0 | 0 | 0 | 0 | 0 | 0 | 0 | 0 | 0 | 1 | 0 | 0 | 0 | 0 | 0 | 0 | 0 | 0 | 0 | 0 | 0 | 0 | 0 | 4888.9935
2025-11-29 | 4435.516 | 18.2 | 0 | 1 | 0 | 0 | 0 | 0 | 0 | 0 | 0 | 0 | 0 | 0 | 0 | 1 | 0 | 0 | 0 | 0 | 0 | 0 | 0 | 0 | 0 | 0 | 0 | 0 | 4874.3609
2025-11-29 | 4357.078 | 17.4 | 0 | 1 | 0 | 0 | 0 | 0 | 0 | 0 | 0 | 0 | 0 | 0 | 0 | 0 | 1 | 0 | 0 | 0 | 0 | 0 | 0 | 0 | 0 | 0 | 0 | 0 | 4798.3625
2025-11-29 | 4310.105 | 16.9 | 0 | 1 | 0 | 0 | 0 | 0 | 0 | 0 | 0 | 0 | 0 | 0 | 0 | 0 | 0 | 1 | 0 | 0 | 0 | 0 | 0 | 0 | 0 | 0 | 0 | 0 | 4757.1404
2025-11-29 | 4267.689 | 17.2 | 0 | 1 | 0 | 0 | 0 | 0 | 0 | 0 | 0 | 0 | 0 | 0 | 0 | 0 | 0 | 0 | 1 | 0 | 0 | 0 | 0 | 0 | 0 | 0 | 0 | 0 | 4723.9575
2025-11-29 | 4326.677 | 17.4 | 0 | 1 | 0 | 0 | 0 | 0 | 0 | 0 | 0 | 0 | 0 | 0 | 0 | 0 | 0 | 0 | 0 | 1 | 0 | 0 | 0 | 0 | 0 | 0 | 0 | 0 | 4606.6438
2025-11-29 | 4299.581 | 17.6 | 0 | 1 | 0 | 0 | 0 | 0 | 0 | 0 | 0 | 0 | 0 | 0 | 0 | 0 | 0 | 0 | 0 | 0 | 1 | 0 | 0 | 0 | 0 | 0 | 0 | 0 | 4325.8243
2025-11-29 | 4223.659 | 18 | 0 | 1 | 0 | 0 | 0 | 0 | 0 | 0 | 0 | 0 | 0 | 0 | 0 | 0 | 0 | 0 | 0 | 0 | 0 | 1 | 0 | 0 | 0 | 0 | 0 | 0 | 4051.3892
2025-11-29 | 4073.729 | 18.3 | 0 | 1 | 0 | 0 | 0 | 0 | 0 | 0 | 0 | 0 | 0 | 0 | 0 | 0 | 0 | 0 | 0 | 0 | 0 | 0 | 1 | 0 | 0 | 0 | 0 | 0 | 3882.6992
2025-11-29 | 4006.171 | 18.3 | 0 | 1 | 0 | 0 | 0 | 0 | 0 | 0 | 0 | 0 | 0 | 0 | 0 | 0 | 0 | 0 | 0 | 0 | 0 | 0 | 0 | 1 | 0 | 0 | 0 | 0 | 3726.3182
2025-11-29 | 3884.015 | 18.4 | 0 | 1 | 0 | 0 | 0 | 0 | 0 | 0 | 0 | 0 | 0 | 0 | 0 | 0 | 0 | 0 | 0 | 0 | 0 | 0 | 0 | 0 | 1 | 0 | 0 | 0 | 3547.8732
2025-11-29 | 3651.232 | 18.2 | 0 | 1 | 0 | 0 | 0 | 0 | 0 | 0 | 0 | 0 | 0 | 0 | 0 | 0 | 0 | 0 | 0 | 0 | 0 | 0 | 0 | 0 | 0 | 1 | 0 | 0 | 3270.8112
2025-11-29 | 3406.142 | 17.3 | 0 | 1 | 0 | 0 | 0 | 0 | 0 | 0 | 0 | 0 | 0 | 0 | 0 | 0 | 0 | 0 | 0 | 0 | 0 | 0 | 0 | 0 | 0 | 0 | 1 | 0 | 2995.857
2025-11-29 | 3229.518 | 17.1 | 0 | 1 | 0 | 0 | 0 | 0 | 0 | 0 | 0 | 0 | 0 | 0 | 0 | 0 | 0 | 0 | 0 | 0 | 0 | 0 | 0 | 0 | 0 | 0 | 0 | 1 | 2852.442
2025-11-30 | 3106.973 | 16.9 | 0 | 1 | 1 | 0 | 0 | 0 | 0 | 0 | 0 | 0 | 0 | 0 | 0 | 0 | 0 | 0 | 0 | 0 | 0 | 0 | 0 | 0 | 0 | 0 | 0 | 0 | 2764.1944
2025-11-30 | 3050.311 | 18.3 | 0 | 1 | 0 | 1 | 0 | 0 | 0 | 0 | 0 | 0 | 0 | 0 | 0 | 0 | 0 | 0 | 0 | 0 | 0 | 0 | 0 | 0 | 0 | 0 | 0 | 0 | 2820.96
2025-11-30 | 3042.96 | 18.9 | 0 | 1 | 0 | 0 | 1 | 0 | 0 | 0 | 0 | 0 | 0 | 0 | 0 | 0 | 0 | 0 | 0 | 0 | 0 | 0 | 0 | 0 | 0 | 0 | 0 | 0 | 2847.7071
2025-11-30 | 3074.066 | 18.8 | 0 | 1 | 0 | 0 | 0 | 1 | 0 | 0 | 0 | 0 | 0 | 0 | 0 | 0 | 0 | 0 | 0 | 0 | 0 | 0 | 0 | 0 | 0 | 0 | 0 | 0 | 2872.8574
2025-11-30 | 3117.941 | 18.4 | 0 | 1 | 0 | 0 | 0 | 0 | 1 | 0 | 0 | 0 | 0 | 0 | 0 | 0 | 0 | 0 | 0 | 0 | 0 | 0 | 0 | 0 | 0 | 0 | 0 | 0 | 2893.216
2025-11-30 | 3183.605 | 18.3 | 0 | 1 | 0 | 0 | 0 | 0 | 0 | 1 | 0 | 0 | 0 | 0 | 0 | 0 | 0 | 0 | 0 | 0 | 0 | 0 | 0 | 0 | 0 | 0 | 0 | 0 | 2992.5085
2025-11-30 | 3214.455 | 18.1 | 0 | 1 | 0 | 0 | 0 | 0 | 0 | 0 | 1 | 0 | 0 | 0 | 0 | 0 | 0 | 0 | 0 | 0 | 0 | 0 | 0 | 0 | 0 | 0 | 0 | 0 | 3320.5774
2025-11-30 | 3423.038 | 18.2 | 0 | 1 | 0 | 0 | 0 | 0 | 0 | 0 | 0 | 1 | 0 | 0 | 0 | 0 | 0 | 0 | 0 | 0 | 0 | 0 | 0 | 0 | 0 | 0 | 0 | 0 | 3828.8935
2025-11-30 | 3536.321 | 17.5 | 0 | 1 | 0 | 0 | 0 | 0 | 0 | 0 | 0 | 0 | 1 | 0 | 0 | 0 | 0 | 0 | 0 | 0 | 0 | 0 | 0 | 0 | 0 | 0 | 0 | 0 | 4402.461
2025-11-30 | 3753.19 | 16.6 | 0 | 1 | 0 | 0 | 0 | 0 | 0 | 0 | 0 | 0 | 0 | 1 | 0 | 0 | 0 | 0 | 0 | 0 | 0 | 0 | 0 | 0 | 0 | 0 | 0 | 0 | 4562.5852
2025-11-30 | 4024.522 | 15.9 | 0 | 1 | 0 | 0 | 0 | 0 | 0 | 0 | 0 | 0 | 0 | 0 | 1 | 0 | 0 | 0 | 0 | 0 | 0 | 0 | 0 | 0 | 0 | 0 | 0 | 0 | 4697.9332
2025-11-30 | 4134.152 | 15.5 | 0 | 1 | 0 | 0 | 0 | 0 | 0 | 0 | 0 | 0 | 0 | 0 | 0 | 1 | 0 | 0 | 0 | 0 | 0 | 0 | 0 | 0 | 0 | 0 | 0 | 0 | 4696.4772
2025-11-30 | 4142.58 | 15.8 | 0 | 1 | 0 | 0 | 0 | 0 | 0 | 0 | 0 | 0 | 0 | 0 | 0 | 0 | 1 | 0 | 0 | 0 | 0 | 0 | 0 | 0 | 0 | 0 | 0 | 0 | 4692.9499
2025-11-30 | 4126.13 | 15.5 | 0 | 1 | 0 | 0 | 0 | 0 | 0 | 0 | 0 | 0 | 0 | 0 | 0 | 0 | 0 | 1 | 0 | 0 | 0 | 0 | 0 | 0 | 0 | 0 | 0 | 0 | 4664.9044
2025-11-30 | 4050.274 | 15.9 | 0 | 1 | 0 | 0 | 0 | 0 | 0 | 0 | 0 | 0 | 0 | 0 | 0 | 0 | 0 | 0 | 1 | 0 | 0 | 0 | 0 | 0 | 0 | 0 | 0 | 0 | 4638.3098
2025-11-30 | 4044.398 | 16 | 0 | 1 | 0 | 0 | 0 | 0 | 0 | 0 | 0 | 0 | 0 | 0 | 0 | 0 | 0 | 0 | 0 | 1 | 0 | 0 | 0 | 0 | 0 | 0 | 0 | 0 | 4514.4078
2025-11-30 | 4121.637 | 16.2 | 0 | 1 | 0 | 0 | 0 | 0 | 0 | 0 | 0 | 0 | 0 | 0 | 0 | 0 | 0 | 0 | 0 | 0 | 1 | 0 | 0 | 0 | 0 | 0 | 0 | 0 | 4233.5883
2025-11-30 | 4091.271 | 16.6 | 0 | 1 | 0 | 0 | 0 | 0 | 0 | 0 | 0 | 0 | 0 | 0 | 0 | 0 | 0 | 0 | 0 | 0 | 0 | 1 | 0 | 0 | 0 | 0 | 0 | 0 | 3959.1532
2025-11-30 | 3944.607 | 16.6 | 0 | 1 | 0 | 0 | 0 | 0 | 0 | 0 | 0 | 0 | 0 | 0 | 0 | 0 | 0 | 0 | 0 | 0 | 0 | 0 | 1 | 0 | 0 | 0 | 0 | 0 | 3770.6983
2025-11-30 | 3805.219 | 16.6 | 0 | 1 | 0 | 0 | 0 | 0 | 0 | 0 | 0 | 0 | 0 | 0 | 0 | 0 | 0 | 0 | 0 | 0 | 0 | 0 | 0 | 1 | 0 | 0 | 0 | 0 | 3614.3174
2025-11-30 | 3616.828 | 16.4 | 0 | 1 | 0 | 0 | 0 | 0 | 0 | 0 | 0 | 0 | 0 | 0 | 0 | 0 | 0 | 0 | 0 | 0 | 0 | 0 | 0 | 0 | 1 | 0 | 0 | 0 | 3416.1075
2025-11-30 | 3462.893 | 16.8 | 0 | 1 | 0 | 0 | 0 | 0 | 0 | 0 | 0 | 0 | 0 | 0 | 0 | 0 | 0 | 0 | 0 | 0 | 0 | 0 | 0 | 0 | 0 | 1 | 0 | 0 | 3178.5752
2025-11-30 | 3319.214 | 17.3 | 0 | 1 | 0 | 0 | 0 | 0 | 0 | 0 | 0 | 0 | 0 | 0 | 0 | 0 | 0 | 0 | 0 | 0 | 0 | 0 | 0 | 0 | 0 | 0 | 1 | 0 | 2995.857
2025-11-30 | 3204.798 | 18.2 | 0 | 1 | 0 | 0 | 0 | 0 | 0 | 0 | 0 | 0 | 0 | 0 | 0 | 0 | 0 | 0 | 0 | 0 | 0 | 0 | 0 | 0 | 0 | 0 | 0 | 1 | 2924.9131
2025-12-01 | 3140.655 | 18.9 | 0 | 0 | 1 | 0 | 0 | 0 | 0 | 0 | 0 | 0 | 0 | 0 | 0 | 0 | 0 | 0 | 0 | 0 | 0 | 0 | 0 | 0 | 0 | 0 | 0 | 0 | 3468.491
2025-12-01 | 3078.706 | 20 | 0 | 0 | 0 | 1 | 0 | 0 | 0 | 0 | 0 | 0 | 0 | 0 | 0 | 0 | 0 | 0 | 0 | 0 | 0 | 0 | 0 | 0 | 0 | 0 | 0 | 0 | 3505.4917
2025-12-01 | 3076.757 | 21 | 0 | 0 | 0 | 0 | 1 | 0 | 0 | 0 | 0 | 0 | 0 | 0 | 0 | 0 | 0 | 0 | 0 | 0 | 0 | 0 | 0 | 0 | 0 | 0 | 0 | 0 | 3558.592
2025-12-01 | 3178.987 | 21.8 | 0 | 0 | 0 | 0 | 0 | 1 | 0 | 0 | 0 | 0 | 0 | 0 | 0 | 0 | 0 | 0 | 0 | 0 | 0 | 0 | 0 | 0 | 0 | 0 | 0 | 0 | 3643.0368
2025-12-01 | 3261.726 | 22.9 | 0 | 0 | 0 | 0 | 0 | 0 | 1 | 0 | 0 | 0 | 0 | 0 | 0 | 0 | 0 | 0 | 0 | 0 | 0 | 0 | 0 | 0 | 0 | 0 | 0 | 0 | 3762.2197
2025-12-01 | 3496.756 | 23.2 | 0 | 0 | 0 | 0 | 0 | 0 | 0 | 1 | 0 | 0 | 0 | 0 | 0 | 0 | 0 | 0 | 0 | 0 | 0 | 0 | 0 | 0 | 0 | 0 | 0 | 0 | 3887.8653
2025-12-01 | 3763.454 | 23.8 | 0 | 0 | 0 | 0 | 0 | 0 | 0 | 0 | 1 | 0 | 0 | 0 | 0 | 0 | 0 | 0 | 0 | 0 | 0 | 0 | 0 | 0 | 0 | 0 | 0 | 0 | 4268.6405
2025-12-01 | 4314.678 | 24.1 | 0 | 0 | 0 | 0 | 0 | 0 | 0 | 0 | 0 | 1 | 0 | 0 | 0 | 0 | 0 | 0 | 0 | 0 | 0 | 0 | 0 | 0 | 0 | 0 | 0 | 0 | 4790.1331
2025-12-01 | 4873.889 | 24.8 | 0 | 0 | 0 | 0 | 0 | 0 | 0 | 0 | 0 | 0 | 1 | 0 | 0 | 0 | 0 | 0 | 0 | 0 | 0 | 0 | 0 | 0 | 0 | 0 | 0 | 0 | 5455.9366
2025-12-01 | 6869.702 | 23.7 | 0 | 0 | 0 | 0 | 0 | 0 | 0 | 0 | 0 | 0 | 0 | 1 | 0 | 0 | 0 | 0 | 0 | 0 | 0 | 0 | 0 | 0 | 0 | 0 | 0 | 0 | 5602.8843
2025-12-01 | 7239.807 | 23.1 | 0 | 0 | 0 | 0 | 0 | 0 | 0 | 0 | 0 | 0 | 0 | 0 | 1 | 0 | 0 | 0 | 0 | 0 | 0 | 0 | 0 | 0 | 0 | 0 | 0 | 0 | 5744.8206
2025-12-01 | 7273.285 | 22.3 | 0 | 0 | 0 | 0 | 0 | 0 | 0 | 0 | 0 | 0 | 0 | 0 | 0 | 1 | 0 | 0 | 0 | 0 | 0 | 0 | 0 | 0 | 0 | 0 | 0 | 0 | 5717.0114
2025-12-01 | 7037.734 | 21.3 | 0 | 0 | 0 | 0 | 0 | 0 | 0 | 0 | 0 | 0 | 0 | 0 | 0 | 0 | 1 | 0 | 0 | 0 | 0 | 0 | 0 | 0 | 0 | 0 | 0 | 0 | 5627.8365
2025-12-01 | 7017.043 | 21.1 | 0 | 0 | 0 | 0 | 0 | 0 | 0 | 0 | 0 | 0 | 0 | 0 | 0 | 0 | 0 | 1 | 0 | 0 | 0 | 0 | 0 | 0 | 0 | 0 | 0 | 0 | 5606.3792
2025-12-01 | 11397.024 | 21.1 | 0 | 0 | 0 | 0 | 0 | 0 | 0 | 0 | 0 | 0 | 0 | 0 | 0 | 0 | 0 | 0 | 1 | 0 | 0 | 0 | 0 | 0 | 0 | 0 | 0 | 0 | 5553.4315
2025-12-01 | 15866.33 | 21.1 | 0 | 0 | 0 | 0 | 0 | 0 | 0 | 0 | 0 | 0 | 0 | 0 | 0 | 0 | 0 | 0 | 0 | 1 | 0 | 0 | 0 | 0 | 0 | 0 | 0 | 0 | 5422.9412
2025-12-01 | 14465.139 | 21.2 | 0 | 0 | 0 | 0 | 0 | 0 | 0 | 0 | 0 | 0 | 0 | 0 | 0 | 0 | 0 | 0 | 0 | 0 | 1 | 0 | 0 | 0 | 0 | 0 | 0 | 0 | 5135.5334
2025-12-01 | 9252.333 | 21 | 0 | 0 | 0 | 0 | 0 | 0 | 0 | 0 | 0 | 0 | 0 | 0 | 0 | 0 | 0 | 0 | 0 | 0 | 0 | 1 | 0 | 0 | 0 | 0 | 0 | 0 | 4821.5686
2025-12-01 | 8935.828 | 20.7 | 0 | 0 | 0 | 0 | 0 | 0 | 0 | 0 | 0 | 0 | 0 | 0 | 0 | 0 | 0 | 0 | 0 | 0 | 0 | 0 | 1 | 0 | 0 | 0 | 0 | 0 | 4613.3489
2025-12-01 | 8485.414 | 20.6 | 0 | 0 | 0 | 0 | 0 | 0 | 0 | 0 | 0 | 0 | 0 | 0 | 0 | 0 | 0 | 0 | 0 | 0 | 0 | 0 | 0 | 1 | 0 | 0 | 0 | 0 | 4450.3796
2025-12-01 | 8500.307 | 20.6 | 0 | 0 | 0 | 0 | 0 | 0 | 0 | 0 | 0 | 0 | 0 | 0 | 0 | 0 | 0 | 0 | 0 | 0 | 0 | 0 | 0 | 0 | 1 | 0 | 0 | 0 | 4265.3464
2025-12-01 | 7484.709 | 20.5 | 0 | 0 | 0 | 0 | 0 | 0 | 0 | 0 | 0 | 0 | 0 | 0 | 0 | 0 | 0 | 0 | 0 | 0 | 0 | 0 | 0 | 0 | 0 | 1 | 0 | 0 | 3994.8726
2025-12-01 | 6977.827 | 20.2 | 0 | 0 | 0 | 0 | 0 | 0 | 0 | 0 | 0 | 0 | 0 | 0 | 0 | 0 | 0 | 0 | 0 | 0 | 0 | 0 | 0 | 0 | 0 | 0 | 1 | 0 | 3759.4481
2025-12-01 | 6796.876 | 20.5 | 0 | 0 | 0 | 0 | 0 | 0 | 0 | 0 | 0 | 0 | 0 | 0 | 0 | 0 | 0 | 0 | 0 | 0 | 0 | 0 | 0 | 0 | 0 | 0 | 0 | 1 | 3648.9745
2025-12-02 | 6925.099 | 21.1 | 0 | 0 | 1 | 0 | 0 | 0 | 0 | 0 | 0 | 0 | 0 | 0 | 0 | 0 | 0 | 0 | 0 | 0 | 0 | 0 | 0 | 0 | 0 | 0 | 0 | 0 | 3613.4332
2025-12-02 | 6886.612 | 21.1 | 0 | 0 | 0 | 1 | 0 | 0 | 0 | 0 | 0 | 0 | 0 | 0 | 0 | 0 | 0 | 0 | 0 | 0 | 0 | 0 | 0 | 0 | 0 | 0 | 0 | 0 | 3577.9628
2025-12-02 | 7026.551 | 20.9 | 0 | 0 | 0 | 0 | 1 | 0 | 0 | 0 | 0 | 0 | 0 | 0 | 0 | 0 | 0 | 0 | 0 | 0 | 0 | 0 | 0 | 0 | 0 | 0 | 0 | 0 | 3552.0037
2025-12-02 | 6922.905 | 20.5 | 0 | 0 | 0 | 0 | 0 | 1 | 0 | 0 | 0 | 0 | 0 | 0 | 0 | 0 | 0 | 0 | 0 | 0 | 0 | 0 | 0 | 0 | 0 | 0 | 0 | 0 | 3557.3891
2025-12-02 | 7593.736 | 20.7 | 0 | 0 | 0 | 0 | 0 | 0 | 1 | 0 | 0 | 0 | 0 | 0 | 0 | 0 | 0 | 0 | 0 | 0 | 0 | 0 | 0 | 0 | 0 | 0 | 0 | 0 | 3617.2774
2025-12-02 | 7412.382 | 20.4 | 0 | 0 | 0 | 0 | 0 | 0 | 0 | 1 | 0 | 0 | 0 | 0 | 0 | 0 | 0 | 0 | 0 | 0 | 0 | 0 | 0 | 0 | 0 | 0 | 0 | 0 | 3703.3933
2025-12-02 | 7825.905 | 20.5 | 0 | 0 | 0 | 0 | 0 | 0 | 0 | 0 | 1 | 0 | 0 | 0 | 0 | 0 | 0 | 0 | 0 | 0 | 0 | 0 | 0 | 0 | 0 | 0 | 0 | 0 | 4051.2271
2025-12-02 | 9676.217 | 20.2 | 0 | 0 | 0 | 0 | 0 | 0 | 0 | 0 | 0 | 1 | 0 | 0 | 0 | 0 | 0 | 0 | 0 | 0 | 0 | 0 | 0 | 0 | 0 | 0 | 0 | 0 | 4533.19
2025-12-02 | 14989.036 | 20.2 | 0 | 0 | 0 | 0 | 0 | 0 | 0 | 0 | 0 | 0 | 1 | 0 | 0 | 0 | 0 | 0 | 0 | 0 | 0 | 0 | 0 | 0 | 0 | 0 | 0 | 0 | 5152.8755
2025-12-02 | 15265.656 | 20 | 0 | 0 | 0 | 0 | 0 | 0 | 0 | 0 | 0 | 0 | 0 | 1 | 0 | 0 | 0 | 0 | 0 | 0 | 0 | 0 | 0 | 0 | 0 | 0 | 0 | 0 | 5359.1178
2025-12-02 | 15692.095 | 19.5 | 0 | 0 | 0 | 0 | 0 | 0 | 0 | 0 | 0 | 0 | 0 | 0 | 1 | 0 | 0 | 0 | 0 | 0 | 0 | 0 | 0 | 0 | 0 | 0 | 0 | 0 | 5507.6423
2025-12-02 | 15558.999 | 19.2 | 0 | 0 | 0 | 0 | 0 | 0 | 0 | 0 | 0 | 0 | 0 | 0 | 0 | 1 | 0 | 0 | 0 | 0 | 0 | 0 | 0 | 0 | 0 | 0 | 0 | 0 | 5512.7746
2025-12-02 | 15754.556 | 18.4 | 0 | 0 | 0 | 0 | 0 | 0 | 0 | 0 | 0 | 0 | 0 | 0 | 0 | 0 | 1 | 0 | 0 | 0 | 0 | 0 | 0 | 0 | 0 | 0 | 0 | 0 | 5436.7762
2025-12-02 | 15335.547 | 19.2 | 0 | 0 | 0 | 0 | 0 | 0 | 0 | 0 | 0 | 0 | 0 | 0 | 0 | 0 | 0 | 1 | 0 | 0 | 0 | 0 | 0 | 0 | 0 | 0 | 0 | 0 | 5481.2018
2025-12-02 | 16037.139 | 18.3 | 0 | 0 | 0 | 0 | 0 | 0 | 0 | 0 | 0 | 0 | 0 | 0 | 0 | 0 | 0 | 0 | 1 | 0 | 0 | 0 | 0 | 0 | 0 | 0 | 0 | 0 | 5368.9595
2025-12-02 | 16612.878 | 18.5 | 0 | 0 | 0 | 0 | 0 | 0 | 0 | 0 | 0 | 0 | 0 | 0 | 0 | 0 | 0 | 0 | 0 | 1 | 0 | 0 | 0 | 0 | 0 | 0 | 0 | 0 | 5251.6458
2025-12-02 | 15294.782 | 18.9 | 0 | 0 | 0 | 0 | 0 | 0 | 0 | 0 | 0 | 0 | 0 | 0 | 0 | 0 | 0 | 0 | 0 | 0 | 1 | 0 | 0 | 0 | 0 | 0 | 0 | 0 | 4984.0029
2025-12-02 | 11674.288 | 19.8 | 0 | 0 | 0 | 0 | 0 | 0 | 0 | 0 | 0 | 0 | 0 | 0 | 0 | 0 | 0 | 0 | 0 | 0 | 0 | 1 | 0 | 0 | 0 | 0 | 0 | 0 | 4742.5092
2025-12-02 | 11207.313 | 21.2 | 0 | 0 | 0 | 0 | 0 | 0 | 0 | 0 | 0 | 0 | 0 | 0 | 0 | 0 | 0 | 0 | 0 | 0 | 0 | 0 | 1 | 0 | 0 | 0 | 0 | 0 | 4646.2903
2025-12-02 | 10653.77 | 20.6 | 0 | 0 | 0 | 0 | 0 | 0 | 0 | 0 | 0 | 0 | 0 | 0 | 0 | 0 | 0 | 0 | 0 | 0 | 0 | 0 | 0 | 1 | 0 | 0 | 0 | 0 | 4450.3796
2025-12-02 | 10480.388 | 21.4 | 0 | 0 | 0 | 0 | 0 | 0 | 0 | 0 | 0 | 0 | 0 | 0 | 0 | 0 | 0 | 0 | 0 | 0 | 0 | 0 | 0 | 0 | 1 | 0 | 0 | 0 | 4318.0526
2025-12-02 | 10225.088 | 23 | 0 | 0 | 0 | 0 | 0 | 0 | 0 | 0 | 0 | 0 | 0 | 0 | 0 | 0 | 0 | 0 | 0 | 0 | 0 | 0 | 0 | 0 | 0 | 1 | 0 | 0 | 4159.5797
2025-12-02 | 9741.052 | 23.1 | 0 | 0 | 0 | 0 | 0 | 0 | 0 | 0 | 0 | 0 | 0 | 0 | 0 | 0 | 0 | 0 | 0 | 0 | 0 | 0 | 0 | 0 | 0 | 0 | 1 | 0 | 3950.5084
2025-12-02 | 9285.784 | 23 | 0 | 0 | 0 | 0 | 0 | 0 | 0 | 0 | 0 | 0 | 0 | 0 | 0 | 0 | 0 | 0 | 0 | 0 | 0 | 0 | 0 | 0 | 0 | 0 | 0 | 1 | 3813.6817
2025-12-03 | 9024.339 | 24.1 | 0 | 0 | 1 | 0 | 0 | 0 | 0 | 0 | 0 | 0 | 0 | 0 | 0 | 0 | 0 | 0 | 0 | 0 | 0 | 0 | 0 | 0 | 0 | 0 | 0 | 0 | 3811.0818
2025-12-03 | 9079.833 | 24.5 | 0 | 0 | 0 | 1 | 0 | 0 | 0 | 0 | 0 | 0 | 0 | 0 | 0 | 0 | 0 | 0 | 0 | 0 | 0 | 0 | 0 | 0 | 0 | 0 | 0 | 0 | 3801.9645
2025-12-03 | 9144.587 | 23.9 | 0 | 0 | 0 | 0 | 1 | 0 | 0 | 0 | 0 | 0 | 0 | 0 | 0 | 0 | 0 | 0 | 0 | 0 | 0 | 0 | 0 | 0 | 0 | 0 | 0 | 0 | 3749.6522
2025-12-03 | 9139.051 | 24 | 0 | 0 | 0 | 0 | 0 | 1 | 0 | 0 | 0 | 0 | 0 | 0 | 0 | 0 | 0 | 0 | 0 | 0 | 0 | 0 | 0 | 0 | 0 | 0 | 0 | 0 | 3787.9791
2025-12-03 | 9189.138 | 24.4 | 0 | 0 | 0 | 0 | 0 | 0 | 1 | 0 | 0 | 0 | 0 | 0 | 0 | 0 | 0 | 0 | 0 | 0 | 0 | 0 | 0 | 0 | 0 | 0 | 0 | 0 | 3861.044
2025-12-03 | 9409.402 | 24 | 0 | 0 | 0 | 0 | 0 | 0 | 0 | 1 | 0 | 0 | 0 | 0 | 0 | 0 | 0 | 0 | 0 | 0 | 0 | 0 | 0 | 0 | 0 | 0 | 0 | 0 | 3940.5716
2025-12-03 | 9657.243 | 23 | 0 | 0 | 0 | 0 | 0 | 0 | 0 | 0 | 1 | 0 | 0 | 0 | 0 | 0 | 0 | 0 | 0 | 0 | 0 | 0 | 0 | 0 | 0 | 0 | 0 | 0 | 4215.9343
2025-12-03 | 10208.008 | 21.3 | 0 | 0 | 0 | 0 | 0 | 0 | 0 | 0 | 0 | 1 | 0 | 0 | 0 | 0 | 0 | 0 | 0 | 0 | 0 | 0 | 0 | 0 | 0 | 0 | 0 | 0 | 4605.6612
2025-12-03 | 11084.188 | 21 | 0 | 0 | 0 | 0 | 0 | 0 | 0 | 0 | 0 | 0 | 1 | 0 | 0 | 0 | 0 | 0 | 0 | 0 | 0 | 0 | 0 | 0 | 0 | 0 | 0 | 0 | 5205.5818
2025-12-03 | 11656.369 | 20.7 | 0 | 0 | 0 | 0 | 0 | 0 | 0 | 0 | 0 | 0 | 0 | 1 | 0 | 0 | 0 | 0 | 0 | 0 | 0 | 0 | 0 | 0 | 0 | 0 | 0 | 0 | 5405.2358
2025-12-03 | 11983.887 | 19.6 | 0 | 0 | 0 | 0 | 0 | 0 | 0 | 0 | 0 | 0 | 0 | 0 | 1 | 0 | 0 | 0 | 0 | 0 | 0 | 0 | 0 | 0 | 0 | 0 | 0 | 0 | 5514.2306
2025-12-03 | 12065.41 | 18.7 | 0 | 0 | 0 | 0 | 0 | 0 | 0 | 0 | 0 | 0 | 0 | 0 | 0 | 1 | 0 | 0 | 0 | 0 | 0 | 0 | 0 | 0 | 0 | 0 | 0 | 0 | 5479.8332
2025-12-03 | 11952.384 | 17.6 | 0 | 0 | 0 | 0 | 0 | 0 | 0 | 0 | 0 | 0 | 0 | 0 | 0 | 0 | 1 | 0 | 0 | 0 | 0 | 0 | 0 | 0 | 0 | 0 | 0 | 0 | 5384.0699
2025-12-03 | 11990.277 | 16.2 | 0 | 0 | 0 | 0 | 0 | 0 | 0 | 0 | 0 | 0 | 0 | 0 | 0 | 0 | 0 | 1 | 0 | 0 | 0 | 0 | 0 | 0 | 0 | 0 | 0 | 0 | 5283.5532
2025-12-03 | 11899.924 | 17.1 | 0 | 0 | 0 | 0 | 0 | 0 | 0 | 0 | 0 | 0 | 0 | 0 | 0 | 0 | 0 | 0 | 1 | 0 | 0 | 0 | 0 | 0 | 0 | 0 | 0 | 0 | 5289.9001
2025-12-03 | 11681.473 | 17.9 | 0 | 0 | 0 | 0 | 0 | 0 | 0 | 0 | 0 | 0 | 0 | 0 | 0 | 0 | 0 | 0 | 0 | 1 | 0 | 0 | 0 | 0 | 0 | 0 | 0 | 0 | 5212.1161
2025-12-03 | 11721.974 | 18.2 | 0 | 0 | 0 | 0 | 0 | 0 | 0 | 0 | 0 | 0 | 0 | 0 | 0 | 0 | 0 | 0 | 0 | 0 | 1 | 0 | 0 | 0 | 0 | 0 | 0 | 0 | 4937.8849
2025-12-03 | 11036.741 | 18.5 | 0 | 0 | 0 | 0 | 0 | 0 | 0 | 0 | 0 | 0 | 0 | 0 | 0 | 0 | 0 | 0 | 0 | 0 | 0 | 1 | 0 | 0 | 0 | 0 | 0 | 0 | 4656.8614
2025-12-03 | 10710.522 | 19 | 0 | 0 | 0 | 0 | 0 | 0 | 0 | 0 | 0 | 0 | 0 | 0 | 0 | 0 | 0 | 0 | 0 | 0 | 0 | 0 | 1 | 0 | 0 | 0 | 0 | 0 | 4501.348
2025-12-03 | 10292.32 | 19.2 | 0 | 0 | 0 | 0 | 0 | 0 | 0 | 0 | 0 | 0 | 0 | 0 | 0 | 0 | 0 | 0 | 0 | 0 | 0 | 0 | 0 | 1 | 0 | 0 | 0 | 0 | 4358.1436
2025-12-03 | 9912.384 | 19.4 | 0 | 0 | 0 | 0 | 0 | 0 | 0 | 0 | 0 | 0 | 0 | 0 | 0 | 0 | 0 | 0 | 0 | 0 | 0 | 0 | 0 | 0 | 1 | 0 | 0 | 0 | 4186.2869
2025-12-03 | 9629.748 | 19.9 | 0 | 0 | 0 | 0 | 0 | 0 | 0 | 0 | 0 | 0 | 0 | 0 | 0 | 0 | 0 | 0 | 0 | 0 | 0 | 0 | 0 | 0 | 0 | 1 | 0 | 0 | 3955.3429
2025-12-03 | 9351.551 | 20 | 0 | 0 | 0 | 0 | 0 | 0 | 0 | 0 | 0 | 0 | 0 | 0 | 0 | 0 | 0 | 0 | 0 | 0 | 0 | 0 | 0 | 0 | 0 | 0 | 1 | 0 | 3746.2716
2025-12-03 | 9189.073 | 20.2 | 0 | 0 | 0 | 0 | 0 | 0 | 0 | 0 | 0 | 0 | 0 | 0 | 0 | 0 | 0 | 0 | 0 | 0 | 0 | 0 | 0 | 0 | 0 | 0 | 0 | 1 | 3629.2097
2025-12-04 | 9087.793 | 20.2 | 0 | 0 | 1 | 0 | 0 | 0 | 0 | 0 | 0 | 0 | 0 | 0 | 0 | 0 | 0 | 0 | 0 | 0 | 0 | 0 | 0 | 0 | 0 | 0 | 0 | 0 | 3554.1387
2025-12-04 | 9067.829 | 19.9 | 0 | 0 | 0 | 1 | 0 | 0 | 0 | 0 | 0 | 0 | 0 | 0 | 0 | 0 | 0 | 0 | 0 | 0 | 0 | 0 | 0 | 0 | 0 | 0 | 0 | 0 | 3498.9034
2025-12-04 | 9024.325 | 19.5 | 0 | 0 | 0 | 0 | 1 | 0 | 0 | 0 | 0 | 0 | 0 | 0 | 0 | 0 | 0 | 0 | 0 | 0 | 0 | 0 | 0 | 0 | 0 | 0 | 0 | 0 | 3459.7677
2025-12-04 | 9020.352 | 20.4 | 0 | 0 | 0 | 0 | 0 | 1 | 0 | 0 | 0 | 0 | 0 | 0 | 0 | 0 | 0 | 0 | 0 | 0 | 0 | 0 | 0 | 0 | 0 | 0 | 0 | 0 | 3550.8008
2025-12-04 | 9058.541 | 20.5 | 0 | 0 | 0 | 0 | 0 | 0 | 1 | 0 | 0 | 0 | 0 | 0 | 0 | 0 | 0 | 0 | 0 | 0 | 0 | 0 | 0 | 0 | 0 | 0 | 0 | 0 | 3604.1009
2025-12-04 | 9242.076 | 20.6 | 0 | 0 | 0 | 0 | 0 | 0 | 0 | 1 | 0 | 0 | 0 | 0 | 0 | 0 | 0 | 0 | 0 | 0 | 0 | 0 | 0 | 0 | 0 | 0 | 0 | 0 | 3716.5699
2025-12-04 | 9505.237 | 21.5 | 0 | 0 | 0 | 0 | 0 | 0 | 0 | 0 | 1 | 0 | 0 | 0 | 0 | 0 | 0 | 0 | 0 | 0 | 0 | 0 | 0 | 0 | 0 | 0 | 0 | 0 | 4117.11
2025-12-04 | 10117.332 | 22.7 | 0 | 0 | 0 | 0 | 0 | 0 | 0 | 0 | 0 | 1 | 0 | 0 | 0 | 0 | 0 | 0 | 0 | 0 | 0 | 0 | 0 | 0 | 0 | 0 | 0 | 0 | 4697.8972
2025-12-04 | 10631.772 | 23.3 | 0 | 0 | 0 | 0 | 0 | 0 | 0 | 0 | 0 | 0 | 1 | 0 | 0 | 0 | 0 | 0 | 0 | 0 | 0 | 0 | 0 | 0 | 0 | 0 | 0 | 0 | 5357.1124
2025-12-04 | 11041.656 | 23.5 | 0 | 0 | 0 | 0 | 0 | 0 | 0 | 0 | 0 | 0 | 0 | 1 | 0 | 0 | 0 | 0 | 0 | 0 | 0 | 0 | 0 | 0 | 0 | 0 | 0 | 0 | 5589.7078
2025-12-04 | 11354.147 | 23 | 0 | 0 | 0 | 0 | 0 | 0 | 0 | 0 | 0 | 0 | 0 | 0 | 1 | 0 | 0 | 0 | 0 | 0 | 0 | 0 | 0 | 0 | 0 | 0 | 0 | 0 | 5738.2323
2025-12-04 | 11397.222 | 22.8 | 0 | 0 | 0 | 0 | 0 | 0 | 0 | 0 | 0 | 0 | 0 | 0 | 0 | 1 | 0 | 0 | 0 | 0 | 0 | 0 | 0 | 0 | 0 | 0 | 0 | 0 | 5749.9528
2025-12-04 | 11438.25 | 23.3 | 0 | 0 | 0 | 0 | 0 | 0 | 0 | 0 | 0 | 0 | 0 | 0 | 0 | 0 | 1 | 0 | 0 | 0 | 0 | 0 | 0 | 0 | 0 | 0 | 0 | 0 | 5759.6022
2025-12-04 | 11505.796 | 25.9 | 0 | 0 | 0 | 0 | 0 | 0 | 0 | 0 | 0 | 0 | 0 | 0 | 0 | 0 | 0 | 1 | 0 | 0 | 0 | 0 | 0 | 0 | 0 | 0 | 0 | 0 | 5922.6169
2025-12-04 | 11449.283 | 25.6 | 0 | 0 | 0 | 0 | 0 | 0 | 0 | 0 | 0 | 0 | 0 | 0 | 0 | 0 | 0 | 0 | 1 | 0 | 0 | 0 | 0 | 0 | 0 | 0 | 0 | 0 | 5849.9043
2025-12-04 | 11404.546 | 25 | 0 | 0 | 0 | 0 | 0 | 0 | 0 | 0 | 0 | 0 | 0 | 0 | 0 | 0 | 0 | 0 | 0 | 1 | 0 | 0 | 0 | 0 | 0 | 0 | 0 | 0 | 5679.8843
2025-12-04 | 11483.911 | 25.9 | 0 | 0 | 0 | 0 | 0 | 0 | 0 | 0 | 0 | 0 | 0 | 0 | 0 | 0 | 0 | 0 | 0 | 0 | 1 | 0 | 0 | 0 | 0 | 0 | 0 | 0 | 5445.1828
2025-12-04 | 11188.793 | 26.9 | 0 | 0 | 0 | 0 | 0 | 0 | 0 | 0 | 0 | 0 | 0 | 0 | 0 | 0 | 0 | 0 | 0 | 0 | 0 | 1 | 0 | 0 | 0 | 0 | 0 | 0 | 5210.2774
2025-12-04 | 10746.632 | 27.4 | 0 | 0 | 0 | 0 | 0 | 0 | 0 | 0 | 0 | 0 | 0 | 0 | 0 | 0 | 0 | 0 | 0 | 0 | 0 | 0 | 1 | 0 | 0 | 0 | 0 | 0 | 5054.764
2025-12-04 | 10463.3 | 28.2 | 0 | 0 | 0 | 0 | 0 | 0 | 0 | 0 | 0 | 0 | 0 | 0 | 0 | 0 | 0 | 0 | 0 | 0 | 0 | 0 | 0 | 1 | 0 | 0 | 0 | 0 | 4951.0893
2025-12-04 | 10212.633 | 28.8 | 0 | 0 | 0 | 0 | 0 | 0 | 0 | 0 | 0 | 0 | 0 | 0 | 0 | 0 | 0 | 0 | 0 | 0 | 0 | 0 | 0 | 0 | 1 | 0 | 0 | 0 | 4805.5857
2025-12-04 | 9977.889 | 28 | 0 | 0 | 0 | 0 | 0 | 0 | 0 | 0 | 0 | 0 | 0 | 0 | 0 | 0 | 0 | 0 | 0 | 0 | 0 | 0 | 0 | 0 | 0 | 1 | 0 | 0 | 4488.994
2025-12-04 | 9689.139 | 28.3 | 0 | 0 | 0 | 0 | 0 | 0 | 0 | 0 | 0 | 0 | 0 | 0 | 0 | 0 | 0 | 0 | 0 | 0 | 0 | 0 | 0 | 0 | 0 | 0 | 1 | 0 | 4293.0992
2025-12-04 | 9569.725 | 29 | 0 | 0 | 0 | 0 | 0 | 0 | 0 | 0 | 0 | 0 | 0 | 0 | 0 | 0 | 0 | 0 | 0 | 0 | 0 | 0 | 0 | 0 | 0 | 0 | 0 | 1 | 4208.9788
2025-12-05 | 9487.352 | 28.8 | 0 | 0 | 1 | 0 | 0 | 0 | 0 | 0 | 0 | 0 | 0 | 0 | 0 | 0 | 0 | 0 | 0 | 0 | 0 | 0 | 0 | 0 | 0 | 0 | 0 | 0 | 4120.7312
2025-12-05 | 9443.254 | 28.7 | 0 | 0 | 0 | 1 | 0 | 0 | 0 | 0 | 0 | 0 | 0 | 0 | 0 | 0 | 0 | 0 | 0 | 0 | 0 | 0 | 0 | 0 | 0 | 0 | 0 | 0 | 4078.6725
2025-12-05 | 9452.938 | 29 | 0 | 0 | 0 | 0 | 1 | 0 | 0 | 0 | 0 | 0 | 0 | 0 | 0 | 0 | 0 | 0 | 0 | 0 | 0 | 0 | 0 | 0 | 0 | 0 | 0 | 0 | 4085.6548
2025-12-05 | 9506.961 | 28.8 | 0 | 0 | 0 | 0 | 0 | 1 | 0 | 0 | 0 | 0 | 0 | 0 | 0 | 0 | 0 | 0 | 0 | 0 | 0 | 0 | 0 | 0 | 0 | 0 | 0 | 0 | 4104.2167
2025-12-05 | 9555.768 | 28.3 | 0 | 0 | 0 | 0 | 0 | 0 | 1 | 0 | 0 | 0 | 0 | 0 | 0 | 0 | 0 | 0 | 0 | 0 | 0 | 0 | 0 | 0 | 0 | 0 | 0 | 0 | 4117.9871
2025-12-05 | 9631.91 | 27.7 | 0 | 0 | 0 | 0 | 0 | 0 | 0 | 1 | 0 | 0 | 0 | 0 | 0 | 0 | 0 | 0 | 0 | 0 | 0 | 0 | 0 | 0 | 0 | 0 | 0 | 0 | 4184.3381
2025-12-05 | 9864.639 | 26.9 | 0 | 0 | 0 | 0 | 0 | 0 | 0 | 0 | 1 | 0 | 0 | 0 | 0 | 0 | 0 | 0 | 0 | 0 | 0 | 0 | 0 | 0 | 0 | 0 | 0 | 0 | 4472.8774
2025-12-05 | 10426.935 | 25.1 | 0 | 0 | 0 | 0 | 0 | 0 | 0 | 0 | 0 | 1 | 0 | 0 | 0 | 0 | 0 | 0 | 0 | 0 | 0 | 0 | 0 | 0 | 0 | 0 | 0 | 0 | 4856.016
2025-12-05 | 10938.741 | 23.1 | 0 | 0 | 0 | 0 | 0 | 0 | 0 | 0 | 0 | 0 | 1 | 0 | 0 | 0 | 0 | 0 | 0 | 0 | 0 | 0 | 0 | 0 | 0 | 0 | 0 | 0 | 5343.9358
2025-12-05 | 11285.797 | 22.4 | 0 | 0 | 0 | 0 | 0 | 0 | 0 | 0 | 0 | 0 | 0 | 1 | 0 | 0 | 0 | 0 | 0 | 0 | 0 | 0 | 0 | 0 | 0 | 0 | 0 | 0 | 5517.2366
2025-12-05 | 11506.48 | 21 | 0 | 0 | 0 | 0 | 0 | 0 | 0 | 0 | 0 | 0 | 0 | 0 | 1 | 0 | 0 | 0 | 0 | 0 | 0 | 0 | 0 | 0 | 0 | 0 | 0 | 0 | 5606.4666
2025-12-05 | 11586.468 | 21 | 0 | 0 | 0 | 0 | 0 | 0 | 0 | 0 | 0 | 0 | 0 | 0 | 0 | 1 | 0 | 0 | 0 | 0 | 0 | 0 | 0 | 0 | 0 | 0 | 0 | 0 | 5631.3637
2025-12-05 | 11509.258 | 20.4 | 0 | 0 | 0 | 0 | 0 | 0 | 0 | 0 | 0 | 0 | 0 | 0 | 0 | 0 | 1 | 0 | 0 | 0 | 0 | 0 | 0 | 0 | 0 | 0 | 0 | 0 | 5568.5419
2025-12-05 | 11402.242 | 19.5 | 0 | 0 | 0 | 0 | 0 | 0 | 0 | 0 | 0 | 0 | 0 | 0 | 0 | 0 | 0 | 1 | 0 | 0 | 0 | 0 | 0 | 0 | 0 | 0 | 0 | 0 | 5500.9666
2025-12-05 | 11443.589 | 18.8 | 0 | 0 | 0 | 0 | 0 | 0 | 0 | 0 | 0 | 0 | 0 | 0 | 0 | 0 | 0 | 0 | 1 | 0 | 0 | 0 | 0 | 0 | 0 | 0 | 0 | 0 | 5401.9009
2025-12-05 | 11279.692 | 19 | 0 | 0 | 0 | 0 | 0 | 0 | 0 | 0 | 0 | 0 | 0 | 0 | 0 | 0 | 0 | 0 | 0 | 1 | 0 | 0 | 0 | 0 | 0 | 0 | 0 | 0 | 5284.5872
2025-12-05 | 11228.482 | 18.9 | 0 | 0 | 0 | 0 | 0 | 0 | 0 | 0 | 0 | 0 | 0 | 0 | 0 | 0 | 0 | 0 | 0 | 0 | 1 | 0 | 0 | 0 | 0 | 0 | 0 | 0 | 4984.0029
2025-12-05 | 10890.461 | 19.5 | 0 | 0 | 0 | 0 | 0 | 0 | 0 | 0 | 0 | 0 | 0 | 0 | 0 | 0 | 0 | 0 | 0 | 0 | 0 | 1 | 0 | 0 | 0 | 0 | 0 | 0 | 4722.7443
2025-12-05 | 10505.952 | 20 | 0 | 0 | 0 | 0 | 0 | 0 | 0 | 0 | 0 | 0 | 0 | 0 | 0 | 0 | 0 | 0 | 0 | 0 | 0 | 0 | 1 | 0 | 0 | 0 | 0 | 0 | 4567.2309
2025-12-05 | 10252.863 | 19.8 | 0 | 0 | 0 | 0 | 0 | 0 | 0 | 0 | 0 | 0 | 0 | 0 | 0 | 0 | 0 | 0 | 0 | 0 | 0 | 0 | 0 | 1 | 0 | 0 | 0 | 0 | 4397.6734
2025-12-05 | 10026.002 | 19.9 | 0 | 0 | 0 | 0 | 0 | 0 | 0 | 0 | 0 | 0 | 0 | 0 | 0 | 0 | 0 | 0 | 0 | 0 | 0 | 0 | 0 | 0 | 1 | 0 | 0 | 0 | 4219.2284
2025-12-05 | 9688.911 | 19.8 | 0 | 0 | 0 | 0 | 0 | 0 | 0 | 0 | 0 | 0 | 0 | 0 | 0 | 0 | 0 | 0 | 0 | 0 | 0 | 0 | 0 | 0 | 0 | 1 | 0 | 0 | 3948.7546
2025-12-05 | 9414.892 | 19.5 | 0 | 0 | 0 | 0 | 0 | 0 | 0 | 0 | 0 | 0 | 0 | 0 | 0 | 0 | 0 | 0 | 0 | 0 | 0 | 0 | 0 | 0 | 0 | 0 | 1 | 0 | 3713.3301
2025-12-05 | 9262.64 | 19 | 0 | 0 | 0 | 0 | 0 | 0 | 0 | 0 | 0 | 0 | 0 | 0 | 0 | 0 | 0 | 0 | 0 | 0 | 0 | 0 | 0 | 0 | 0 | 0 | 0 | 1 | 3550.1503
2025-12-06 | 9134.866 | 18.8 | 0 | 1 | 1 | 0 | 0 | 0 | 0 | 0 | 0 | 0 | 0 | 0 | 0 | 0 | 0 | 0 | 0 | 0 | 0 | 0 | 0 | 0 | 0 | 0 | 0 | 0 | 2889.3718
2025-12-06 | 9064.798 | 18.6 | 0 | 1 | 0 | 1 | 0 | 0 | 0 | 0 | 0 | 0 | 0 | 0 | 0 | 0 | 0 | 0 | 0 | 0 | 0 | 0 | 0 | 0 | 0 | 0 | 0 | 0 | 2840.7249
2025-12-06 | 9011.949 | 18.4 | 0 | 1 | 0 | 0 | 1 | 0 | 0 | 0 | 0 | 0 | 0 | 0 | 0 | 0 | 0 | 0 | 0 | 0 | 0 | 0 | 0 | 0 | 0 | 0 | 0 | 0 | 2814.7657
2025-12-06 | 9092.516 | 18.4 | 0 | 1 | 0 | 0 | 0 | 1 | 0 | 0 | 0 | 0 | 0 | 0 | 0 | 0 | 0 | 0 | 0 | 0 | 0 | 0 | 0 | 0 | 0 | 0 | 0 | 0 | 2846.5042
2025-12-06 | 9107.708 | 19.3 | 0 | 1 | 0 | 0 | 0 | 0 | 1 | 0 | 0 | 0 | 0 | 0 | 0 | 0 | 0 | 0 | 0 | 0 | 0 | 0 | 0 | 0 | 0 | 0 | 0 | 0 | 2952.5106
2025-12-06 | 9155.959 | 19.1 | 0 | 1 | 0 | 0 | 0 | 0 | 0 | 1 | 0 | 0 | 0 | 0 | 0 | 0 | 0 | 0 | 0 | 0 | 0 | 0 | 0 | 0 | 0 | 0 | 0 | 0 | 3045.2148
2025-12-06 | 9291.194 | 18.5 | 0 | 1 | 0 | 0 | 0 | 0 | 0 | 0 | 1 | 0 | 0 | 0 | 0 | 0 | 0 | 0 | 0 | 0 | 0 | 0 | 0 | 0 | 0 | 0 | 0 | 0 | 3346.9306
2025-12-06 | 9502.931 | 18.1 | 0 | 1 | 0 | 0 | 0 | 0 | 0 | 0 | 0 | 1 | 0 | 0 | 0 | 0 | 0 | 0 | 0 | 0 | 0 | 0 | 0 | 0 | 0 | 0 | 0 | 0 | 3822.3052
2025-12-06 | 9695.977 | 18.1 | 0 | 1 | 0 | 0 | 0 | 0 | 0 | 0 | 0 | 0 | 1 | 0 | 0 | 0 | 0 | 0 | 0 | 0 | 0 | 0 | 0 | 0 | 0 | 0 | 0 | 0 | 4441.9907
2025-12-06 | 10071.432 | 18.6 | 0 | 1 | 0 | 0 | 0 | 0 | 0 | 0 | 0 | 0 | 0 | 1 | 0 | 0 | 0 | 0 | 0 | 0 | 0 | 0 | 0 | 0 | 0 | 0 | 0 | 0 | 4694.3509
2025-12-06 | 10348.397 | 18.5 | 0 | 1 | 0 | 0 | 0 | 0 | 0 | 0 | 0 | 0 | 0 | 0 | 1 | 0 | 0 | 0 | 0 | 0 | 0 | 0 | 0 | 0 | 0 | 0 | 0 | 0 | 4869.2286
2025-12-06 | 10458.181 | 18.1 | 0 | 1 | 0 | 0 | 0 | 0 | 0 | 0 | 0 | 0 | 0 | 0 | 0 | 1 | 0 | 0 | 0 | 0 | 0 | 0 | 0 | 0 | 0 | 0 | 0 | 0 | 4867.7726
2025-12-06 | 10471.666 | 17.6 | 0 | 1 | 0 | 0 | 0 | 0 | 0 | 0 | 0 | 0 | 0 | 0 | 0 | 0 | 1 | 0 | 0 | 0 | 0 | 0 | 0 | 0 | 0 | 0 | 0 | 0 | 4811.5391
2025-12-06 | 10410.206 | 17.1 | 0 | 1 | 0 | 0 | 0 | 0 | 0 | 0 | 0 | 0 | 0 | 0 | 0 | 0 | 0 | 1 | 0 | 0 | 0 | 0 | 0 | 0 | 0 | 0 | 0 | 0 | 4770.3169
2025-12-06 | 10337.681 | 17.3 | 0 | 1 | 0 | 0 | 0 | 0 | 0 | 0 | 0 | 0 | 0 | 0 | 0 | 0 | 0 | 0 | 1 | 0 | 0 | 0 | 0 | 0 | 0 | 0 | 0 | 0 | 4730.5458
2025-12-06 | 10319.396 | 17.2 | 0 | 1 | 0 | 0 | 0 | 0 | 0 | 0 | 0 | 0 | 0 | 0 | 0 | 0 | 0 | 0 | 0 | 1 | 0 | 0 | 0 | 0 | 0 | 0 | 0 | 0 | 4593.4673
2025-12-06 | 10316.524 | 17.3 | 0 | 1 | 0 | 0 | 0 | 0 | 0 | 0 | 0 | 0 | 0 | 0 | 0 | 0 | 0 | 0 | 0 | 0 | 1 | 0 | 0 | 0 | 0 | 0 | 0 | 0 | 4306.0595
2025-12-06 | 10316.727 | 17.6 | 0 | 1 | 0 | 0 | 0 | 0 | 0 | 0 | 0 | 0 | 0 | 0 | 0 | 0 | 0 | 0 | 0 | 0 | 0 | 1 | 0 | 0 | 0 | 0 | 0 | 0 | 4025.036
2025-12-06 | 10058.48 | 17.9 | 0 | 1 | 0 | 0 | 0 | 0 | 0 | 0 | 0 | 0 | 0 | 0 | 0 | 0 | 0 | 0 | 0 | 0 | 0 | 0 | 1 | 0 | 0 | 0 | 0 | 0 | 3856.346
2025-12-06 | 9915.025 | 18 | 0 | 1 | 0 | 0 | 0 | 0 | 0 | 0 | 0 | 0 | 0 | 0 | 0 | 0 | 0 | 0 | 0 | 0 | 0 | 0 | 0 | 1 | 0 | 0 | 0 | 0 | 3706.5534
2025-12-06 | 9757.449 | 18 | 0 | 1 | 0 | 0 | 0 | 0 | 0 | 0 | 0 | 0 | 0 | 0 | 0 | 0 | 0 | 0 | 0 | 0 | 0 | 0 | 0 | 0 | 1 | 0 | 0 | 0 | 3521.5201
2025-12-06 | 9612.145 | 18.2 | 0 | 1 | 0 | 0 | 0 | 0 | 0 | 0 | 0 | 0 | 0 | 0 | 0 | 0 | 0 | 0 | 0 | 0 | 0 | 0 | 0 | 0 | 0 | 1 | 0 | 0 | 3270.8112
2025-12-06 | 9354.932 | 19 | 0 | 1 | 0 | 0 | 0 | 0 | 0 | 0 | 0 | 0 | 0 | 0 | 0 | 0 | 0 | 0 | 0 | 0 | 0 | 0 | 0 | 0 | 0 | 0 | 1 | 0 | 3107.8579
2025-12-06 | 9185.211 | 19.6 | 0 | 1 | 0 | 0 | 0 | 0 | 0 | 0 | 0 | 0 | 0 | 0 | 0 | 0 | 0 | 0 | 0 | 0 | 0 | 0 | 0 | 0 | 0 | 0 | 0 | 1 | 3017.1491
2025-12-07 | 9037.563 | 19.5 | 0 | 1 | 1 | 0 | 0 | 0 | 0 | 0 | 0 | 0 | 0 | 0 | 0 | 0 | 0 | 0 | 0 | 0 | 0 | 0 | 0 | 0 | 0 | 0 | 0 | 0 | 2935.4898
2025-12-07 | 8974.999 | 19.5 | 0 | 1 | 0 | 1 | 0 | 0 | 0 | 0 | 0 | 0 | 0 | 0 | 0 | 0 | 0 | 0 | 0 | 0 | 0 | 0 | 0 | 0 | 0 | 0 | 0 | 0 | 2900.0194
2025-12-07 | 8980.639 | 19.2 | 0 | 1 | 0 | 0 | 1 | 0 | 0 | 0 | 0 | 0 | 0 | 0 | 0 | 0 | 0 | 0 | 0 | 0 | 0 | 0 | 0 | 0 | 0 | 0 | 0 | 0 | 2867.472
2025-12-07 | 9009.159 | 19.2 | 0 | 1 | 0 | 0 | 0 | 1 | 0 | 0 | 0 | 0 | 0 | 0 | 0 | 0 | 0 | 0 | 0 | 0 | 0 | 0 | 0 | 0 | 0 | 0 | 0 | 0 | 2899.2105
2025-12-07 | 8955.072 | 19.7 | 0 | 1 | 0 | 0 | 0 | 0 | 1 | 0 | 0 | 0 | 0 | 0 | 0 | 0 | 0 | 0 | 0 | 0 | 0 | 0 | 0 | 0 | 0 | 0 | 0 | 0 | 2978.8637
2025-12-07 | 9014.217 | 19.6 | 0 | 1 | 0 | 0 | 0 | 0 | 0 | 1 | 0 | 0 | 0 | 0 | 0 | 0 | 0 | 0 | 0 | 0 | 0 | 0 | 0 | 0 | 0 | 0 | 0 | 0 | 3078.1562
2025-12-07 | 9142.208 | 19.8 | 0 | 1 | 0 | 0 | 0 | 0 | 0 | 0 | 1 | 0 | 0 | 0 | 0 | 0 | 0 | 0 | 0 | 0 | 0 | 0 | 0 | 0 | 0 | 0 | 0 | 0 | 3432.5783
2025-12-07 | 9431.898 | 19.4 | 0 | 1 | 0 | 0 | 0 | 0 | 0 | 0 | 0 | 1 | 0 | 0 | 0 | 0 | 0 | 0 | 0 | 0 | 0 | 0 | 0 | 0 | 0 | 0 | 0 | 0 | 3907.9529
2025-12-07 | 9390.769 | 20.5 | 0 | 1 | 0 | 0 | 0 | 0 | 0 | 0 | 0 | 0 | 1 | 0 | 0 | 0 | 0 | 0 | 0 | 0 | 0 | 0 | 0 | 0 | 0 | 0 | 0 | 0 | 4600.1095
2025-12-07 | 9714.418 | 20.5 | 0 | 1 | 0 | 0 | 0 | 0 | 0 | 0 | 0 | 0 | 0 | 1 | 0 | 0 | 0 | 0 | 0 | 0 | 0 | 0 | 0 | 0 | 0 | 0 | 0 | 0 | 4819.5284
2025-12-07 | 9936.716 | 20.3 | 0 | 1 | 0 | 0 | 0 | 0 | 0 | 0 | 0 | 0 | 0 | 0 | 1 | 0 | 0 | 0 | 0 | 0 | 0 | 0 | 0 | 0 | 0 | 0 | 0 | 0 | 4987.8178
2025-12-07 | 10017.856 | 19.4 | 0 | 1 | 0 | 0 | 0 | 0 | 0 | 0 | 0 | 0 | 0 | 0 | 0 | 1 | 0 | 0 | 0 | 0 | 0 | 0 | 0 | 0 | 0 | 0 | 0 | 0 | 4953.4203
2025-12-07 | 10075.347 | 19.1 | 0 | 1 | 0 | 0 | 0 | 0 | 0 | 0 | 0 | 0 | 0 | 0 | 0 | 0 | 1 | 0 | 0 | 0 | 0 | 0 | 0 | 0 | 0 | 0 | 0 | 0 | 4910.3634
2025-12-07 | 10010.021 | 18.6 | 0 | 1 | 0 | 0 | 0 | 0 | 0 | 0 | 0 | 0 | 0 | 0 | 0 | 0 | 0 | 1 | 0 | 0 | 0 | 0 | 0 | 0 | 0 | 0 | 0 | 0 | 4869.1412
2025-12-07 | 10059.206 | 19 | 0 | 1 | 0 | 0 | 0 | 0 | 0 | 0 | 0 | 0 | 0 | 0 | 0 | 0 | 0 | 0 | 1 | 0 | 0 | 0 | 0 | 0 | 0 | 0 | 0 | 0 | 4842.5466
2025-12-07 | 10032.885 | 19.1 | 0 | 1 | 0 | 0 | 0 | 0 | 0 | 0 | 0 | 0 | 0 | 0 | 0 | 0 | 0 | 0 | 0 | 1 | 0 | 0 | 0 | 0 | 0 | 0 | 0 | 0 | 4718.6447
2025-12-07 | 10027.828 | 19.9 | 0 | 1 | 0 | 0 | 0 | 0 | 0 | 0 | 0 | 0 | 0 | 0 | 0 | 0 | 0 | 0 | 0 | 0 | 1 | 0 | 0 | 0 | 0 | 0 | 0 | 0 | 4477.3549
2025-12-07 | 10147.892 | 20.3 | 0 | 1 | 0 | 0 | 0 | 0 | 0 | 0 | 0 | 0 | 0 | 0 | 0 | 0 | 0 | 0 | 0 | 0 | 0 | 1 | 0 | 0 | 0 | 0 | 0 | 0 | 4202.9197
2025-12-07 | 10089.856 | 21.4 | 0 | 1 | 0 | 0 | 0 | 0 | 0 | 0 | 0 | 0 | 0 | 0 | 0 | 0 | 0 | 0 | 0 | 0 | 0 | 0 | 1 | 0 | 0 | 0 | 0 | 0 | 4086.936
2025-12-07 | 9876.586 | 21.3 | 0 | 1 | 0 | 0 | 0 | 0 | 0 | 0 | 0 | 0 | 0 | 0 | 0 | 0 | 0 | 0 | 0 | 0 | 0 | 0 | 0 | 1 | 0 | 0 | 0 | 0 | 3923.9668
2025-12-07 | 9731.725 | 22.4 | 0 | 1 | 0 | 0 | 0 | 0 | 0 | 0 | 0 | 0 | 0 | 0 | 0 | 0 | 0 | 0 | 0 | 0 | 0 | 0 | 0 | 0 | 1 | 0 | 0 | 0 | 3811.4046
2025-12-07 | 9607.6 | 23.1 | 0 | 1 | 0 | 0 | 0 | 0 | 0 | 0 | 0 | 0 | 0 | 0 | 0 | 0 | 0 | 0 | 0 | 0 | 0 | 0 | 0 | 0 | 0 | 1 | 0 | 0 | 3593.6371
2025-12-07 | 9442.429 | 24 | 0 | 1 | 0 | 0 | 0 | 0 | 0 | 0 | 0 | 0 | 0 | 0 | 0 | 0 | 0 | 0 | 0 | 0 | 0 | 0 | 0 | 0 | 0 | 0 | 1 | 0 | 3437.2721
2025-12-07 | 9336.12 | 25.1 | 0 | 1 | 0 | 0 | 0 | 0 | 0 | 0 | 0 | 0 | 0 | 0 | 0 | 0 | 0 | 0 | 0 | 0 | 0 | 0 | 0 | 0 | 0 | 0 | 0 | 1 | 3379.5048
2025-12-08 | 8575.474 | 25.1 | 0 | 0 | 1 | 0 | 0 | 0 | 0 | 0 | 0 | 0 | 0 | 0 | 0 | 0 | 0 | 0 | 0 | 0 | 0 | 0 | 0 | 0 | 0 | 0 | 0 | 0 | 3876.9646
2025-12-08 | 8414.398 | 26.1 | 0 | 0 | 0 | 1 | 0 | 0 | 0 | 0 | 0 | 0 | 0 | 0 | 0 | 0 | 0 | 0 | 0 | 0 | 0 | 0 | 0 | 0 | 0 | 0 | 0 | 0 | 3907.3771
2025-12-08 | 8564.051 | 27.1 | 0 | 0 | 0 | 0 | 1 | 0 | 0 | 0 | 0 | 0 | 0 | 0 | 0 | 0 | 0 | 0 | 0 | 0 | 0 | 0 | 0 | 0 | 0 | 0 | 0 | 0 | 3960.4774
2025-12-08 | 8662.979 | 28.5 | 0 | 0 | 0 | 0 | 0 | 1 | 0 | 0 | 0 | 0 | 0 | 0 | 0 | 0 | 0 | 0 | 0 | 0 | 0 | 0 | 0 | 0 | 0 | 0 | 0 | 0 | 4084.4519
2025-12-08 | 8680.487 | 29.3 | 0 | 0 | 0 | 0 | 0 | 0 | 1 | 0 | 0 | 0 | 0 | 0 | 0 | 0 | 0 | 0 | 0 | 0 | 0 | 0 | 0 | 0 | 0 | 0 | 0 | 0 | 4183.8699
2025-12-08 | 8926.258 | 30 | 0 | 0 | 0 | 0 | 0 | 0 | 0 | 1 | 0 | 0 | 0 | 0 | 0 | 0 | 0 | 0 | 0 | 0 | 0 | 0 | 0 | 0 | 0 | 0 | 0 | 0 | 4335.8687
2025-12-08 | 9219.253 | 30.3 | 0 | 0 | 0 | 0 | 0 | 0 | 0 | 0 | 1 | 0 | 0 | 0 | 0 | 0 | 0 | 0 | 0 | 0 | 0 | 0 | 0 | 0 | 0 | 0 | 0 | 0 | 4696.8791
2025-12-08 | 13762.385 | 30.2 | 0 | 0 | 0 | 0 | 0 | 0 | 0 | 0 | 0 | 1 | 0 | 0 | 0 | 0 | 0 | 0 | 0 | 0 | 0 | 0 | 0 | 0 | 0 | 0 | 0 | 0 | 5192.0185
2025-12-08 | 14321.528 | 30.7 | 0 | 0 | 0 | 0 | 0 | 0 | 0 | 0 | 0 | 0 | 1 | 0 | 0 | 0 | 0 | 0 | 0 | 0 | 0 | 0 | 0 | 0 | 0 | 0 | 0 | 0 | 5844.6455
2025-12-08 | 17010.056 | 28.9 | 0 | 0 | 0 | 0 | 0 | 0 | 0 | 0 | 0 | 0 | 0 | 1 | 0 | 0 | 0 | 0 | 0 | 0 | 0 | 0 | 0 | 0 | 0 | 0 | 0 | 0 | 5945.4752
2025-12-08 | 17838.425 | 26.9 | 0 | 0 | 0 | 0 | 0 | 0 | 0 | 0 | 0 | 0 | 0 | 0 | 1 | 0 | 0 | 0 | 0 | 0 | 0 | 0 | 0 | 0 | 0 | 0 | 0 | 0 | 5995.1754
2025-12-08 | 16256.638 | 24.8 | 0 | 0 | 0 | 0 | 0 | 0 | 0 | 0 | 0 | 0 | 0 | 0 | 0 | 1 | 0 | 0 | 0 | 0 | 0 | 0 | 0 | 0 | 0 | 0 | 0 | 0 | 5881.7185
2025-12-08 | 14205.88 | 22.6 | 0 | 0 | 0 | 0 | 0 | 0 | 0 | 0 | 0 | 0 | 0 | 0 | 0 | 0 | 1 | 0 | 0 | 0 | 0 | 0 | 0 | 0 | 0 | 0 | 0 | 0 | 5713.4842
2025-12-08 | 15787.102 | 21.8 | 0 | 0 | 0 | 0 | 0 | 0 | 0 | 0 | 0 | 0 | 0 | 0 | 0 | 0 | 0 | 1 | 0 | 0 | 0 | 0 | 0 | 0 | 0 | 0 | 0 | 0 | 5652.4972
2025-12-08 | 15027.008 | 22 | 0 | 0 | 0 | 0 | 0 | 0 | 0 | 0 | 0 | 0 | 0 | 0 | 0 | 0 | 0 | 0 | 1 | 0 | 0 | 0 | 0 | 0 | 0 | 0 | 0 | 0 | 5612.726
2025-12-08 | 17511.218 | 22 | 0 | 0 | 0 | 0 | 0 | 0 | 0 | 0 | 0 | 0 | 0 | 0 | 0 | 0 | 0 | 0 | 0 | 1 | 0 | 0 | 0 | 0 | 0 | 0 | 0 | 0 | 5482.2358
2025-12-08 | 16092.601 | 22.3 | 0 | 0 | 0 | 0 | 0 | 0 | 0 | 0 | 0 | 0 | 0 | 0 | 0 | 0 | 0 | 0 | 0 | 0 | 1 | 0 | 0 | 0 | 0 | 0 | 0 | 0 | 5208.0046
2025-12-08 | 10783.482 | 22.5 | 0 | 0 | 0 | 0 | 0 | 0 | 0 | 0 | 0 | 0 | 0 | 0 | 0 | 0 | 0 | 0 | 0 | 0 | 0 | 1 | 0 | 0 | 0 | 0 | 0 | 0 | 4920.3929
2025-12-08 | 10564.158 | 22.9 | 0 | 0 | 0 | 0 | 0 | 0 | 0 | 0 | 0 | 0 | 0 | 0 | 0 | 0 | 0 | 0 | 0 | 0 | 0 | 0 | 1 | 0 | 0 | 0 | 0 | 0 | 4758.2911
2025-12-08 | 10214.713 | 24 | 0 | 0 | 0 | 0 | 0 | 0 | 0 | 0 | 0 | 0 | 0 | 0 | 0 | 0 | 0 | 0 | 0 | 0 | 0 | 0 | 0 | 1 | 0 | 0 | 0 | 0 | 4674.3813
2025-12-08 | 10148.733 | 24.5 | 0 | 0 | 0 | 0 | 0 | 0 | 0 | 0 | 0 | 0 | 0 | 0 | 0 | 0 | 0 | 0 | 0 | 0 | 0 | 0 | 0 | 0 | 1 | 0 | 0 | 0 | 4522.2895
2025-12-08 | 9165.411 | 25.2 | 0 | 0 | 0 | 0 | 0 | 0 | 0 | 0 | 0 | 0 | 0 | 0 | 0 | 0 | 0 | 0 | 0 | 0 | 0 | 0 | 0 | 0 | 0 | 1 | 0 | 0 | 4304.522
2025-12-08 | 8682.237 | 26.1 | 0 | 0 | 0 | 0 | 0 | 0 | 0 | 0 | 0 | 0 | 0 | 0 | 0 | 0 | 0 | 0 | 0 | 0 | 0 | 0 | 0 | 0 | 0 | 0 | 1 | 0 | 4148.1569
2025-12-08 | 8537.255 | 26.1 | 0 | 0 | 0 | 0 | 0 | 0 | 0 | 0 | 0 | 0 | 0 | 0 | 0 | 0 | 0 | 0 | 0 | 0 | 0 | 0 | 0 | 0 | 0 | 0 | 0 | 1 | 4017.9185
2025-12-09 | 8637.3 | 26.4 | 0 | 0 | 1 | 0 | 0 | 0 | 0 | 0 | 0 | 0 | 0 | 0 | 0 | 0 | 0 | 0 | 0 | 0 | 0 | 0 | 0 | 0 | 0 | 0 | 0 | 0 | 3962.6123
2025-12-09 | 8616.412 | 26.6 | 0 | 0 | 0 | 1 | 0 | 0 | 0 | 0 | 0 | 0 | 0 | 0 | 0 | 0 | 0 | 0 | 0 | 0 | 0 | 0 | 0 | 0 | 0 | 0 | 0 | 0 | 3940.3185
2025-12-09 | 8753.487 | 26.1 | 0 | 0 | 0 | 0 | 1 | 0 | 0 | 0 | 0 | 0 | 0 | 0 | 0 | 0 | 0 | 0 | 0 | 0 | 0 | 0 | 0 | 0 | 0 | 0 | 0 | 0 | 3894.5945
2025-12-09 | 8629.09 | 26.6 | 0 | 0 | 0 | 0 | 0 | 1 | 0 | 0 | 0 | 0 | 0 | 0 | 0 | 0 | 0 | 0 | 0 | 0 | 0 | 0 | 0 | 0 | 0 | 0 | 0 | 0 | 3959.2745
2025-12-09 | 8844.253 | 26.3 | 0 | 0 | 0 | 0 | 0 | 0 | 1 | 0 | 0 | 0 | 0 | 0 | 0 | 0 | 0 | 0 | 0 | 0 | 0 | 0 | 0 | 0 | 0 | 0 | 0 | 0 | 3986.2214
2025-12-09 | 8734.011 | 26.4 | 0 | 0 | 0 | 0 | 0 | 0 | 0 | 1 | 0 | 0 | 0 | 0 | 0 | 0 | 0 | 0 | 0 | 0 | 0 | 0 | 0 | 0 | 0 | 0 | 0 | 0 | 4098.6904
2025-12-09 | 8943.391 | 25.3 | 0 | 0 | 0 | 0 | 0 | 0 | 0 | 0 | 1 | 0 | 0 | 0 | 0 | 0 | 0 | 0 | 0 | 0 | 0 | 0 | 0 | 0 | 0 | 0 | 0 | 0 | 4367.4648
2025-12-09 | 10798.426 | 24.5 | 0 | 0 | 0 | 0 | 0 | 0 | 0 | 0 | 0 | 1 | 0 | 0 | 0 | 0 | 0 | 0 | 0 | 0 | 0 | 0 | 0 | 0 | 0 | 0 | 0 | 0 | 4816.4863
2025-12-09 | 15554.304 | 22.7 | 0 | 0 | 0 | 0 | 0 | 0 | 0 | 0 | 0 | 0 | 1 | 0 | 0 | 0 | 0 | 0 | 0 | 0 | 0 | 0 | 0 | 0 | 0 | 0 | 0 | 0 | 5317.5827
2025-12-09 | 16333.793 | 22.3 | 0 | 0 | 0 | 0 | 0 | 0 | 0 | 0 | 0 | 0 | 0 | 1 | 0 | 0 | 0 | 0 | 0 | 0 | 0 | 0 | 0 | 0 | 0 | 0 | 0 | 0 | 5510.6483
2025-12-09 | 15988.059 | 21.8 | 0 | 0 | 0 | 0 | 0 | 0 | 0 | 0 | 0 | 0 | 0 | 0 | 1 | 0 | 0 | 0 | 0 | 0 | 0 | 0 | 0 | 0 | 0 | 0 | 0 | 0 | 5659.1729
2025-12-09 | 15894.636 | 21 | 0 | 0 | 0 | 0 | 0 | 0 | 0 | 0 | 0 | 0 | 0 | 0 | 0 | 1 | 0 | 0 | 0 | 0 | 0 | 0 | 0 | 0 | 0 | 0 | 0 | 0 | 5631.3637
2025-12-09 | 15402.221 | 20.7 | 0 | 0 | 0 | 0 | 0 | 0 | 0 | 0 | 0 | 0 | 0 | 0 | 0 | 0 | 1 | 0 | 0 | 0 | 0 | 0 | 0 | 0 | 0 | 0 | 0 | 0 | 5588.3068
2025-12-09 | 15165.178 | 21 | 0 | 0 | 0 | 0 | 0 | 0 | 0 | 0 | 0 | 0 | 0 | 0 | 0 | 0 | 0 | 1 | 0 | 0 | 0 | 0 | 0 | 0 | 0 | 0 | 0 | 0 | 5599.7909
2025-12-09 | 15167.014 | 21.5 | 0 | 0 | 0 | 0 | 0 | 0 | 0 | 0 | 0 | 0 | 0 | 0 | 0 | 0 | 0 | 0 | 1 | 0 | 0 | 0 | 0 | 0 | 0 | 0 | 0 | 0 | 5579.7846
2025-12-09 | 12992.497 | 21.1 | 0 | 0 | 0 | 0 | 0 | 0 | 0 | 0 | 0 | 0 | 0 | 0 | 0 | 0 | 0 | 0 | 0 | 1 | 0 | 0 | 0 | 0 | 0 | 0 | 0 | 0 | 5422.9412
2025-12-09 | 11357.927 | 20.3 | 0 | 0 | 0 | 0 | 0 | 0 | 0 | 0 | 0 | 0 | 0 | 0 | 0 | 0 | 0 | 0 | 0 | 0 | 1 | 0 | 0 | 0 | 0 | 0 | 0 | 0 | 5076.2389
2025-12-09 | 7974.415 | 20.2 | 0 | 0 | 0 | 0 | 0 | 0 | 0 | 0 | 0 | 0 | 0 | 0 | 0 | 0 | 0 | 0 | 0 | 0 | 0 | 1 | 0 | 0 | 0 | 0 | 0 | 0 | 4768.8623
2025-12-09 | 7407.301 | 19.8 | 0 | 0 | 0 | 0 | 0 | 0 | 0 | 0 | 0 | 0 | 0 | 0 | 0 | 0 | 0 | 0 | 0 | 0 | 0 | 0 | 1 | 0 | 0 | 0 | 0 | 0 | 4554.0543
2025-12-09 | 7037.023 | 19.1 | 0 | 0 | 0 | 0 | 0 | 0 | 0 | 0 | 0 | 0 | 0 | 0 | 0 | 0 | 0 | 0 | 0 | 0 | 0 | 0 | 0 | 1 | 0 | 0 | 0 | 0 | 4351.5554
2025-12-09 | 6864.556 | 18.1 | 0 | 0 | 0 | 0 | 0 | 0 | 0 | 0 | 0 | 0 | 0 | 0 | 0 | 0 | 0 | 0 | 0 | 0 | 0 | 0 | 0 | 0 | 1 | 0 | 0 | 0 | 4100.6392
2025-12-09 | 6588.018 | 17.8 | 0 | 0 | 0 | 0 | 0 | 0 | 0 | 0 | 0 | 0 | 0 | 0 | 0 | 0 | 0 | 0 | 0 | 0 | 0 | 0 | 0 | 0 | 0 | 1 | 0 | 0 | 3816.9889
2025-12-09 | 6243.395 | 17.7 | 0 | 0 | 0 | 0 | 0 | 0 | 0 | 0 | 0 | 0 | 0 | 0 | 0 | 0 | 0 | 0 | 0 | 0 | 0 | 0 | 0 | 0 | 0 | 0 | 1 | 0 | 3594.741
2025-12-09 | 6057.625 | 17.6 | 0 | 0 | 0 | 0 | 0 | 0 | 0 | 0 | 0 | 0 | 0 | 0 | 0 | 0 | 0 | 0 | 0 | 0 | 0 | 0 | 0 | 0 | 0 | 0 | 0 | 1 | 3457.9143
2025-12-10 | 5850.372 | 17.6 | 0 | 0 | 1 | 0 | 0 | 0 | 0 | 0 | 0 | 0 | 0 | 0 | 0 | 0 | 0 | 0 | 0 | 0 | 0 | 0 | 0 | 0 | 0 | 0 | 0 | 0 | 3382.8433
2025-12-10 | 5866.619 | 17.5 | 0 | 0 | 0 | 1 | 0 | 0 | 0 | 0 | 0 | 0 | 0 | 0 | 0 | 0 | 0 | 0 | 0 | 0 | 0 | 0 | 0 | 0 | 0 | 0 | 0 | 0 | 3340.7846
2025-12-10 | 5851.148 | 17.4 | 0 | 0 | 0 | 0 | 1 | 0 | 0 | 0 | 0 | 0 | 0 | 0 | 0 | 0 | 0 | 0 | 0 | 0 | 0 | 0 | 0 | 0 | 0 | 0 | 0 | 0 | 3321.4137
2025-12-10 | 5824.708 | 17.6 | 0 | 0 | 0 | 0 | 0 | 1 | 0 | 0 | 0 | 0 | 0 | 0 | 0 | 0 | 0 | 0 | 0 | 0 | 0 | 0 | 0 | 0 | 0 | 0 | 0 | 0 | 3366.3288
2025-12-10 | 5937.615 | 17.9 | 0 | 0 | 0 | 0 | 0 | 0 | 1 | 0 | 0 | 0 | 0 | 0 | 0 | 0 | 0 | 0 | 0 | 0 | 0 | 0 | 0 | 0 | 0 | 0 | 0 | 0 | 3432.8054
2025-12-10 | 6053.731 | 17.9 | 0 | 0 | 0 | 0 | 0 | 0 | 0 | 1 | 0 | 0 | 0 | 0 | 0 | 0 | 0 | 0 | 0 | 0 | 0 | 0 | 0 | 0 | 0 | 0 | 0 | 0 | 3538.6862
2025-12-10 | 6276.361 | 17.9 | 0 | 0 | 0 | 0 | 0 | 0 | 0 | 0 | 1 | 0 | 0 | 0 | 0 | 0 | 0 | 0 | 0 | 0 | 0 | 0 | 0 | 0 | 0 | 0 | 0 | 0 | 3879.9317
2025-12-10 | 6471.804 | 18 | 0 | 0 | 0 | 0 | 0 | 0 | 0 | 0 | 0 | 1 | 0 | 0 | 0 | 0 | 0 | 0 | 0 | 0 | 0 | 0 | 0 | 0 | 0 | 0 | 0 | 0 | 4388.2478
2025-12-10 | 6400.626 | 17.9 | 0 | 0 | 0 | 0 | 0 | 0 | 0 | 0 | 0 | 0 | 1 | 0 | 0 | 0 | 0 | 0 | 0 | 0 | 0 | 0 | 0 | 0 | 0 | 0 | 0 | 0 | 5001.345
2025-12-10 | 6811.613 | 17.7 | 0 | 0 | 0 | 0 | 0 | 0 | 0 | 0 | 0 | 0 | 0 | 1 | 0 | 0 | 0 | 0 | 0 | 0 | 0 | 0 | 0 | 0 | 0 | 0 | 0 | 0 | 5207.5872
2025-12-10 | 7049.777 | 17.7 | 0 | 0 | 0 | 0 | 0 | 0 | 0 | 0 | 0 | 0 | 0 | 0 | 1 | 0 | 0 | 0 | 0 | 0 | 0 | 0 | 0 | 0 | 0 | 0 | 0 | 0 | 5389.0532
2025-12-10 | 7176.189 | 17.5 | 0 | 0 | 0 | 0 | 0 | 0 | 0 | 0 | 0 | 0 | 0 | 0 | 0 | 1 | 0 | 0 | 0 | 0 | 0 | 0 | 0 | 0 | 0 | 0 | 0 | 0 | 5400.7737
2025-12-10 | 7128.426 | 17.3 | 0 | 0 | 0 | 0 | 0 | 0 | 0 | 0 | 0 | 0 | 0 | 0 | 0 | 0 | 1 | 0 | 0 | 0 | 0 | 0 | 0 | 0 | 0 | 0 | 0 | 0 | 5364.3051
2025-12-10 | 7090.131 | 17 | 0 | 0 | 0 | 0 | 0 | 0 | 0 | 0 | 0 | 0 | 0 | 0 | 0 | 0 | 0 | 1 | 0 | 0 | 0 | 0 | 0 | 0 | 0 | 0 | 0 | 0 | 5336.2595
2025-12-10 | 5353.901 | 16.9 | 0 | 0 | 0 | 0 | 0 | 0 | 0 | 0 | 0 | 0 | 0 | 0 | 0 | 0 | 0 | 0 | 1 | 0 | 0 | 0 | 0 | 0 | 0 | 0 | 0 | 0 | 5276.7235
2025-12-10 | 5238.447 | 17.4 | 0 | 0 | 0 | 0 | 0 | 0 | 0 | 0 | 0 | 0 | 0 | 0 | 0 | 0 | 0 | 0 | 0 | 1 | 0 | 0 | 0 | 0 | 0 | 0 | 0 | 0 | 5179.1747
2025-12-10 | 5137.853 | 17.9 | 0 | 0 | 0 | 0 | 0 | 0 | 0 | 0 | 0 | 0 | 0 | 0 | 0 | 0 | 0 | 0 | 0 | 0 | 1 | 0 | 0 | 0 | 0 | 0 | 0 | 0 | 4918.12
2025-12-10 | 4850.201 | 18.3 | 0 | 0 | 0 | 0 | 0 | 0 | 0 | 0 | 0 | 0 | 0 | 0 | 0 | 0 | 0 | 0 | 0 | 0 | 0 | 1 | 0 | 0 | 0 | 0 | 0 | 0 | 4643.6849
2025-12-10 | 4538.479 | 18.7 | 0 | 0 | 0 | 0 | 0 | 0 | 0 | 0 | 0 | 0 | 0 | 0 | 0 | 0 | 0 | 0 | 0 | 0 | 0 | 0 | 1 | 0 | 0 | 0 | 0 | 0 | 4481.5832
2025-12-10 | 4327.502 | 19.7 | 0 | 0 | 0 | 0 | 0 | 0 | 0 | 0 | 0 | 0 | 0 | 0 | 0 | 0 | 0 | 0 | 0 | 0 | 0 | 0 | 0 | 1 | 0 | 0 | 0 | 0 | 4391.0851
2025-12-10 | 4092.008 | 20.8 | 0 | 0 | 0 | 0 | 0 | 0 | 0 | 0 | 0 | 0 | 0 | 0 | 0 | 0 | 0 | 0 | 0 | 0 | 0 | 0 | 0 | 0 | 1 | 0 | 0 | 0 | 4278.5229
2025-12-10 | 3870.156 | 21.2 | 0 | 0 | 0 | 0 | 0 | 0 | 0 | 0 | 0 | 0 | 0 | 0 | 0 | 0 | 0 | 0 | 0 | 0 | 0 | 0 | 0 | 0 | 0 | 1 | 0 | 0 | 4040.9906
2025-12-10 | 3633.884 | 22.1 | 0 | 0 | 0 | 0 | 0 | 0 | 0 | 0 | 0 | 0 | 0 | 0 | 0 | 0 | 0 | 0 | 0 | 0 | 0 | 0 | 0 | 0 | 0 | 0 | 1 | 0 | 3884.6255
2025-12-10 | 3552.231 | 22.9 | 0 | 0 | 0 | 0 | 0 | 0 | 0 | 0 | 0 | 0 | 0 | 0 | 0 | 0 | 0 | 0 | 0 | 0 | 0 | 0 | 0 | 0 | 0 | 0 | 0 | 1 | 3807.0934
2025-12-11 | 3525.688 | 23.8 | 0 | 0 | 1 | 0 | 0 | 0 | 0 | 0 | 0 | 0 | 0 | 0 | 0 | 0 | 0 | 0 | 0 | 0 | 0 | 0 | 0 | 0 | 0 | 0 | 0 | 0 | 3791.3169
2025-12-11 | 3526.851 | 25.2 | 0 | 0 | 0 | 1 | 0 | 0 | 0 | 0 | 0 | 0 | 0 | 0 | 0 | 0 | 0 | 0 | 0 | 0 | 0 | 0 | 0 | 0 | 0 | 0 | 0 | 0 | 3848.0825
2025-12-11 | 3533.082 | 25.9 | 0 | 0 | 0 | 0 | 1 | 0 | 0 | 0 | 0 | 0 | 0 | 0 | 0 | 0 | 0 | 0 | 0 | 0 | 0 | 0 | 0 | 0 | 0 | 0 | 0 | 0 | 3881.4179
2025-12-11 | 3567.439 | 27 | 0 | 0 | 0 | 0 | 0 | 1 | 0 | 0 | 0 | 0 | 0 | 0 | 0 | 0 | 0 | 0 | 0 | 0 | 0 | 0 | 0 | 0 | 0 | 0 | 0 | 0 | 3985.6276
2025-12-11 | 3699.622 | 27.7 | 0 | 0 | 0 | 0 | 0 | 0 | 1 | 0 | 0 | 0 | 0 | 0 | 0 | 0 | 0 | 0 | 0 | 0 | 0 | 0 | 0 | 0 | 0 | 0 | 0 | 0 | 4078.4574
2025-12-11 | 3878.654 | 27.4 | 0 | 0 | 0 | 0 | 0 | 0 | 0 | 1 | 0 | 0 | 0 | 0 | 0 | 0 | 0 | 0 | 0 | 0 | 0 | 0 | 0 | 0 | 0 | 0 | 0 | 0 | 4164.5733
2025-12-11 | 4146.079 | 26.8 | 0 | 0 | 0 | 0 | 0 | 0 | 0 | 0 | 1 | 0 | 0 | 0 | 0 | 0 | 0 | 0 | 0 | 0 | 0 | 0 | 0 | 0 | 0 | 0 | 0 | 0 | 4466.2891
2025-12-11 | 4715.638 | 27.1 | 0 | 0 | 0 | 0 | 0 | 0 | 0 | 0 | 0 | 1 | 0 | 0 | 0 | 0 | 0 | 0 | 0 | 0 | 0 | 0 | 0 | 0 | 0 | 0 | 0 | 0 | 4987.7817
2025-12-11 | 5307.979 | 28.3 | 0 | 0 | 0 | 0 | 0 | 0 | 0 | 0 | 0 | 0 | 1 | 0 | 0 | 0 | 0 | 0 | 0 | 0 | 0 | 0 | 0 | 0 | 0 | 0 | 0 | 0 | 5686.5266
2025-12-11 | 5704.958 | 27.9 | 0 | 0 | 0 | 0 | 0 | 0 | 0 | 0 | 0 | 0 | 0 | 1 | 0 | 0 | 0 | 0 | 0 | 0 | 0 | 0 | 0 | 0 | 0 | 0 | 0 | 0 | 5879.5923
2025-12-11 | 5905.476 | 25.8 | 0 | 0 | 0 | 0 | 0 | 0 | 0 | 0 | 0 | 0 | 0 | 0 | 1 | 0 | 0 | 0 | 0 | 0 | 0 | 0 | 0 | 0 | 0 | 0 | 0 | 0 | 5922.7043
2025-12-11 | 6015.538 | 24.8 | 0 | 0 | 0 | 0 | 0 | 0 | 0 | 0 | 0 | 0 | 0 | 0 | 0 | 1 | 0 | 0 | 0 | 0 | 0 | 0 | 0 | 0 | 0 | 0 | 0 | 0 | 5881.7185
2025-12-11 | 5983.305 | 24.4 | 0 | 0 | 0 | 0 | 0 | 0 | 0 | 0 | 0 | 0 | 0 | 0 | 0 | 0 | 1 | 0 | 0 | 0 | 0 | 0 | 0 | 0 | 0 | 0 | 0 | 0 | 5832.0733
2025-12-11 | 6041.939 | 24.1 | 0 | 0 | 0 | 0 | 0 | 0 | 0 | 0 | 0 | 0 | 0 | 0 | 0 | 0 | 0 | 1 | 0 | 0 | 0 | 0 | 0 | 0 | 0 | 0 | 0 | 0 | 5804.0278
2025-12-11 | 5964.991 | 24.2 | 0 | 0 | 0 | 0 | 0 | 0 | 0 | 0 | 0 | 0 | 0 | 0 | 0 | 0 | 0 | 0 | 1 | 0 | 0 | 0 | 0 | 0 | 0 | 0 | 0 | 0 | 5757.6683
2025-12-11 | 5917.471 | 24.2 | 0 | 0 | 0 | 0 | 0 | 0 | 0 | 0 | 0 | 0 | 0 | 0 | 0 | 0 | 0 | 0 | 0 | 1 | 0 | 0 | 0 | 0 | 0 | 0 | 0 | 0 | 5627.1781
2025-12-11 | 5798.652 | 24.5 | 0 | 0 | 0 | 0 | 0 | 0 | 0 | 0 | 0 | 0 | 0 | 0 | 0 | 0 | 0 | 0 | 0 | 0 | 1 | 0 | 0 | 0 | 0 | 0 | 0 | 0 | 5352.9469
2025-12-11 | 5515.79 | 24.8 | 0 | 0 | 0 | 0 | 0 | 0 | 0 | 0 | 0 | 0 | 0 | 0 | 0 | 0 | 0 | 0 | 0 | 0 | 0 | 1 | 0 | 0 | 0 | 0 | 0 | 0 | 5071.9234
2025-12-11 | 5104.908 | 25.5 | 0 | 0 | 0 | 0 | 0 | 0 | 0 | 0 | 0 | 0 | 0 | 0 | 0 | 0 | 0 | 0 | 0 | 0 | 0 | 0 | 1 | 0 | 0 | 0 | 0 | 0 | 4929.5866
2025-12-11 | 4851.354 | 26.2 | 0 | 0 | 0 | 0 | 0 | 0 | 0 | 0 | 0 | 0 | 0 | 0 | 0 | 0 | 0 | 0 | 0 | 0 | 0 | 0 | 0 | 1 | 0 | 0 | 0 | 0 | 4819.3236
2025-12-11 | 4652.599 | 26.8 | 0 | 0 | 0 | 0 | 0 | 0 | 0 | 0 | 0 | 0 | 0 | 0 | 0 | 0 | 0 | 0 | 0 | 0 | 0 | 0 | 0 | 0 | 1 | 0 | 0 | 0 | 4673.82
2025-12-11 | 4402.866 | 28.7 | 0 | 0 | 0 | 0 | 0 | 0 | 0 | 0 | 0 | 0 | 0 | 0 | 0 | 0 | 0 | 0 | 0 | 0 | 0 | 0 | 0 | 0 | 0 | 1 | 0 | 0 | 4535.112
2025-12-11 | 4134.945 | 28.2 | 0 | 0 | 0 | 0 | 0 | 0 | 0 | 0 | 0 | 0 | 0 | 0 | 0 | 0 | 0 | 0 | 0 | 0 | 0 | 0 | 0 | 0 | 0 | 0 | 1 | 0 | 4286.5109
2025-12-11 | 3995.068 | 29.6 | 0 | 0 | 0 | 0 | 0 | 0 | 0 | 0 | 0 | 0 | 0 | 0 | 0 | 0 | 0 | 0 | 0 | 0 | 0 | 0 | 0 | 0 | 0 | 0 | 0 | 1 | 4248.5085
2025-12-12 | 3895.444 | 28.2 | 0 | 0 | 1 | 0 | 0 | 0 | 0 | 0 | 0 | 0 | 0 | 0 | 0 | 0 | 0 | 0 | 0 | 0 | 0 | 0 | 0 | 0 | 0 | 0 | 0 | 0 | 4081.2015
2025-12-12 | 3835.38 | 29.6 | 0 | 0 | 0 | 1 | 0 | 0 | 0 | 0 | 0 | 0 | 0 | 0 | 0 | 0 | 0 | 0 | 0 | 0 | 0 | 0 | 0 | 0 | 0 | 0 | 0 | 0 | 4137.9671
2025-12-12 | 3829.144 | 30.1 | 0 | 0 | 0 | 0 | 1 | 0 | 0 | 0 | 0 | 0 | 0 | 0 | 0 | 0 | 0 | 0 | 0 | 0 | 0 | 0 | 0 | 0 | 0 | 0 | 0 | 0 | 4158.1259
2025-12-12 | 3878.455 | 28.6 | 0 | 0 | 0 | 0 | 0 | 1 | 0 | 0 | 0 | 0 | 0 | 0 | 0 | 0 | 0 | 0 | 0 | 0 | 0 | 0 | 0 | 0 | 0 | 0 | 0 | 0 | 4091.0402
2025-12-12 | 3889.8 | 28.7 | 0 | 0 | 0 | 0 | 0 | 0 | 1 | 0 | 0 | 0 | 0 | 0 | 0 | 0 | 0 | 0 | 0 | 0 | 0 | 0 | 0 | 0 | 0 | 0 | 0 | 0 | 4144.3402
2025-12-12 | 3958.2 | 28.4 | 0 | 0 | 0 | 0 | 0 | 0 | 0 | 1 | 0 | 0 | 0 | 0 | 0 | 0 | 0 | 0 | 0 | 0 | 0 | 0 | 0 | 0 | 0 | 0 | 0 | 0 | 4230.4561
2025-12-12 | 4248.998 | 27.3 | 0 | 0 | 0 | 0 | 0 | 0 | 0 | 0 | 1 | 0 | 0 | 0 | 0 | 0 | 0 | 0 | 0 | 0 | 0 | 0 | 0 | 0 | 0 | 0 | 0 | 0 | 4499.2305
2025-12-12 | 4768.306 | 27.1 | 0 | 0 | 0 | 0 | 0 | 0 | 0 | 0 | 0 | 1 | 0 | 0 | 0 | 0 | 0 | 0 | 0 | 0 | 0 | 0 | 0 | 0 | 0 | 0 | 0 | 0 | 4987.7817
2025-12-12 | 5287.292 | 27.1 | 0 | 0 | 0 | 0 | 0 | 0 | 0 | 0 | 0 | 0 | 1 | 0 | 0 | 0 | 0 | 0 | 0 | 0 | 0 | 0 | 0 | 0 | 0 | 0 | 0 | 0 | 5607.4672
2025-12-12 | 5674.407 | 23.7 | 0 | 0 | 0 | 0 | 0 | 0 | 0 | 0 | 0 | 0 | 0 | 1 | 0 | 0 | 0 | 0 | 0 | 0 | 0 | 0 | 0 | 0 | 0 | 0 | 0 | 0 | 5602.8843
2025-12-12 | 5960.32 | 21.5 | 0 | 0 | 0 | 0 | 0 | 0 | 0 | 0 | 0 | 0 | 0 | 0 | 1 | 0 | 0 | 0 | 0 | 0 | 0 | 0 | 0 | 0 | 0 | 0 | 0 | 0 | 5639.408
2025-12-12 | 5911.559 | 20.3 | 0 | 0 | 0 | 0 | 0 | 0 | 0 | 0 | 0 | 0 | 0 | 0 | 0 | 1 | 0 | 0 | 0 | 0 | 0 | 0 | 0 | 0 | 0 | 0 | 0 | 0 | 5585.2457
2025-12-12 | 5854.723 | 19.4 | 0 | 0 | 0 | 0 | 0 | 0 | 0 | 0 | 0 | 0 | 0 | 0 | 0 | 0 | 1 | 0 | 0 | 0 | 0 | 0 | 0 | 0 | 0 | 0 | 0 | 0 | 5502.6591
2025-12-12 | 5929.407 | 19.1 | 0 | 0 | 0 | 0 | 0 | 0 | 0 | 0 | 0 | 0 | 0 | 0 | 0 | 0 | 0 | 1 | 0 | 0 | 0 | 0 | 0 | 0 | 0 | 0 | 0 | 0 | 5474.6135
2025-12-12 | 5847.236 | 19.1 | 0 | 0 | 0 | 0 | 0 | 0 | 0 | 0 | 0 | 0 | 0 | 0 | 0 | 0 | 0 | 0 | 1 | 0 | 0 | 0 | 0 | 0 | 0 | 0 | 0 | 0 | 5421.6658
2025-12-12 | 5670.809 | 19.4 | 0 | 0 | 0 | 0 | 0 | 0 | 0 | 0 | 0 | 0 | 0 | 0 | 0 | 0 | 0 | 0 | 0 | 1 | 0 | 0 | 0 | 0 | 0 | 0 | 0 | 0 | 5310.9404
2025-12-12 | 5543.354 | 19.4 | 0 | 0 | 0 | 0 | 0 | 0 | 0 | 0 | 0 | 0 | 0 | 0 | 0 | 0 | 0 | 0 | 0 | 0 | 1 | 0 | 0 | 0 | 0 | 0 | 0 | 0 | 5016.9443
2025-12-12 | 5231.921 | 19.9 | 0 | 0 | 0 | 0 | 0 | 0 | 0 | 0 | 0 | 0 | 0 | 0 | 0 | 0 | 0 | 0 | 0 | 0 | 0 | 1 | 0 | 0 | 0 | 0 | 0 | 0 | 4749.0974
2025-12-12 | 4880.646 | 20.4 | 0 | 0 | 0 | 0 | 0 | 0 | 0 | 0 | 0 | 0 | 0 | 0 | 0 | 0 | 0 | 0 | 0 | 0 | 0 | 0 | 1 | 0 | 0 | 0 | 0 | 0 | 4593.584
2025-12-12 | 4641.723 | 20.4 | 0 | 0 | 0 | 0 | 0 | 0 | 0 | 0 | 0 | 0 | 0 | 0 | 0 | 0 | 0 | 0 | 0 | 0 | 0 | 0 | 0 | 1 | 0 | 0 | 0 | 0 | 4437.2031
2025-12-12 | 4422.917 | 20.2 | 0 | 0 | 0 | 0 | 0 | 0 | 0 | 0 | 0 | 0 | 0 | 0 | 0 | 0 | 0 | 0 | 0 | 0 | 0 | 0 | 0 | 0 | 1 | 0 | 0 | 0 | 4238.9932
2025-12-12 | 4168.954 | 20.8 | 0 | 0 | 0 | 0 | 0 | 0 | 0 | 0 | 0 | 0 | 0 | 0 | 0 | 0 | 0 | 0 | 0 | 0 | 0 | 0 | 0 | 0 | 0 | 1 | 0 | 0 | 4014.6374
2025-12-12 | 3911.753 | 21.5 | 0 | 0 | 0 | 0 | 0 | 0 | 0 | 0 | 0 | 0 | 0 | 0 | 0 | 0 | 0 | 0 | 0 | 0 | 0 | 0 | 0 | 0 | 0 | 0 | 1 | 0 | 3845.0958
2025-12-12 | 3712.509 | 21.5 | 0 | 0 | 0 | 0 | 0 | 0 | 0 | 0 | 0 | 0 | 0 | 0 | 0 | 0 | 0 | 0 | 0 | 0 | 0 | 0 | 0 | 0 | 0 | 0 | 0 | 1 | 3714.8574
2025-12-13 | 3582.715 | 21.1 | 0 | 1 | 1 | 0 | 0 | 0 | 0 | 0 | 0 | 0 | 0 | 0 | 0 | 0 | 0 | 0 | 0 | 0 | 0 | 0 | 0 | 0 | 0 | 0 | 0 | 0 | 3040.9024
2025-12-13 | 3521.218 | 21.5 | 0 | 1 | 0 | 1 | 0 | 0 | 0 | 0 | 0 | 0 | 0 | 0 | 0 | 0 | 0 | 0 | 0 | 0 | 0 | 0 | 0 | 0 | 0 | 0 | 0 | 0 | 3031.7851
2025-12-13 | 3483.605 | 21.5 | 0 | 1 | 0 | 0 | 1 | 0 | 0 | 0 | 0 | 0 | 0 | 0 | 0 | 0 | 0 | 0 | 0 | 0 | 0 | 0 | 0 | 0 | 0 | 0 | 0 | 0 | 3019.0025
2025-12-13 | 3559.057 | 21.6 | 0 | 1 | 0 | 0 | 0 | 1 | 0 | 0 | 0 | 0 | 0 | 0 | 0 | 0 | 0 | 0 | 0 | 0 | 0 | 0 | 0 | 0 | 0 | 0 | 0 | 0 | 3057.3294
2025-12-13 | 3561.422 | 21.4 | 0 | 1 | 0 | 0 | 0 | 0 | 1 | 0 | 0 | 0 | 0 | 0 | 0 | 0 | 0 | 0 | 0 | 0 | 0 | 0 | 0 | 0 | 0 | 0 | 0 | 0 | 3090.8646
2025-12-13 | 3634.793 | 21.5 | 0 | 1 | 0 | 0 | 0 | 0 | 0 | 1 | 0 | 0 | 0 | 0 | 0 | 0 | 0 | 0 | 0 | 0 | 0 | 0 | 0 | 0 | 0 | 0 | 0 | 0 | 3203.3336
2025-12-13 | 3787.714 | 21.2 | 0 | 1 | 0 | 0 | 0 | 0 | 0 | 0 | 1 | 0 | 0 | 0 | 0 | 0 | 0 | 0 | 0 | 0 | 0 | 0 | 0 | 0 | 0 | 0 | 0 | 0 | 3524.8143
2025-12-13 | 3993.365 | 20.2 | 0 | 1 | 0 | 0 | 0 | 0 | 0 | 0 | 0 | 1 | 0 | 0 | 0 | 0 | 0 | 0 | 0 | 0 | 0 | 0 | 0 | 0 | 0 | 0 | 0 | 0 | 3960.6592
2025-12-13 | 4146.542 | 19.8 | 0 | 1 | 0 | 0 | 0 | 0 | 0 | 0 | 0 | 0 | 1 | 0 | 0 | 0 | 0 | 0 | 0 | 0 | 0 | 0 | 0 | 0 | 0 | 0 | 0 | 0 | 4553.9915
2025-12-13 | 4508.198 | 20.1 | 0 | 1 | 0 | 0 | 0 | 0 | 0 | 0 | 0 | 0 | 0 | 1 | 0 | 0 | 0 | 0 | 0 | 0 | 0 | 0 | 0 | 0 | 0 | 0 | 0 | 0 | 4793.1752
2025-12-13 | 4791.454 | 21.2 | 0 | 1 | 0 | 0 | 0 | 0 | 0 | 0 | 0 | 0 | 0 | 0 | 1 | 0 | 0 | 0 | 0 | 0 | 0 | 0 | 0 | 0 | 0 | 0 | 0 | 0 | 5047.1123
2025-12-13 | 4850.078 | 21.1 | 0 | 1 | 0 | 0 | 0 | 0 | 0 | 0 | 0 | 0 | 0 | 0 | 0 | 1 | 0 | 0 | 0 | 0 | 0 | 0 | 0 | 0 | 0 | 0 | 0 | 0 | 5065.4212
2025-12-13 | 4849.113 | 21.1 | 0 | 1 | 0 | 0 | 0 | 0 | 0 | 0 | 0 | 0 | 0 | 0 | 0 | 0 | 1 | 0 | 0 | 0 | 0 | 0 | 0 | 0 | 0 | 0 | 0 | 0 | 5042.1291
2025-12-13 | 4796.316 | 21 | 0 | 1 | 0 | 0 | 0 | 0 | 0 | 0 | 0 | 0 | 0 | 0 | 0 | 0 | 0 | 1 | 0 | 0 | 0 | 0 | 0 | 0 | 0 | 0 | 0 | 0 | 5027.2601
2025-12-13 | 4727.532 | 20.8 | 0 | 1 | 0 | 0 | 0 | 0 | 0 | 0 | 0 | 0 | 0 | 0 | 0 | 0 | 0 | 0 | 1 | 0 | 0 | 0 | 0 | 0 | 0 | 0 | 0 | 0 | 4961.1358
2025-12-13 | 4734.432 | 22.5 | 0 | 1 | 0 | 0 | 0 | 0 | 0 | 0 | 0 | 0 | 0 | 0 | 0 | 0 | 0 | 0 | 0 | 1 | 0 | 0 | 0 | 0 | 0 | 0 | 0 | 0 | 4942.6464
2025-12-13 | 4818.86 | 23.3 | 0 | 1 | 0 | 0 | 0 | 0 | 0 | 0 | 0 | 0 | 0 | 0 | 0 | 0 | 0 | 0 | 0 | 0 | 1 | 0 | 0 | 0 | 0 | 0 | 0 | 0 | 4701.3566
2025-12-13 | 4807.174 | 23.8 | 0 | 1 | 0 | 0 | 0 | 0 | 0 | 0 | 0 | 0 | 0 | 0 | 0 | 0 | 0 | 0 | 0 | 0 | 0 | 1 | 0 | 0 | 0 | 0 | 0 | 0 | 4433.5097
2025-12-13 | 4657.894 | 24.3 | 0 | 1 | 0 | 0 | 0 | 0 | 0 | 0 | 0 | 0 | 0 | 0 | 0 | 0 | 0 | 0 | 0 | 0 | 0 | 0 | 1 | 0 | 0 | 0 | 0 | 0 | 4277.9963
2025-12-13 | 4463.192 | 24.7 | 0 | 1 | 0 | 0 | 0 | 0 | 0 | 0 | 0 | 0 | 0 | 0 | 0 | 0 | 0 | 0 | 0 | 0 | 0 | 0 | 0 | 1 | 0 | 0 | 0 | 0 | 4147.9685
2025-12-13 | 4399.853 | 25.1 | 0 | 1 | 0 | 0 | 0 | 0 | 0 | 0 | 0 | 0 | 0 | 0 | 0 | 0 | 0 | 0 | 0 | 0 | 0 | 0 | 0 | 0 | 1 | 0 | 0 | 0 | 3989.2883
2025-12-13 | 4175.711 | 25.5 | 0 | 1 | 0 | 0 | 0 | 0 | 0 | 0 | 0 | 0 | 0 | 0 | 0 | 0 | 0 | 0 | 0 | 0 | 0 | 0 | 0 | 0 | 0 | 1 | 0 | 0 | 3751.756
2025-12-13 | 3957.508 | 25.8 | 0 | 1 | 0 | 0 | 0 | 0 | 0 | 0 | 0 | 0 | 0 | 0 | 0 | 0 | 0 | 0 | 0 | 0 | 0 | 0 | 0 | 0 | 0 | 0 | 1 | 0 | 3555.8612
2025-12-13 | 3814.719 | 26.1 | 0 | 1 | 0 | 0 | 0 | 0 | 0 | 0 | 0 | 0 | 0 | 0 | 0 | 0 | 0 | 0 | 0 | 0 | 0 | 0 | 0 | 0 | 0 | 0 | 0 | 1 | 3445.3877
2025-12-14 | 3682.579 | 26.6 | 0 | 1 | 1 | 0 | 0 | 0 | 0 | 0 | 0 | 0 | 0 | 0 | 0 | 0 | 0 | 0 | 0 | 0 | 0 | 0 | 0 | 0 | 0 | 0 | 0 | 0 | 3403.2581
2025-12-14 | 3634.415 | 27.7 | 0 | 1 | 0 | 1 | 0 | 0 | 0 | 0 | 0 | 0 | 0 | 0 | 0 | 0 | 0 | 0 | 0 | 0 | 0 | 0 | 0 | 0 | 0 | 0 | 0 | 0 | 3440.2588
2025-12-14 | 3628.862 | 28.5 | 0 | 1 | 0 | 0 | 1 | 0 | 0 | 0 | 0 | 0 | 0 | 0 | 0 | 0 | 0 | 0 | 0 | 0 | 0 | 0 | 0 | 0 | 0 | 0 | 0 | 0 | 3480.1825
2025-12-14 | 3668.746 | 29.1 | 0 | 1 | 0 | 0 | 0 | 1 | 0 | 0 | 0 | 0 | 0 | 0 | 0 | 0 | 0 | 0 | 0 | 0 | 0 | 0 | 0 | 0 | 0 | 0 | 0 | 0 | 3551.4508
2025-12-14 | 3741.168 | 29.6 | 0 | 1 | 0 | 0 | 0 | 0 | 1 | 0 | 0 | 0 | 0 | 0 | 0 | 0 | 0 | 0 | 0 | 0 | 0 | 0 | 0 | 0 | 0 | 0 | 0 | 0 | 3631.104
2025-12-14 | 3772.018 | 29.9 | 0 | 1 | 0 | 0 | 0 | 0 | 0 | 1 | 0 | 0 | 0 | 0 | 0 | 0 | 0 | 0 | 0 | 0 | 0 | 0 | 0 | 0 | 0 | 0 | 0 | 0 | 3756.7496
2025-12-14 | 3898.888 | 30.3 | 0 | 1 | 0 | 0 | 0 | 0 | 0 | 0 | 1 | 0 | 0 | 0 | 0 | 0 | 0 | 0 | 0 | 0 | 0 | 0 | 0 | 0 | 0 | 0 | 0 | 0 | 4124.3482
2025-12-14 | 4067.497 | 29.9 | 0 | 1 | 0 | 0 | 0 | 0 | 0 | 0 | 0 | 1 | 0 | 0 | 0 | 0 | 0 | 0 | 0 | 0 | 0 | 0 | 0 | 0 | 0 | 0 | 0 | 0 | 4599.7228
2025-12-14 | 4123.52 | 29.5 | 0 | 1 | 0 | 0 | 0 | 0 | 0 | 0 | 0 | 0 | 1 | 0 | 0 | 0 | 0 | 0 | 0 | 0 | 0 | 0 | 0 | 0 | 0 | 0 | 0 | 0 | 5193.0552
2025-12-14 | 4352.565 | 29.2 | 0 | 1 | 0 | 0 | 0 | 0 | 0 | 0 | 0 | 0 | 0 | 1 | 0 | 0 | 0 | 0 | 0 | 0 | 0 | 0 | 0 | 0 | 0 | 0 | 0 | 0 | 5392.7092
2025-12-14 | 4527.222 | 28.2 | 0 | 1 | 0 | 0 | 0 | 0 | 0 | 0 | 0 | 0 | 0 | 0 | 1 | 0 | 0 | 0 | 0 | 0 | 0 | 0 | 0 | 0 | 0 | 0 | 0 | 0 | 5508.2923
2025-12-14 | 4670.276 | 26.8 | 0 | 1 | 0 | 0 | 0 | 0 | 0 | 0 | 0 | 0 | 0 | 0 | 0 | 1 | 0 | 0 | 0 | 0 | 0 | 0 | 0 | 0 | 0 | 0 | 0 | 0 | 5440.9534
2025-12-14 | 4679.692 | 25.8 | 0 | 1 | 0 | 0 | 0 | 0 | 0 | 0 | 0 | 0 | 0 | 0 | 0 | 0 | 1 | 0 | 0 | 0 | 0 | 0 | 0 | 0 | 0 | 0 | 0 | 0 | 5351.7785
2025-12-14 | 4591.654 | 25.8 | 0 | 1 | 0 | 0 | 0 | 0 | 0 | 0 | 0 | 0 | 0 | 0 | 0 | 0 | 0 | 1 | 0 | 0 | 0 | 0 | 0 | 0 | 0 | 0 | 0 | 0 | 5343.4978
2025-12-14 | 4592.96 | 25.5 | 0 | 1 | 0 | 0 | 0 | 0 | 0 | 0 | 0 | 0 | 0 | 0 | 0 | 0 | 0 | 0 | 1 | 0 | 0 | 0 | 0 | 0 | 0 | 0 | 0 | 0 | 5270.7852
2025-12-14 | 4601.157 | 25.8 | 0 | 1 | 0 | 0 | 0 | 0 | 0 | 0 | 0 | 0 | 0 | 0 | 0 | 0 | 0 | 0 | 0 | 1 | 0 | 0 | 0 | 0 | 0 | 0 | 0 | 0 | 5160.0598
2025-12-14 | 4695.412 | 26.8 | 0 | 1 | 0 | 0 | 0 | 0 | 0 | 0 | 0 | 0 | 0 | 0 | 0 | 0 | 0 | 0 | 0 | 0 | 1 | 0 | 0 | 0 | 0 | 0 | 0 | 0 | 4931.9466
2025-12-14 | 4851.106 | 27.4 | 0 | 1 | 0 | 0 | 0 | 0 | 0 | 0 | 0 | 0 | 0 | 0 | 0 | 0 | 0 | 0 | 0 | 0 | 0 | 1 | 0 | 0 | 0 | 0 | 0 | 0 | 4670.688
2025-12-14 | 4716.258 | 27.7 | 0 | 1 | 0 | 0 | 0 | 0 | 0 | 0 | 0 | 0 | 0 | 0 | 0 | 0 | 0 | 0 | 0 | 0 | 0 | 0 | 1 | 0 | 0 | 0 | 0 | 0 | 4501.998
2025-12-14 | 4601.881 | 28.3 | 0 | 1 | 0 | 0 | 0 | 0 | 0 | 0 | 0 | 0 | 0 | 0 | 0 | 0 | 0 | 0 | 0 | 0 | 0 | 0 | 0 | 1 | 0 | 0 | 0 | 0 | 4385.1467
2025-12-14 | 4425.109 | 28.4 | 0 | 1 | 0 | 0 | 0 | 0 | 0 | 0 | 0 | 0 | 0 | 0 | 0 | 0 | 0 | 0 | 0 | 0 | 0 | 0 | 0 | 0 | 1 | 0 | 0 | 0 | 4206.7018
2025-12-14 | 4254.784 | 28.2 | 0 | 1 | 0 | 0 | 0 | 0 | 0 | 0 | 0 | 0 | 0 | 0 | 0 | 0 | 0 | 0 | 0 | 0 | 0 | 0 | 0 | 0 | 0 | 1 | 0 | 0 | 3929.6397
2025-12-14 | 4035.442 | 28.3 | 0 | 1 | 0 | 0 | 0 | 0 | 0 | 0 | 0 | 0 | 0 | 0 | 0 | 0 | 0 | 0 | 0 | 0 | 0 | 0 | 0 | 0 | 0 | 0 | 1 | 0 | 3720.5684
2025-12-14 | 3921.389 | 27.9 | 0 | 1 | 0 | 0 | 0 | 0 | 0 | 0 | 0 | 0 | 0 | 0 | 0 | 0 | 0 | 0 | 0 | 0 | 0 | 0 | 0 | 0 | 0 | 0 | 0 | 1 | 3563.9768
2025-12-15 | 3887.415 | 27.7 | 0 | 0 | 1 | 0 | 0 | 0 | 0 | 0 | 0 | 0 | 0 | 0 | 0 | 0 | 0 | 0 | 0 | 0 | 0 | 0 | 0 | 0 | 0 | 0 | 0 | 0 | 4048.2601
2025-12-15 | 3867.351 | 29.1 | 0 | 0 | 0 | 1 | 0 | 0 | 0 | 0 | 0 | 0 | 0 | 0 | 0 | 0 | 0 | 0 | 0 | 0 | 0 | 0 | 0 | 0 | 0 | 0 | 0 | 0 | 4105.0257
2025-12-15 | 3854.605 | 30.9 | 0 | 0 | 0 | 0 | 1 | 0 | 0 | 0 | 0 | 0 | 0 | 0 | 0 | 0 | 0 | 0 | 0 | 0 | 0 | 0 | 0 | 0 | 0 | 0 | 0 | 0 | 4210.8322
2025-12-15 | 3832.14 | 28.2 | 0 | 0 | 0 | 0 | 0 | 1 | 0 | 0 | 0 | 0 | 0 | 0 | 0 | 0 | 0 | 0 | 0 | 0 | 0 | 0 | 0 | 0 | 0 | 0 | 0 | 0 | 4064.687
2025-12-15 | 3904.189 | 26.4 | 0 | 0 | 0 | 0 | 0 | 0 | 1 | 0 | 0 | 0 | 0 | 0 | 0 | 0 | 0 | 0 | 0 | 0 | 0 | 0 | 0 | 0 | 0 | 0 | 0 | 0 | 3992.8097
2025-12-15 | 3964.117 | 26.3 | 0 | 0 | 0 | 0 | 0 | 0 | 0 | 1 | 0 | 0 | 0 | 0 | 0 | 0 | 0 | 0 | 0 | 0 | 0 | 0 | 0 | 0 | 0 | 0 | 0 | 0 | 4092.1021
2025-12-15 | 4196.645 | 26.3 | 0 | 0 | 0 | 0 | 0 | 0 | 0 | 0 | 1 | 0 | 0 | 0 | 0 | 0 | 0 | 0 | 0 | 0 | 0 | 0 | 0 | 0 | 0 | 0 | 0 | 0 | 4433.3477
2025-12-15 | 4738.903 | 25.7 | 0 | 0 | 0 | 0 | 0 | 0 | 0 | 0 | 0 | 1 | 0 | 0 | 0 | 0 | 0 | 0 | 0 | 0 | 0 | 0 | 0 | 0 | 0 | 0 | 0 | 0 | 4895.5457
2025-12-15 | 5283.784 | 24.8 | 0 | 0 | 0 | 0 | 0 | 0 | 0 | 0 | 0 | 0 | 1 | 0 | 0 | 0 | 0 | 0 | 0 | 0 | 0 | 0 | 0 | 0 | 0 | 0 | 0 | 0 | 5455.9366
2025-12-15 | 5727.625 | 23.8 | 0 | 0 | 0 | 0 | 0 | 0 | 0 | 0 | 0 | 0 | 0 | 1 | 0 | 0 | 0 | 0 | 0 | 0 | 0 | 0 | 0 | 0 | 0 | 0 | 0 | 0 | 5609.4726
2025-12-15 | 6007.208 | 23.1 | 0 | 0 | 0 | 0 | 0 | 0 | 0 | 0 | 0 | 0 | 0 | 0 | 1 | 0 | 0 | 0 | 0 | 0 | 0 | 0 | 0 | 0 | 0 | 0 | 0 | 0 | 5744.8206
2025-12-15 | 6038.26 | 22.6 | 0 | 0 | 0 | 0 | 0 | 0 | 0 | 0 | 0 | 0 | 0 | 0 | 0 | 1 | 0 | 0 | 0 | 0 | 0 | 0 | 0 | 0 | 0 | 0 | 0 | 0 | 5736.7763
2025-12-15 | 5983.362 | 22.9 | 0 | 0 | 0 | 0 | 0 | 0 | 0 | 0 | 0 | 0 | 0 | 0 | 0 | 0 | 1 | 0 | 0 | 0 | 0 | 0 | 0 | 0 | 0 | 0 | 0 | 0 | 5733.249
2025-12-15 | 5945.336 | 23.7 | 0 | 0 | 0 | 0 | 0 | 0 | 0 | 0 | 0 | 0 | 0 | 0 | 0 | 0 | 0 | 1 | 0 | 0 | 0 | 0 | 0 | 0 | 0 | 0 | 0 | 0 | 5777.6746
2025-12-15 | 5932.776 | 23.7 | 0 | 0 | 0 | 0 | 0 | 0 | 0 | 0 | 0 | 0 | 0 | 0 | 0 | 0 | 0 | 0 | 1 | 0 | 0 | 0 | 0 | 0 | 0 | 0 | 0 | 0 | 5724.7269
2025-12-15 | 5840.37 | 23.6 | 0 | 0 | 0 | 0 | 0 | 0 | 0 | 0 | 0 | 0 | 0 | 0 | 0 | 0 | 0 | 0 | 0 | 1 | 0 | 0 | 0 | 0 | 0 | 0 | 0 | 0 | 5587.6484
2025-12-15 | 5688.556 | 23.4 | 0 | 0 | 0 | 0 | 0 | 0 | 0 | 0 | 0 | 0 | 0 | 0 | 0 | 0 | 0 | 0 | 0 | 0 | 1 | 0 | 0 | 0 | 0 | 0 | 0 | 0 | 5280.4757
2025-12-15 | 5382.269 | 23.4 | 0 | 0 | 0 | 0 | 0 | 0 | 0 | 0 | 0 | 0 | 0 | 0 | 0 | 0 | 0 | 0 | 0 | 0 | 0 | 1 | 0 | 0 | 0 | 0 | 0 | 0 | 4979.6874
2025-12-15 | 4932.052 | 23.1 | 0 | 0 | 0 | 0 | 0 | 0 | 0 | 0 | 0 | 0 | 0 | 0 | 0 | 0 | 0 | 0 | 0 | 0 | 0 | 0 | 1 | 0 | 0 | 0 | 0 | 0 | 4771.4677
2025-12-15 | 4665.054 | 23.7 | 0 | 0 | 0 | 0 | 0 | 0 | 0 | 0 | 0 | 0 | 0 | 0 | 0 | 0 | 0 | 0 | 0 | 0 | 0 | 0 | 0 | 1 | 0 | 0 | 0 | 0 | 4654.6165
2025-12-15 | 4411.562 | 24.4 | 0 | 0 | 0 | 0 | 0 | 0 | 0 | 0 | 0 | 0 | 0 | 0 | 0 | 0 | 0 | 0 | 0 | 0 | 0 | 0 | 0 | 0 | 1 | 0 | 0 | 0 | 4515.7012
2025-12-15 | 4169.105 | 24.8 | 0 | 0 | 0 | 0 | 0 | 0 | 0 | 0 | 0 | 0 | 0 | 0 | 0 | 0 | 0 | 0 | 0 | 0 | 0 | 0 | 0 | 0 | 0 | 1 | 0 | 0 | 4278.1688
2025-12-15 | 3926.544 | 24.9 | 0 | 0 | 0 | 0 | 0 | 0 | 0 | 0 | 0 | 0 | 0 | 0 | 0 | 0 | 0 | 0 | 0 | 0 | 0 | 0 | 0 | 0 | 0 | 0 | 1 | 0 | 4069.0975
2025-12-15 | 3753.389 | 25 | 0 | 0 | 0 | 0 | 0 | 0 | 0 | 0 | 0 | 0 | 0 | 0 | 0 | 0 | 0 | 0 | 0 | 0 | 0 | 0 | 0 | 0 | 0 | 0 | 0 | 1 | 3945.4474
2025-12-16 | 3671.53 | 25 | 0 | 0 | 1 | 0 | 0 | 0 | 0 | 0 | 0 | 0 | 0 | 0 | 0 | 0 | 0 | 0 | 0 | 0 | 0 | 0 | 0 | 0 | 0 | 0 | 0 | 0 | 3870.3764
2025-12-16 | 3676.72 | 25.1 | 0 | 0 | 0 | 1 | 0 | 0 | 0 | 0 | 0 | 0 | 0 | 0 | 0 | 0 | 0 | 0 | 0 | 0 | 0 | 0 | 0 | 0 | 0 | 0 | 0 | 0 | 3841.4942
2025-12-16 | 3612.321 | 25 | 0 | 0 | 0 | 0 | 1 | 0 | 0 | 0 | 0 | 0 | 0 | 0 | 0 | 0 | 0 | 0 | 0 | 0 | 0 | 0 | 0 | 0 | 0 | 0 | 0 | 0 | 3822.1234
2025-12-16 | 3657.774 | 24.8 | 0 | 0 | 0 | 0 | 0 | 1 | 0 | 0 | 0 | 0 | 0 | 0 | 0 | 0 | 0 | 0 | 0 | 0 | 0 | 0 | 0 | 0 | 0 | 0 | 0 | 0 | 3840.6853
2025-12-16 | 3720.299 | 24.7 | 0 | 0 | 0 | 0 | 0 | 0 | 1 | 0 | 0 | 0 | 0 | 0 | 0 | 0 | 0 | 0 | 0 | 0 | 0 | 0 | 0 | 0 | 0 | 0 | 0 | 0 | 3880.8088
2025-12-16 | 3799.445 | 24.5 | 0 | 0 | 0 | 0 | 0 | 0 | 0 | 1 | 0 | 0 | 0 | 0 | 0 | 0 | 0 | 0 | 0 | 0 | 0 | 0 | 0 | 0 | 0 | 0 | 0 | 0 | 3973.513
2025-12-16 | 4127.204 | 24.4 | 0 | 0 | 0 | 0 | 0 | 0 | 0 | 0 | 1 | 0 | 0 | 0 | 0 | 0 | 0 | 0 | 0 | 0 | 0 | 0 | 0 | 0 | 0 | 0 | 0 | 0 | 4308.1703
2025-12-16 | 4690.765 | 24 | 0 | 0 | 0 | 0 | 0 | 0 | 0 | 0 | 0 | 1 | 0 | 0 | 0 | 0 | 0 | 0 | 0 | 0 | 0 | 0 | 0 | 0 | 0 | 0 | 0 | 0 | 4783.5449
2025-12-16 | 5296.446 | 23.7 | 0 | 0 | 0 | 0 | 0 | 0 | 0 | 0 | 0 | 0 | 1 | 0 | 0 | 0 | 0 | 0 | 0 | 0 | 0 | 0 | 0 | 0 | 0 | 0 | 0 | 0 | 5383.4655
2025-12-16 | 5694.288 | 23.2 | 0 | 0 | 0 | 0 | 0 | 0 | 0 | 0 | 0 | 0 | 0 | 1 | 0 | 0 | 0 | 0 | 0 | 0 | 0 | 0 | 0 | 0 | 0 | 0 | 0 | 0 | 5569.9429
2025-12-16 | 6041.864 | 22.8 | 0 | 0 | 0 | 0 | 0 | 0 | 0 | 0 | 0 | 0 | 0 | 0 | 1 | 0 | 0 | 0 | 0 | 0 | 0 | 0 | 0 | 0 | 0 | 0 | 0 | 0 | 5725.0557
2025-12-16 | 6123.918 | 22.6 | 0 | 0 | 0 | 0 | 0 | 0 | 0 | 0 | 0 | 0 | 0 | 0 | 0 | 1 | 0 | 0 | 0 | 0 | 0 | 0 | 0 | 0 | 0 | 0 | 0 | 0 | 5736.7763
2025-12-16 | 6118.114 | 22.8 | 0 | 0 | 0 | 0 | 0 | 0 | 0 | 0 | 0 | 0 | 0 | 0 | 0 | 0 | 1 | 0 | 0 | 0 | 0 | 0 | 0 | 0 | 0 | 0 | 0 | 0 | 5726.6608
2025-12-16 | 6114.887 | 22.5 | 0 | 0 | 0 | 0 | 0 | 0 | 0 | 0 | 0 | 0 | 0 | 0 | 0 | 0 | 0 | 1 | 0 | 0 | 0 | 0 | 0 | 0 | 0 | 0 | 0 | 0 | 5698.6152
2025-12-16 | 6100.509 | 22 | 0 | 0 | 0 | 0 | 0 | 0 | 0 | 0 | 0 | 0 | 0 | 0 | 0 | 0 | 0 | 0 | 1 | 0 | 0 | 0 | 0 | 0 | 0 | 0 | 0 | 0 | 5612.726
2025-12-16 | 5995.629 | 21.3 | 0 | 0 | 0 | 0 | 0 | 0 | 0 | 0 | 0 | 0 | 0 | 0 | 0 | 0 | 0 | 0 | 0 | 1 | 0 | 0 | 0 | 0 | 0 | 0 | 0 | 0 | 5436.1178
2025-12-16 | 5825.6 | 20.8 | 0 | 0 | 0 | 0 | 0 | 0 | 0 | 0 | 0 | 0 | 0 | 0 | 0 | 0 | 0 | 0 | 0 | 0 | 1 | 0 | 0 | 0 | 0 | 0 | 0 | 0 | 5109.1803
2025-12-16 | 5454.308 | 20.6 | 0 | 0 | 0 | 0 | 0 | 0 | 0 | 0 | 0 | 0 | 0 | 0 | 0 | 0 | 0 | 0 | 0 | 0 | 0 | 1 | 0 | 0 | 0 | 0 | 0 | 0 | 4795.2154
2025-12-16 | 4997.389 | 20.1 | 0 | 0 | 0 | 0 | 0 | 0 | 0 | 0 | 0 | 0 | 0 | 0 | 0 | 0 | 0 | 0 | 0 | 0 | 0 | 0 | 1 | 0 | 0 | 0 | 0 | 0 | 4573.8192
2025-12-16 | 4684.394 | 19.2 | 0 | 0 | 0 | 0 | 0 | 0 | 0 | 0 | 0 | 0 | 0 | 0 | 0 | 0 | 0 | 0 | 0 | 0 | 0 | 0 | 0 | 1 | 0 | 0 | 0 | 0 | 4358.1436
2025-12-16 | 4441.838 | 18.3 | 0 | 0 | 0 | 0 | 0 | 0 | 0 | 0 | 0 | 0 | 0 | 0 | 0 | 0 | 0 | 0 | 0 | 0 | 0 | 0 | 0 | 0 | 1 | 0 | 0 | 0 | 4113.8158
2025-12-16 | 4135.75 | 17.8 | 0 | 0 | 0 | 0 | 0 | 0 | 0 | 0 | 0 | 0 | 0 | 0 | 0 | 0 | 0 | 0 | 0 | 0 | 0 | 0 | 0 | 0 | 0 | 1 | 0 | 0 | 3816.9889
2025-12-16 | 3834.85 | 17 | 0 | 0 | 0 | 0 | 0 | 0 | 0 | 0 | 0 | 0 | 0 | 0 | 0 | 0 | 0 | 0 | 0 | 0 | 0 | 0 | 0 | 0 | 0 | 0 | 1 | 0 | 3548.623
2025-12-16 | 3645.307 | 16.7 | 0 | 0 | 0 | 0 | 0 | 0 | 0 | 0 | 0 | 0 | 0 | 0 | 0 | 0 | 0 | 0 | 0 | 0 | 0 | 0 | 0 | 0 | 0 | 0 | 0 | 1 | 3398.6197
2025-12-17 | 3566.689 | 16.4 | 0 | 0 | 1 | 0 | 0 | 0 | 0 | 0 | 0 | 0 | 0 | 0 | 0 | 0 | 0 | 0 | 0 | 0 | 0 | 0 | 0 | 0 | 0 | 0 | 0 | 0 | 3303.7838
2025-12-17 | 3504.433 | 15.8 | 0 | 0 | 0 | 1 | 0 | 0 | 0 | 0 | 0 | 0 | 0 | 0 | 0 | 0 | 0 | 0 | 0 | 0 | 0 | 0 | 0 | 0 | 0 | 0 | 0 | 0 | 3228.7837
2025-12-17 | 3501.219 | 15.3 | 0 | 0 | 0 | 0 | 1 | 0 | 0 | 0 | 0 | 0 | 0 | 0 | 0 | 0 | 0 | 0 | 0 | 0 | 0 | 0 | 0 | 0 | 0 | 0 | 0 | 0 | 3183.0597
2025-12-17 | 3498.758 | 15.3 | 0 | 0 | 0 | 0 | 0 | 1 | 0 | 0 | 0 | 0 | 0 | 0 | 0 | 0 | 0 | 0 | 0 | 0 | 0 | 0 | 0 | 0 | 0 | 0 | 0 | 0 | 3214.7982
2025-12-17 | 3535.588 | 15.3 | 0 | 0 | 0 | 0 | 0 | 0 | 1 | 0 | 0 | 0 | 0 | 0 | 0 | 0 | 0 | 0 | 0 | 0 | 0 | 0 | 0 | 0 | 0 | 0 | 0 | 0 | 3261.51
2025-12-17 | 3608.818 | 15 | 0 | 0 | 0 | 0 | 0 | 0 | 0 | 1 | 0 | 0 | 0 | 0 | 0 | 0 | 0 | 0 | 0 | 0 | 0 | 0 | 0 | 0 | 0 | 0 | 0 | 0 | 3347.6259
2025-12-17 | 3853.355 | 14.9 | 0 | 0 | 0 | 0 | 0 | 0 | 0 | 0 | 1 | 0 | 0 | 0 | 0 | 0 | 0 | 0 | 0 | 0 | 0 | 0 | 0 | 0 | 0 | 0 | 0 | 0 | 3682.2832
2025-12-17 | 4454.498 | 14.7 | 0 | 0 | 0 | 0 | 0 | 0 | 0 | 0 | 0 | 1 | 0 | 0 | 0 | 0 | 0 | 0 | 0 | 0 | 0 | 0 | 0 | 0 | 0 | 0 | 0 | 0 | 4170.8343
2025-12-17 | 5002.939 | 15.2 | 0 | 0 | 0 | 0 | 0 | 0 | 0 | 0 | 0 | 0 | 1 | 0 | 0 | 0 | 0 | 0 | 0 | 0 | 0 | 0 | 0 | 0 | 0 | 0 | 0 | 0 | 4823.4613
2025-12-17 | 5416.872 | 15.2 | 0 | 0 | 0 | 0 | 0 | 0 | 0 | 0 | 0 | 0 | 0 | 1 | 0 | 0 | 0 | 0 | 0 | 0 | 0 | 0 | 0 | 0 | 0 | 0 | 0 | 0 | 5042.8801
2025-12-17 | 5743.753 | 14.9 | 0 | 0 | 0 | 0 | 0 | 0 | 0 | 0 | 0 | 0 | 0 | 0 | 1 | 0 | 0 | 0 | 0 | 0 | 0 | 0 | 0 | 0 | 0 | 0 | 0 | 0 | 5204.5812
2025-12-17 | 5799.814 | 14.4 | 0 | 0 | 0 | 0 | 0 | 0 | 0 | 0 | 0 | 0 | 0 | 0 | 0 | 1 | 0 | 0 | 0 | 0 | 0 | 0 | 0 | 0 | 0 | 0 | 0 | 0 | 5196.5369
2025-12-17 | 5735.618 | 14.5 | 0 | 0 | 0 | 0 | 0 | 0 | 0 | 0 | 0 | 0 | 0 | 0 | 0 | 0 | 1 | 0 | 0 | 0 | 0 | 0 | 0 | 0 | 0 | 0 | 0 | 0 | 5179.8331
2025-12-17 | 5840.85 | 14.2 | 0 | 0 | 0 | 0 | 0 | 0 | 0 | 0 | 0 | 0 | 0 | 0 | 0 | 0 | 0 | 1 | 0 | 0 | 0 | 0 | 0 | 0 | 0 | 0 | 0 | 0 | 5151.7875
2025-12-17 | 5832.534 | 13.8 | 0 | 0 | 0 | 0 | 0 | 0 | 0 | 0 | 0 | 0 | 0 | 0 | 0 | 0 | 0 | 0 | 1 | 0 | 0 | 0 | 0 | 0 | 0 | 0 | 0 | 0 | 5072.4867
2025-12-17 | 5720.745 | 14.3 | 0 | 0 | 0 | 0 | 0 | 0 | 0 | 0 | 0 | 0 | 0 | 0 | 0 | 0 | 0 | 0 | 0 | 1 | 0 | 0 | 0 | 0 | 0 | 0 | 0 | 0 | 4974.9378
2025-12-17 | 5537.339 | 14.8 | 0 | 0 | 0 | 0 | 0 | 0 | 0 | 0 | 0 | 0 | 0 | 0 | 0 | 0 | 0 | 0 | 0 | 0 | 1 | 0 | 0 | 0 | 0 | 0 | 0 | 0 | 4713.8832
2025-12-17 | 5157.7 | 15.1 | 0 | 0 | 0 | 0 | 0 | 0 | 0 | 0 | 0 | 0 | 0 | 0 | 0 | 0 | 0 | 0 | 0 | 0 | 0 | 1 | 0 | 0 | 0 | 0 | 0 | 0 | 4432.8598
2025-12-17 | 4751.154 | 15.5 | 0 | 0 | 0 | 0 | 0 | 0 | 0 | 0 | 0 | 0 | 0 | 0 | 0 | 0 | 0 | 0 | 0 | 0 | 0 | 0 | 1 | 0 | 0 | 0 | 0 | 0 | 4270.758
2025-12-17 | 4467.81 | 15.2 | 0 | 0 | 0 | 0 | 0 | 0 | 0 | 0 | 0 | 0 | 0 | 0 | 0 | 0 | 0 | 0 | 0 | 0 | 0 | 0 | 0 | 1 | 0 | 0 | 0 | 0 | 4094.6122
2025-12-17 | 4182.422 | 16 | 0 | 0 | 0 | 0 | 0 | 0 | 0 | 0 | 0 | 0 | 0 | 0 | 0 | 0 | 0 | 0 | 0 | 0 | 0 | 0 | 0 | 0 | 1 | 0 | 0 | 0 | 3962.2852
2025-12-17 | 3953.364 | 16.7 | 0 | 0 | 0 | 0 | 0 | 0 | 0 | 0 | 0 | 0 | 0 | 0 | 0 | 0 | 0 | 0 | 0 | 0 | 0 | 0 | 0 | 0 | 0 | 1 | 0 | 0 | 3744.5177
2025-12-17 | 3638.858 | 17 | 0 | 0 | 0 | 0 | 0 | 0 | 0 | 0 | 0 | 0 | 0 | 0 | 0 | 0 | 0 | 0 | 0 | 0 | 0 | 0 | 0 | 0 | 0 | 0 | 1 | 0 | 3548.623
2025-12-17 | 3496.619 | 16.3 | 0 | 0 | 0 | 0 | 0 | 0 | 0 | 0 | 0 | 0 | 0 | 0 | 0 | 0 | 0 | 0 | 0 | 0 | 0 | 0 | 0 | 0 | 0 | 0 | 0 | 1 | 3372.2666
2025-12-18 | 3427.086 | 17 | 0 | 0 | 1 | 0 | 0 | 0 | 0 | 0 | 0 | 0 | 0 | 0 | 0 | 0 | 0 | 0 | 0 | 0 | 0 | 0 | 0 | 0 | 0 | 0 | 0 | 0 | 3343.3135
2025-12-18 | 3407.326 | 17.8 | 0 | 0 | 0 | 1 | 0 | 0 | 0 | 0 | 0 | 0 | 0 | 0 | 0 | 0 | 0 | 0 | 0 | 0 | 0 | 0 | 0 | 0 | 0 | 0 | 0 | 0 | 3360.5494
2025-12-18 | 3351.244 | 17 | 0 | 0 | 0 | 0 | 1 | 0 | 0 | 0 | 0 | 0 | 0 | 0 | 0 | 0 | 0 | 0 | 0 | 0 | 0 | 0 | 0 | 0 | 0 | 0 | 0 | 0 | 3295.0606
2025-12-18 | 3351.899 | 17.7 | 0 | 0 | 0 | 0 | 0 | 1 | 0 | 0 | 0 | 0 | 0 | 0 | 0 | 0 | 0 | 0 | 0 | 0 | 0 | 0 | 0 | 0 | 0 | 0 | 0 | 0 | 3372.9171
2025-12-18 | 3391.488 | 16.6 | 0 | 0 | 0 | 0 | 0 | 0 | 1 | 0 | 0 | 0 | 0 | 0 | 0 | 0 | 0 | 0 | 0 | 0 | 0 | 0 | 0 | 0 | 0 | 0 | 0 | 0 | 3347.1577
2025-12-18 | 3533.852 | 17 | 0 | 0 | 0 | 0 | 0 | 0 | 0 | 1 | 0 | 0 | 0 | 0 | 0 | 0 | 0 | 0 | 0 | 0 | 0 | 0 | 0 | 0 | 0 | 0 | 0 | 0 | 3479.3916
2025-12-18 | 3757.853 | 16.9 | 0 | 0 | 0 | 0 | 0 | 0 | 0 | 0 | 1 | 0 | 0 | 0 | 0 | 0 | 0 | 0 | 0 | 0 | 0 | 0 | 0 | 0 | 0 | 0 | 0 | 0 | 3814.0489
2025-12-18 | 4361.395 | 16.8 | 0 | 0 | 0 | 0 | 0 | 0 | 0 | 0 | 0 | 1 | 0 | 0 | 0 | 0 | 0 | 0 | 0 | 0 | 0 | 0 | 0 | 0 | 0 | 0 | 0 | 0 | 4309.1883
2025-12-18 | 4893.492 | 16.4 | 0 | 0 | 0 | 0 | 0 | 0 | 0 | 0 | 0 | 0 | 1 | 0 | 0 | 0 | 0 | 0 | 0 | 0 | 0 | 0 | 0 | 0 | 0 | 0 | 0 | 0 | 4902.5207
2025-12-18 | 5249.325 | 15.8 | 0 | 0 | 0 | 0 | 0 | 0 | 0 | 0 | 0 | 0 | 0 | 1 | 0 | 0 | 0 | 0 | 0 | 0 | 0 | 0 | 0 | 0 | 0 | 0 | 0 | 0 | 5082.4098
2025-12-18 | 5590.384 | 14.9 | 0 | 0 | 0 | 0 | 0 | 0 | 0 | 0 | 0 | 0 | 0 | 0 | 1 | 0 | 0 | 0 | 0 | 0 | 0 | 0 | 0 | 0 | 0 | 0 | 0 | 0 | 5204.5812
2025-12-18 | 5719.806 | 13.5 | 0 | 0 | 0 | 0 | 0 | 0 | 0 | 0 | 0 | 0 | 0 | 0 | 0 | 1 | 0 | 0 | 0 | 0 | 0 | 0 | 0 | 0 | 0 | 0 | 0 | 0 | 5137.2423
2025-12-18 | 5607.285 | 12.2 | 0 | 0 | 0 | 0 | 0 | 0 | 0 | 0 | 0 | 0 | 0 | 0 | 0 | 0 | 1 | 0 | 0 | 0 | 0 | 0 | 0 | 0 | 0 | 0 | 0 | 0 | 5028.3025
2025-12-18 | 5491.822 | 12.4 | 0 | 0 | 0 | 0 | 0 | 0 | 0 | 0 | 0 | 0 | 0 | 0 | 0 | 0 | 0 | 1 | 0 | 0 | 0 | 0 | 0 | 0 | 0 | 0 | 0 | 0 | 5033.1984
2025-12-18 | 5451.65 | 12 | 0 | 0 | 0 | 0 | 0 | 0 | 0 | 0 | 0 | 0 | 0 | 0 | 0 | 0 | 0 | 0 | 1 | 0 | 0 | 0 | 0 | 0 | 0 | 0 | 0 | 0 | 4953.8975
2025-12-18 | 5339.696 | 11.4 | 0 | 0 | 0 | 0 | 0 | 0 | 0 | 0 | 0 | 0 | 0 | 0 | 0 | 0 | 0 | 0 | 0 | 1 | 0 | 0 | 0 | 0 | 0 | 0 | 0 | 0 | 4783.8776
2025-12-18 | 5254.564 | 11.6 | 0 | 0 | 0 | 0 | 0 | 0 | 0 | 0 | 0 | 0 | 0 | 0 | 0 | 0 | 0 | 0 | 0 | 0 | 1 | 0 | 0 | 0 | 0 | 0 | 0 | 0 | 4503.0581
2025-12-18 | 4978.036 | 11.5 | 0 | 0 | 0 | 0 | 0 | 0 | 0 | 0 | 0 | 0 | 0 | 0 | 0 | 0 | 0 | 0 | 0 | 0 | 0 | 1 | 0 | 0 | 0 | 0 | 0 | 0 | 4195.6815
2025-12-18 | 4661.726 | 10.3 | 0 | 0 | 0 | 0 | 0 | 0 | 0 | 0 | 0 | 0 | 0 | 0 | 0 | 0 | 0 | 0 | 0 | 0 | 0 | 0 | 1 | 0 | 0 | 0 | 0 | 0 | 3928.1672
2025-12-18 | 4302.217 | 10.4 | 0 | 0 | 0 | 0 | 0 | 0 | 0 | 0 | 0 | 0 | 0 | 0 | 0 | 0 | 0 | 0 | 0 | 0 | 0 | 0 | 0 | 1 | 0 | 0 | 0 | 0 | 3778.3746
2025-12-18 | 4087.789 | 10.3 | 0 | 0 | 0 | 0 | 0 | 0 | 0 | 0 | 0 | 0 | 0 | 0 | 0 | 0 | 0 | 0 | 0 | 0 | 0 | 0 | 0 | 0 | 1 | 0 | 0 | 0 | 3586.753
2025-12-18 | 3802.274 | 10.6 | 0 | 0 | 0 | 0 | 0 | 0 | 0 | 0 | 0 | 0 | 0 | 0 | 0 | 0 | 0 | 0 | 0 | 0 | 0 | 0 | 0 | 0 | 0 | 1 | 0 | 0 | 3342.6323
2025-12-18 | 3509.422 | 10 | 0 | 0 | 0 | 0 | 0 | 0 | 0 | 0 | 0 | 0 | 0 | 0 | 0 | 0 | 0 | 0 | 0 | 0 | 0 | 0 | 0 | 0 | 0 | 0 | 1 | 0 | 3087.443
2025-12-18 | 3320.208 | 9.9 | 0 | 0 | 0 | 0 | 0 | 0 | 0 | 0 | 0 | 0 | 0 | 0 | 0 | 0 | 0 | 0 | 0 | 0 | 0 | 0 | 0 | 0 | 0 | 0 | 0 | 1 | 2950.6163
2025-12-19 | 3199.564 | 9.2 | 0 | 0 | 1 | 0 | 0 | 0 | 0 | 0 | 0 | 0 | 0 | 0 | 0 | 0 | 0 | 0 | 0 | 0 | 0 | 0 | 0 | 0 | 0 | 0 | 0 | 0 | 2829.4273
2025-12-19 | 3151.117 | 9 | 0 | 0 | 0 | 1 | 0 | 0 | 0 | 0 | 0 | 0 | 0 | 0 | 0 | 0 | 0 | 0 | 0 | 0 | 0 | 0 | 0 | 0 | 0 | 0 | 0 | 0 | 2780.7803
2025-12-19 | 3094.911 | 9.3 | 0 | 0 | 0 | 0 | 1 | 0 | 0 | 0 | 0 | 0 | 0 | 0 | 0 | 0 | 0 | 0 | 0 | 0 | 0 | 0 | 0 | 0 | 0 | 0 | 0 | 0 | 2787.7626
2025-12-19 | 3246.514 | 9 | 0 | 0 | 0 | 0 | 0 | 1 | 0 | 0 | 0 | 0 | 0 | 0 | 0 | 0 | 0 | 0 | 0 | 0 | 0 | 0 | 0 | 0 | 0 | 0 | 0 | 0 | 2799.7363
2025-12-19 | 3044.25 | 9.8 | 0 | 0 | 0 | 0 | 0 | 0 | 1 | 0 | 0 | 0 | 0 | 0 | 0 | 0 | 0 | 0 | 0 | 0 | 0 | 0 | 0 | 0 | 0 | 0 | 0 | 0 | 2899.1543
2025-12-19 | 3108.491 | 14.2 | 0 | 0 | 0 | 0 | 0 | 0 | 0 | 1 | 0 | 0 | 0 | 0 | 0 | 0 | 0 | 0 | 0 | 0 | 0 | 0 | 0 | 0 | 0 | 0 | 0 | 0 | 3294.9196
2025-12-19 | 3297.92 | 15.2 | 0 | 0 | 0 | 0 | 0 | 0 | 0 | 0 | 1 | 0 | 0 | 0 | 0 | 0 | 0 | 0 | 0 | 0 | 0 | 0 | 0 | 0 | 0 | 0 | 0 | 0 | 3702.048
2025-12-19 | 4260.235 | 16.4 | 0 | 0 | 0 | 0 | 0 | 0 | 0 | 0 | 0 | 1 | 0 | 0 | 0 | 0 | 0 | 0 | 0 | 0 | 0 | 0 | 0 | 0 | 0 | 0 | 0 | 0 | 4282.8352
2025-12-19 | 4820.945 | 15.9 | 0 | 0 | 0 | 0 | 0 | 0 | 0 | 0 | 0 | 0 | 1 | 0 | 0 | 0 | 0 | 0 | 0 | 0 | 0 | 0 | 0 | 0 | 0 | 0 | 0 | 0 | 4869.5793
2025-12-19 | 5189.961 | 16.1 | 0 | 0 | 0 | 0 | 0 | 0 | 0 | 0 | 0 | 0 | 0 | 1 | 0 | 0 | 0 | 0 | 0 | 0 | 0 | 0 | 0 | 0 | 0 | 0 | 0 | 0 | 5102.1747
2025-12-19 | 5483.068 | 16.7 | 0 | 0 | 0 | 0 | 0 | 0 | 0 | 0 | 0 | 0 | 0 | 0 | 1 | 0 | 0 | 0 | 0 | 0 | 0 | 0 | 0 | 0 | 0 | 0 | 0 | 0 | 5323.1703
2025-12-19 | 5551.368 | 19 | 0 | 0 | 0 | 0 | 0 | 0 | 0 | 0 | 0 | 0 | 0 | 0 | 0 | 1 | 0 | 0 | 0 | 0 | 0 | 0 | 0 | 0 | 0 | 0 | 0 | 0 | 5499.598
2025-12-19 | 5462.959 | 19.6 | 0 | 0 | 0 | 0 | 0 | 0 | 0 | 0 | 0 | 0 | 0 | 0 | 0 | 0 | 1 | 0 | 0 | 0 | 0 | 0 | 0 | 0 | 0 | 0 | 0 | 0 | 5515.8356
2025-12-19 | 5596.962 | 19.5 | 0 | 0 | 0 | 0 | 0 | 0 | 0 | 0 | 0 | 0 | 0 | 0 | 0 | 0 | 0 | 1 | 0 | 0 | 0 | 0 | 0 | 0 | 0 | 0 | 0 | 0 | 5500.9666
2025-12-19 | 5623.343 | 19.7 | 0 | 0 | 0 | 0 | 0 | 0 | 0 | 0 | 0 | 0 | 0 | 0 | 0 | 0 | 0 | 0 | 1 | 0 | 0 | 0 | 0 | 0 | 0 | 0 | 0 | 0 | 5461.1955
2025-12-19 | 5504.935 | 20 | 0 | 0 | 0 | 0 | 0 | 0 | 0 | 0 | 0 | 0 | 0 | 0 | 0 | 0 | 0 | 0 | 0 | 1 | 0 | 0 | 0 | 0 | 0 | 0 | 0 | 0 | 5350.4701
2025-12-19 | 5382.673 | 21.3 | 0 | 0 | 0 | 0 | 0 | 0 | 0 | 0 | 0 | 0 | 0 | 0 | 0 | 0 | 0 | 0 | 0 | 0 | 1 | 0 | 0 | 0 | 0 | 0 | 0 | 0 | 5142.1217
2025-12-19 | 5137.396 | 22 | 0 | 0 | 0 | 0 | 0 | 0 | 0 | 0 | 0 | 0 | 0 | 0 | 0 | 0 | 0 | 0 | 0 | 0 | 0 | 1 | 0 | 0 | 0 | 0 | 0 | 0 | 4887.4514
2025-12-19 | 4830.759 | 22.3 | 0 | 0 | 0 | 0 | 0 | 0 | 0 | 0 | 0 | 0 | 0 | 0 | 0 | 0 | 0 | 0 | 0 | 0 | 0 | 0 | 1 | 0 | 0 | 0 | 0 | 0 | 4718.7614
2025-12-19 | 4605.422 | 22.3 | 0 | 0 | 0 | 0 | 0 | 0 | 0 | 0 | 0 | 0 | 0 | 0 | 0 | 0 | 0 | 0 | 0 | 0 | 0 | 0 | 0 | 1 | 0 | 0 | 0 | 0 | 4562.3805
2025-12-19 | 4446.321 | 22.2 | 0 | 0 | 0 | 0 | 0 | 0 | 0 | 0 | 0 | 0 | 0 | 0 | 0 | 0 | 0 | 0 | 0 | 0 | 0 | 0 | 0 | 0 | 1 | 0 | 0 | 0 | 4370.7589
2025-12-19 | 4168.617 | 22.2 | 0 | 0 | 0 | 0 | 0 | 0 | 0 | 0 | 0 | 0 | 0 | 0 | 0 | 0 | 0 | 0 | 0 | 0 | 0 | 0 | 0 | 0 | 0 | 1 | 0 | 0 | 4106.8734
2025-12-19 | 3941.434 | 22 | 0 | 0 | 0 | 0 | 0 | 0 | 0 | 0 | 0 | 0 | 0 | 0 | 0 | 0 | 0 | 0 | 0 | 0 | 0 | 0 | 0 | 0 | 0 | 0 | 1 | 0 | 3878.0373
2025-12-19 | 3782.327 | 21.6 | 0 | 0 | 0 | 0 | 0 | 0 | 0 | 0 | 0 | 0 | 0 | 0 | 0 | 0 | 0 | 0 | 0 | 0 | 0 | 0 | 0 | 0 | 0 | 0 | 0 | 1 | 3721.4457
2025-12-20 | 3658.238 | 22.3 | 0 | 1 | 1 | 0 | 0 | 0 | 0 | 0 | 0 | 0 | 0 | 0 | 0 | 0 | 0 | 0 | 0 | 0 | 0 | 0 | 0 | 0 | 0 | 0 | 0 | 0 | 3119.9618
2025-12-20 | 3569.961 | 22.4 | 0 | 1 | 0 | 1 | 0 | 0 | 0 | 0 | 0 | 0 | 0 | 0 | 0 | 0 | 0 | 0 | 0 | 0 | 0 | 0 | 0 | 0 | 0 | 0 | 0 | 0 | 3091.0797
2025-12-20 | 3557.757 | 21.6 | 0 | 1 | 0 | 0 | 1 | 0 | 0 | 0 | 0 | 0 | 0 | 0 | 0 | 0 | 0 | 0 | 0 | 0 | 0 | 0 | 0 | 0 | 0 | 0 | 0 | 0 | 3025.5908
2025-12-20 | 3575.884 | 21.7 | 0 | 1 | 0 | 0 | 0 | 1 | 0 | 0 | 0 | 0 | 0 | 0 | 0 | 0 | 0 | 0 | 0 | 0 | 0 | 0 | 0 | 0 | 0 | 0 | 0 | 0 | 3063.9177
2025-12-20 | 3619.455 | 21.6 | 0 | 1 | 0 | 0 | 0 | 0 | 1 | 0 | 0 | 0 | 0 | 0 | 0 | 0 | 0 | 0 | 0 | 0 | 0 | 0 | 0 | 0 | 0 | 0 | 0 | 0 | 3104.0411
2025-12-20 | 3656.081 | 21.8 | 0 | 1 | 0 | 0 | 0 | 0 | 0 | 1 | 0 | 0 | 0 | 0 | 0 | 0 | 0 | 0 | 0 | 0 | 0 | 0 | 0 | 0 | 0 | 0 | 0 | 0 | 3223.0985
2025-12-20 | 3799.703 | 22.3 | 0 | 1 | 0 | 0 | 0 | 0 | 0 | 0 | 1 | 0 | 0 | 0 | 0 | 0 | 0 | 0 | 0 | 0 | 0 | 0 | 0 | 0 | 0 | 0 | 0 | 0 | 3597.2854
2025-12-20 | 3985.204 | 22.3 | 0 | 1 | 0 | 0 | 0 | 0 | 0 | 0 | 0 | 1 | 0 | 0 | 0 | 0 | 0 | 0 | 0 | 0 | 0 | 0 | 0 | 0 | 0 | 0 | 0 | 0 | 4099.0132
2025-12-20 | 4229.119 | 22.2 | 0 | 1 | 0 | 0 | 0 | 0 | 0 | 0 | 0 | 0 | 1 | 0 | 0 | 0 | 0 | 0 | 0 | 0 | 0 | 0 | 0 | 0 | 0 | 0 | 0 | 0 | 4712.1104
2025-12-20 | 4577.084 | 21.4 | 0 | 1 | 0 | 0 | 0 | 0 | 0 | 0 | 0 | 0 | 0 | 1 | 0 | 0 | 0 | 0 | 0 | 0 | 0 | 0 | 0 | 0 | 0 | 0 | 0 | 0 | 4878.8229
2025-12-20 | 4986.64 | 20.5 | 0 | 1 | 0 | 0 | 0 | 0 | 0 | 0 | 0 | 0 | 0 | 0 | 1 | 0 | 0 | 0 | 0 | 0 | 0 | 0 | 0 | 0 | 0 | 0 | 0 | 0 | 5000.9943
2025-12-20 | 5080.96 | 20.3 | 0 | 1 | 0 | 0 | 0 | 0 | 0 | 0 | 0 | 0 | 0 | 0 | 0 | 1 | 0 | 0 | 0 | 0 | 0 | 0 | 0 | 0 | 0 | 0 | 0 | 0 | 5012.7149
2025-12-20 | 4990.345 | 20 | 0 | 1 | 0 | 0 | 0 | 0 | 0 | 0 | 0 | 0 | 0 | 0 | 0 | 0 | 1 | 0 | 0 | 0 | 0 | 0 | 0 | 0 | 0 | 0 | 0 | 0 | 4969.6579
2025-12-20 | 4973.146 | 19 | 0 | 1 | 0 | 0 | 0 | 0 | 0 | 0 | 0 | 0 | 0 | 0 | 0 | 0 | 0 | 1 | 0 | 0 | 0 | 0 | 0 | 0 | 0 | 0 | 0 | 0 | 4895.4944
2025-12-20 | 4886.47 | 18.1 | 0 | 1 | 0 | 0 | 0 | 0 | 0 | 0 | 0 | 0 | 0 | 0 | 0 | 0 | 0 | 0 | 1 | 0 | 0 | 0 | 0 | 0 | 0 | 0 | 0 | 0 | 4783.2521
2025-12-20 | 4768.38 | 17 | 0 | 1 | 0 | 0 | 0 | 0 | 0 | 0 | 0 | 0 | 0 | 0 | 0 | 0 | 0 | 0 | 0 | 1 | 0 | 0 | 0 | 0 | 0 | 0 | 0 | 0 | 4580.2907
2025-12-20 | 4768.894 | 16.2 | 0 | 1 | 0 | 0 | 0 | 0 | 0 | 0 | 0 | 0 | 0 | 0 | 0 | 0 | 0 | 0 | 0 | 0 | 1 | 0 | 0 | 0 | 0 | 0 | 0 | 0 | 4233.5883
2025-12-20 | 4688.44 | 15.2 | 0 | 1 | 0 | 0 | 0 | 0 | 0 | 0 | 0 | 0 | 0 | 0 | 0 | 0 | 0 | 0 | 0 | 0 | 0 | 1 | 0 | 0 | 0 | 0 | 0 | 0 | 3866.9172
2025-12-20 | 4485.942 | 14.3 | 0 | 1 | 0 | 0 | 0 | 0 | 0 | 0 | 0 | 0 | 0 | 0 | 0 | 0 | 0 | 0 | 0 | 0 | 0 | 0 | 1 | 0 | 0 | 0 | 0 | 0 | 3619.1678
2025-12-20 | 4366.548 | 13.9 | 0 | 1 | 0 | 0 | 0 | 0 | 0 | 0 | 0 | 0 | 0 | 0 | 0 | 0 | 0 | 0 | 0 | 0 | 0 | 0 | 0 | 1 | 0 | 0 | 0 | 0 | 3436.4337
2025-12-20 | 4195.28 | 13.8 | 0 | 1 | 0 | 0 | 0 | 0 | 0 | 0 | 0 | 0 | 0 | 0 | 0 | 0 | 0 | 0 | 0 | 0 | 0 | 0 | 0 | 0 | 1 | 0 | 0 | 0 | 3244.8121
2025-12-20 | 3984.023 | 14.4 | 0 | 1 | 0 | 0 | 0 | 0 | 0 | 0 | 0 | 0 | 0 | 0 | 0 | 0 | 0 | 0 | 0 | 0 | 0 | 0 | 0 | 0 | 0 | 1 | 0 | 0 | 3020.4563
2025-12-20 | 3689.031 | 14.9 | 0 | 1 | 0 | 0 | 0 | 0 | 0 | 0 | 0 | 0 | 0 | 0 | 0 | 0 | 0 | 0 | 0 | 0 | 0 | 0 | 0 | 0 | 0 | 0 | 1 | 0 | 2837.7382
2025-12-20 | 3569.759 | 15.3 | 0 | 1 | 0 | 0 | 0 | 0 | 0 | 0 | 0 | 0 | 0 | 0 | 0 | 0 | 0 | 0 | 0 | 0 | 0 | 0 | 0 | 0 | 0 | 0 | 0 | 1 | 2733.8529
2025-12-21 | 3457.987 | 15.3 | 0 | 1 | 1 | 0 | 0 | 0 | 0 | 0 | 0 | 0 | 0 | 0 | 0 | 0 | 0 | 0 | 0 | 0 | 0 | 0 | 0 | 0 | 0 | 0 | 0 | 0 | 2658.7818
2025-12-21 | 3409.843 | 15.4 | 0 | 1 | 0 | 1 | 0 | 0 | 0 | 0 | 0 | 0 | 0 | 0 | 0 | 0 | 0 | 0 | 0 | 0 | 0 | 0 | 0 | 0 | 0 | 0 | 0 | 0 | 2629.8997
2025-12-21 | 3372.47 | 18 | 0 | 1 | 0 | 0 | 1 | 0 | 0 | 0 | 0 | 0 | 0 | 0 | 0 | 0 | 0 | 0 | 0 | 0 | 0 | 0 | 0 | 0 | 0 | 0 | 0 | 0 | 2788.4126
2025-12-21 | 3401.399 | 20.2 | 0 | 1 | 0 | 0 | 0 | 1 | 0 | 0 | 0 | 0 | 0 | 0 | 0 | 0 | 0 | 0 | 0 | 0 | 0 | 0 | 0 | 0 | 0 | 0 | 0 | 0 | 2965.0934
2025-12-21 | 3526.834 | 22 | 0 | 1 | 0 | 0 | 0 | 0 | 1 | 0 | 0 | 0 | 0 | 0 | 0 | 0 | 0 | 0 | 0 | 0 | 0 | 0 | 0 | 0 | 0 | 0 | 0 | 0 | 3130.3943
2025-12-21 | 3574.896 | 22.9 | 0 | 1 | 0 | 0 | 0 | 0 | 0 | 1 | 0 | 0 | 0 | 0 | 0 | 0 | 0 | 0 | 0 | 0 | 0 | 0 | 0 | 0 | 0 | 0 | 0 | 0 | 3295.5696
2025-12-21 | 3711.385 | 22.9 | 0 | 1 | 0 | 0 | 0 | 0 | 0 | 0 | 1 | 0 | 0 | 0 | 0 | 0 | 0 | 0 | 0 | 0 | 0 | 0 | 0 | 0 | 0 | 0 | 0 | 0 | 3636.8151
2025-12-21 | 3880.865 | 23.1 | 0 | 1 | 0 | 0 | 0 | 0 | 0 | 0 | 0 | 1 | 0 | 0 | 0 | 0 | 0 | 0 | 0 | 0 | 0 | 0 | 0 | 0 | 0 | 0 | 0 | 0 | 4151.7195
2025-12-21 | 3967.674 | 22.7 | 0 | 1 | 0 | 0 | 0 | 0 | 0 | 0 | 0 | 0 | 1 | 0 | 0 | 0 | 0 | 0 | 0 | 0 | 0 | 0 | 0 | 0 | 0 | 0 | 0 | 0 | 4745.0518
2025-12-21 | 4171.392 | 22.3 | 0 | 1 | 0 | 0 | 0 | 0 | 0 | 0 | 0 | 0 | 0 | 1 | 0 | 0 | 0 | 0 | 0 | 0 | 0 | 0 | 0 | 0 | 0 | 0 | 0 | 0 | 4938.1175
2025-12-21 | 4476.181 | 21.8 | 0 | 1 | 0 | 0 | 0 | 0 | 0 | 0 | 0 | 0 | 0 | 0 | 1 | 0 | 0 | 0 | 0 | 0 | 0 | 0 | 0 | 0 | 0 | 0 | 0 | 0 | 5086.642
2025-12-21 | 4590.652 | 21.8 | 0 | 1 | 0 | 0 | 0 | 0 | 0 | 0 | 0 | 0 | 0 | 0 | 0 | 1 | 0 | 0 | 0 | 0 | 0 | 0 | 0 | 0 | 0 | 0 | 0 | 0 | 5111.5391
2025-12-21 | 4597.234 | 22.2 | 0 | 1 | 0 | 0 | 0 | 0 | 0 | 0 | 0 | 0 | 0 | 0 | 0 | 0 | 1 | 0 | 0 | 0 | 0 | 0 | 0 | 0 | 0 | 0 | 0 | 0 | 5114.6002
2025-12-21 | 4546.028 | 22.3 | 0 | 1 | 0 | 0 | 0 | 0 | 0 | 0 | 0 | 0 | 0 | 0 | 0 | 0 | 0 | 1 | 0 | 0 | 0 | 0 | 0 | 0 | 0 | 0 | 0 | 0 | 5112.9078
2025-12-21 | 4505.457 | 21.3 | 0 | 1 | 0 | 0 | 0 | 0 | 0 | 0 | 0 | 0 | 0 | 0 | 0 | 0 | 0 | 0 | 1 | 0 | 0 | 0 | 0 | 0 | 0 | 0 | 0 | 0 | 4994.0772
2025-12-21 | 4477.364 | 20.2 | 0 | 1 | 0 | 0 | 0 | 0 | 0 | 0 | 0 | 0 | 0 | 0 | 0 | 0 | 0 | 0 | 0 | 1 | 0 | 0 | 0 | 0 | 0 | 0 | 0 | 0 | 4791.1158
2025-12-21 | 4529.879 | 21.1 | 0 | 1 | 0 | 0 | 0 | 0 | 0 | 0 | 0 | 0 | 0 | 0 | 0 | 0 | 0 | 0 | 0 | 0 | 1 | 0 | 0 | 0 | 0 | 0 | 0 | 0 | 4556.4143
2025-12-21 | 4580.779 | 21.6 | 0 | 1 | 0 | 0 | 0 | 0 | 0 | 0 | 0 | 0 | 0 | 0 | 0 | 0 | 0 | 0 | 0 | 0 | 0 | 1 | 0 | 0 | 0 | 0 | 0 | 0 | 4288.5674
2025-12-21 | 4462.337 | 21.9 | 0 | 1 | 0 | 0 | 0 | 0 | 0 | 0 | 0 | 0 | 0 | 0 | 0 | 0 | 0 | 0 | 0 | 0 | 0 | 0 | 1 | 0 | 0 | 0 | 0 | 0 | 4119.8774
2025-12-21 | 4341.772 | 21.5 | 0 | 1 | 0 | 0 | 0 | 0 | 0 | 0 | 0 | 0 | 0 | 0 | 0 | 0 | 0 | 0 | 0 | 0 | 0 | 0 | 0 | 1 | 0 | 0 | 0 | 0 | 3937.1434
2025-12-21 | 4214.703 | 21.9 | 0 | 1 | 0 | 0 | 0 | 0 | 0 | 0 | 0 | 0 | 0 | 0 | 0 | 0 | 0 | 0 | 0 | 0 | 0 | 0 | 0 | 0 | 1 | 0 | 0 | 0 | 3778.4632
2025-12-21 | 4089.03 | 22 | 0 | 1 | 0 | 0 | 0 | 0 | 0 | 0 | 0 | 0 | 0 | 0 | 0 | 0 | 0 | 0 | 0 | 0 | 0 | 0 | 0 | 0 | 0 | 1 | 0 | 0 | 3521.166
2025-12-21 | 3894.362 | 21.9 | 0 | 1 | 0 | 0 | 0 | 0 | 0 | 0 | 0 | 0 | 0 | 0 | 0 | 0 | 0 | 0 | 0 | 0 | 0 | 0 | 0 | 0 | 0 | 0 | 1 | 0 | 3298.9181
2025-12-21 | 3743.673 | 22.1 | 0 | 1 | 0 | 0 | 0 | 0 | 0 | 0 | 0 | 0 | 0 | 0 | 0 | 0 | 0 | 0 | 0 | 0 | 0 | 0 | 0 | 0 | 0 | 0 | 0 | 1 | 3181.8563
2025-12-22 | 3675.912 | 22.2 | 0 | 0 | 1 | 0 | 0 | 0 | 0 | 0 | 0 | 0 | 0 | 0 | 0 | 0 | 0 | 0 | 0 | 0 | 0 | 0 | 0 | 0 | 0 | 0 | 0 | 0 | 3685.9044
2025-12-22 | 3633.615 | 23.2 | 0 | 0 | 0 | 1 | 0 | 0 | 0 | 0 | 0 | 0 | 0 | 0 | 0 | 0 | 0 | 0 | 0 | 0 | 0 | 0 | 0 | 0 | 0 | 0 | 0 | 0 | 3716.3168
2025-12-22 | 3622.735 | 24.3 | 0 | 0 | 0 | 0 | 1 | 0 | 0 | 0 | 0 | 0 | 0 | 0 | 0 | 0 | 0 | 0 | 0 | 0 | 0 | 0 | 0 | 0 | 0 | 0 | 0 | 0 | 3776.0054
2025-12-22 | 3667.502 | 23.8 | 0 | 0 | 0 | 0 | 0 | 1 | 0 | 0 | 0 | 0 | 0 | 0 | 0 | 0 | 0 | 0 | 0 | 0 | 0 | 0 | 0 | 0 | 0 | 0 | 0 | 0 | 3774.8025
2025-12-22 | 3728.572 | 24.3 | 0 | 0 | 0 | 0 | 0 | 0 | 1 | 0 | 0 | 0 | 0 | 0 | 0 | 0 | 0 | 0 | 0 | 0 | 0 | 0 | 0 | 0 | 0 | 0 | 0 | 0 | 3854.4557
2025-12-22 | 3732.793 | 24.8 | 0 | 0 | 0 | 0 | 0 | 0 | 0 | 1 | 0 | 0 | 0 | 0 | 0 | 0 | 0 | 0 | 0 | 0 | 0 | 0 | 0 | 0 | 0 | 0 | 0 | 0 | 3993.2779
2025-12-22 | 3993.81 | 24.4 | 0 | 0 | 0 | 0 | 0 | 0 | 0 | 0 | 1 | 0 | 0 | 0 | 0 | 0 | 0 | 0 | 0 | 0 | 0 | 0 | 0 | 0 | 0 | 0 | 0 | 0 | 4308.1703
2025-12-22 | 4518.644 | 24.6 | 0 | 0 | 0 | 0 | 0 | 0 | 0 | 0 | 0 | 1 | 0 | 0 | 0 | 0 | 0 | 0 | 0 | 0 | 0 | 0 | 0 | 0 | 0 | 0 | 0 | 0 | 4823.0746
2025-12-22 | 5072.891 | 24.3 | 0 | 0 | 0 | 0 | 0 | 0 | 0 | 0 | 0 | 0 | 1 | 0 | 0 | 0 | 0 | 0 | 0 | 0 | 0 | 0 | 0 | 0 | 0 | 0 | 0 | 0 | 5422.9952
2025-12-22 | 5452.414 | 22.9 | 0 | 0 | 0 | 0 | 0 | 0 | 0 | 0 | 0 | 0 | 0 | 1 | 0 | 0 | 0 | 0 | 0 | 0 | 0 | 0 | 0 | 0 | 0 | 0 | 0 | 0 | 5550.178
2025-12-22 | 5579.961 | 21.1 | 0 | 0 | 0 | 0 | 0 | 0 | 0 | 0 | 0 | 0 | 0 | 0 | 1 | 0 | 0 | 0 | 0 | 0 | 0 | 0 | 0 | 0 | 0 | 0 | 0 | 0 | 5613.0549
2025-12-22 | 5734.904 | 18.2 | 0 | 0 | 0 | 0 | 0 | 0 | 0 | 0 | 0 | 0 | 0 | 0 | 0 | 1 | 0 | 0 | 0 | 0 | 0 | 0 | 0 | 0 | 0 | 0 | 0 | 0 | 5446.8917
2025-12-22 | 5604.831 | 17.6 | 0 | 0 | 0 | 0 | 0 | 0 | 0 | 0 | 0 | 0 | 0 | 0 | 0 | 0 | 1 | 0 | 0 | 0 | 0 | 0 | 0 | 0 | 0 | 0 | 0 | 0 | 5384.0699
2025-12-22 | 5557.652 | 16 | 0 | 0 | 0 | 0 | 0 | 0 | 0 | 0 | 0 | 0 | 0 | 0 | 0 | 0 | 0 | 1 | 0 | 0 | 0 | 0 | 0 | 0 | 0 | 0 | 0 | 0 | 5270.3767
2025-12-22 | 5519.899 | 15 | 0 | 0 | 0 | 0 | 0 | 0 | 0 | 0 | 0 | 0 | 0 | 0 | 0 | 0 | 0 | 0 | 1 | 0 | 0 | 0 | 0 | 0 | 0 | 0 | 0 | 0 | 5151.5461
2025-12-22 | 5399.717 | 14.6 | 0 | 0 | 0 | 0 | 0 | 0 | 0 | 0 | 0 | 0 | 0 | 0 | 0 | 0 | 0 | 0 | 0 | 1 | 0 | 0 | 0 | 0 | 0 | 0 | 0 | 0 | 4994.7027
2025-12-22 | 5325.746 | 14.6 | 0 | 0 | 0 | 0 | 0 | 0 | 0 | 0 | 0 | 0 | 0 | 0 | 0 | 0 | 0 | 0 | 0 | 0 | 1 | 0 | 0 | 0 | 0 | 0 | 0 | 0 | 4700.7066
2025-12-22 | 4989.017 | 15 | 0 | 0 | 0 | 0 | 0 | 0 | 0 | 0 | 0 | 0 | 0 | 0 | 0 | 0 | 0 | 0 | 0 | 0 | 0 | 1 | 0 | 0 | 0 | 0 | 0 | 0 | 4426.2715
2025-12-22 | 4616.385 | 14.7 | 0 | 0 | 0 | 0 | 0 | 0 | 0 | 0 | 0 | 0 | 0 | 0 | 0 | 0 | 0 | 0 | 0 | 0 | 0 | 0 | 1 | 0 | 0 | 0 | 0 | 0 | 4218.0518
2025-12-22 | 4377.465 | 15.3 | 0 | 0 | 0 | 0 | 0 | 0 | 0 | 0 | 0 | 0 | 0 | 0 | 0 | 0 | 0 | 0 | 0 | 0 | 0 | 0 | 0 | 1 | 0 | 0 | 0 | 0 | 4101.2005
2025-12-22 | 4111.47 | 15.8 | 0 | 0 | 0 | 0 | 0 | 0 | 0 | 0 | 0 | 0 | 0 | 0 | 0 | 0 | 0 | 0 | 0 | 0 | 0 | 0 | 0 | 0 | 1 | 0 | 0 | 0 | 3949.1087
2025-12-22 | 3891.096 | 16.1 | 0 | 0 | 0 | 0 | 0 | 0 | 0 | 0 | 0 | 0 | 0 | 0 | 0 | 0 | 0 | 0 | 0 | 0 | 0 | 0 | 0 | 0 | 0 | 1 | 0 | 0 | 3704.988
2025-12-22 | 3631.149 | 16.4 | 0 | 0 | 0 | 0 | 0 | 0 | 0 | 0 | 0 | 0 | 0 | 0 | 0 | 0 | 0 | 0 | 0 | 0 | 0 | 0 | 0 | 0 | 0 | 0 | 1 | 0 | 3509.0933
2025-12-22 | 3454.16 | 16.6 | 0 | 0 | 0 | 0 | 0 | 0 | 0 | 0 | 0 | 0 | 0 | 0 | 0 | 0 | 0 | 0 | 0 | 0 | 0 | 0 | 0 | 0 | 0 | 0 | 0 | 1 | 3392.0314
2025-12-23 | 3371.648 | 16.8 | 0 | 0 | 1 | 0 | 0 | 0 | 0 | 0 | 0 | 0 | 0 | 0 | 0 | 0 | 0 | 0 | 0 | 0 | 0 | 0 | 0 | 0 | 0 | 0 | 0 | 0 | 3330.137
2025-12-23 | 3268.488 | 17.5 | 0 | 0 | 0 | 1 | 0 | 0 | 0 | 0 | 0 | 0 | 0 | 0 | 0 | 0 | 0 | 0 | 0 | 0 | 0 | 0 | 0 | 0 | 0 | 0 | 0 | 0 | 3340.7846
2025-12-23 | 3257.723 | 17.8 | 0 | 0 | 0 | 0 | 1 | 0 | 0 | 0 | 0 | 0 | 0 | 0 | 0 | 0 | 0 | 0 | 0 | 0 | 0 | 0 | 0 | 0 | 0 | 0 | 0 | 0 | 3347.7668
2025-12-23 | 3289.046 | 17.9 | 0 | 0 | 0 | 0 | 0 | 1 | 0 | 0 | 0 | 0 | 0 | 0 | 0 | 0 | 0 | 0 | 0 | 0 | 0 | 0 | 0 | 0 | 0 | 0 | 0 | 0 | 3386.0937
2025-12-23 | 3371.743 | 18 | 0 | 0 | 0 | 0 | 0 | 0 | 1 | 0 | 0 | 0 | 0 | 0 | 0 | 0 | 0 | 0 | 0 | 0 | 0 | 0 | 0 | 0 | 0 | 0 | 0 | 0 | 3439.3937
2025-12-23 | 3489.817 | 17.9 | 0 | 0 | 0 | 0 | 0 | 0 | 0 | 1 | 0 | 0 | 0 | 0 | 0 | 0 | 0 | 0 | 0 | 0 | 0 | 0 | 0 | 0 | 0 | 0 | 0 | 0 | 3538.6862
2025-12-23 | 3720.89 | 17.8 | 0 | 0 | 0 | 0 | 0 | 0 | 0 | 0 | 1 | 0 | 0 | 0 | 0 | 0 | 0 | 0 | 0 | 0 | 0 | 0 | 0 | 0 | 0 | 0 | 0 | 0 | 3873.3434
2025-12-23 | 4284.389 | 17.4 | 0 | 0 | 0 | 0 | 0 | 0 | 0 | 0 | 0 | 1 | 0 | 0 | 0 | 0 | 0 | 0 | 0 | 0 | 0 | 0 | 0 | 0 | 0 | 0 | 0 | 0 | 4348.718
2025-12-23 | 4744.813 | 16.7 | 0 | 0 | 0 | 0 | 0 | 0 | 0 | 0 | 0 | 0 | 1 | 0 | 0 | 0 | 0 | 0 | 0 | 0 | 0 | 0 | 0 | 0 | 0 | 0 | 0 | 0 | 4922.2855
2025-12-23 | 5154.16 | 16.8 | 0 | 0 | 0 | 0 | 0 | 0 | 0 | 0 | 0 | 0 | 0 | 1 | 0 | 0 | 0 | 0 | 0 | 0 | 0 | 0 | 0 | 0 | 0 | 0 | 0 | 0 | 5148.2927
2025-12-23 | 5435.354 | 16.7 | 0 | 0 | 0 | 0 | 0 | 0 | 0 | 0 | 0 | 0 | 0 | 0 | 1 | 0 | 0 | 0 | 0 | 0 | 0 | 0 | 0 | 0 | 0 | 0 | 0 | 0 | 5323.1703
2025-12-23 | 5498.153 | 16.6 | 0 | 0 | 0 | 0 | 0 | 0 | 0 | 0 | 0 | 0 | 0 | 0 | 0 | 1 | 0 | 0 | 0 | 0 | 0 | 0 | 0 | 0 | 0 | 0 | 0 | 0 | 5341.4792
2025-12-23 | 5421.064 | 16.5 | 0 | 0 | 0 | 0 | 0 | 0 | 0 | 0 | 0 | 0 | 0 | 0 | 0 | 0 | 1 | 0 | 0 | 0 | 0 | 0 | 0 | 0 | 0 | 0 | 0 | 0 | 5311.5988
2025-12-23 | 5429.08 | 16.4 | 0 | 0 | 0 | 0 | 0 | 0 | 0 | 0 | 0 | 0 | 0 | 0 | 0 | 0 | 0 | 1 | 0 | 0 | 0 | 0 | 0 | 0 | 0 | 0 | 0 | 0 | 5296.7298
2025-12-23 | 5419.568 | 16.5 | 0 | 0 | 0 | 0 | 0 | 0 | 0 | 0 | 0 | 0 | 0 | 0 | 0 | 0 | 0 | 0 | 1 | 0 | 0 | 0 | 0 | 0 | 0 | 0 | 0 | 0 | 5250.3704
2025-12-23 | 5251.456 | 16.1 | 0 | 0 | 0 | 0 | 0 | 0 | 0 | 0 | 0 | 0 | 0 | 0 | 0 | 0 | 0 | 0 | 0 | 1 | 0 | 0 | 0 | 0 | 0 | 0 | 0 | 0 | 5093.527
2025-12-23 | 5173.548 | 15.5 | 0 | 0 | 0 | 0 | 0 | 0 | 0 | 0 | 0 | 0 | 0 | 0 | 0 | 0 | 0 | 0 | 0 | 0 | 1 | 0 | 0 | 0 | 0 | 0 | 0 | 0 | 4760.0012
2025-12-23 | 4834.362 | 15.3 | 0 | 0 | 0 | 0 | 0 | 0 | 0 | 0 | 0 | 0 | 0 | 0 | 0 | 0 | 0 | 0 | 0 | 0 | 0 | 1 | 0 | 0 | 0 | 0 | 0 | 0 | 4446.0363
2025-12-23 | 4528.219 | 15 | 0 | 0 | 0 | 0 | 0 | 0 | 0 | 0 | 0 | 0 | 0 | 0 | 0 | 0 | 0 | 0 | 0 | 0 | 0 | 0 | 1 | 0 | 0 | 0 | 0 | 0 | 4237.8166
2025-12-23 | 4231.131 | 14.5 | 0 | 0 | 0 | 0 | 0 | 0 | 0 | 0 | 0 | 0 | 0 | 0 | 0 | 0 | 0 | 0 | 0 | 0 | 0 | 0 | 0 | 1 | 0 | 0 | 0 | 0 | 4048.4942
2025-12-23 | 4041.103 | 14.1 | 0 | 0 | 0 | 0 | 0 | 0 | 0 | 0 | 0 | 0 | 0 | 0 | 0 | 0 | 0 | 0 | 0 | 0 | 0 | 0 | 0 | 0 | 1 | 0 | 0 | 0 | 3837.1078
2025-12-23 | 3760.761 | 14.6 | 0 | 0 | 0 | 0 | 0 | 0 | 0 | 0 | 0 | 0 | 0 | 0 | 0 | 0 | 0 | 0 | 0 | 0 | 0 | 0 | 0 | 0 | 0 | 1 | 0 | 0 | 3606.1638
2025-12-23 | 3527.761 | 14.7 | 0 | 0 | 0 | 0 | 0 | 0 | 0 | 0 | 0 | 0 | 0 | 0 | 0 | 0 | 0 | 0 | 0 | 0 | 0 | 0 | 0 | 0 | 0 | 0 | 1 | 0 | 3397.0924
2025-12-23 | 3395.731 | 14.6 | 0 | 0 | 0 | 0 | 0 | 0 | 0 | 0 | 0 | 0 | 0 | 0 | 0 | 0 | 0 | 0 | 0 | 0 | 0 | 0 | 0 | 0 | 0 | 0 | 0 | 1 | 3260.2657
2025-12-24 | 3275.049 | 14.8 | 0 | 0 | 1 | 0 | 0 | 0 | 0 | 0 | 0 | 0 | 0 | 0 | 0 | 0 | 0 | 0 | 0 | 0 | 0 | 0 | 0 | 0 | 0 | 0 | 0 | 0 | 3198.3713
2025-12-24 | 3262.67 | 15 | 0 | 0 | 0 | 1 | 0 | 0 | 0 | 0 | 0 | 0 | 0 | 0 | 0 | 0 | 0 | 0 | 0 | 0 | 0 | 0 | 0 | 0 | 0 | 0 | 0 | 0 | 3176.0774
2025-12-24 | 3255.109 | 15.3 | 0 | 0 | 0 | 0 | 1 | 0 | 0 | 0 | 0 | 0 | 0 | 0 | 0 | 0 | 0 | 0 | 0 | 0 | 0 | 0 | 0 | 0 | 0 | 0 | 0 | 0 | 3183.0597
2025-12-24 | 3277.13 | 16 | 0 | 0 | 0 | 0 | 0 | 1 | 0 | 0 | 0 | 0 | 0 | 0 | 0 | 0 | 0 | 0 | 0 | 0 | 0 | 0 | 0 | 0 | 0 | 0 | 0 | 0 | 3260.9162
2025-12-24 | 3341.701 | 16.3 | 0 | 0 | 0 | 0 | 0 | 0 | 1 | 0 | 0 | 0 | 0 | 0 | 0 | 0 | 0 | 0 | 0 | 0 | 0 | 0 | 0 | 0 | 0 | 0 | 0 | 0 | 3327.3929
2025-12-24 | 3462.496 | 17 | 0 | 0 | 0 | 0 | 0 | 0 | 0 | 1 | 0 | 0 | 0 | 0 | 0 | 0 | 0 | 0 | 0 | 0 | 0 | 0 | 0 | 0 | 0 | 0 | 0 | 0 | 3479.3916
2025-12-24 | 3665.604 | 17.8 | 0 | 0 | 0 | 0 | 0 | 0 | 0 | 0 | 1 | 0 | 0 | 0 | 0 | 0 | 0 | 0 | 0 | 0 | 0 | 0 | 0 | 0 | 0 | 0 | 0 | 0 | 3873.3434
2025-12-24 | 4163.982 | 18.6 | 0 | 0 | 0 | 0 | 0 | 0 | 0 | 0 | 0 | 1 | 0 | 0 | 0 | 0 | 0 | 0 | 0 | 0 | 0 | 0 | 0 | 0 | 0 | 0 | 0 | 0 | 4427.7775
2025-12-24 | 4540.176 | 19.6 | 0 | 0 | 0 | 0 | 0 | 0 | 0 | 0 | 0 | 0 | 1 | 0 | 0 | 0 | 0 | 0 | 0 | 0 | 0 | 0 | 0 | 0 | 0 | 0 | 0 | 0 | 5113.3458
2025-12-24 | 4815.261 | 19.8 | 0 | 0 | 0 | 0 | 0 | 0 | 0 | 0 | 0 | 0 | 0 | 1 | 0 | 0 | 0 | 0 | 0 | 0 | 0 | 0 | 0 | 0 | 0 | 0 | 0 | 0 | 5345.9412
2025-12-24 | 4982.329 | 19.8 | 0 | 0 | 0 | 0 | 0 | 0 | 0 | 0 | 0 | 0 | 0 | 0 | 1 | 0 | 0 | 0 | 0 | 0 | 0 | 0 | 0 | 0 | 0 | 0 | 0 | 0 | 5527.4072
2025-12-24 | 4940.868 | 19.5 | 0 | 0 | 0 | 0 | 0 | 0 | 0 | 0 | 0 | 0 | 0 | 0 | 0 | 1 | 0 | 0 | 0 | 0 | 0 | 0 | 0 | 0 | 0 | 0 | 0 | 0 | 5532.5394
2025-12-24 | 4675.537 | 18.8 | 0 | 0 | 0 | 0 | 0 | 0 | 0 | 0 | 0 | 0 | 0 | 0 | 0 | 0 | 1 | 0 | 0 | 0 | 0 | 0 | 0 | 0 | 0 | 0 | 0 | 0 | 5463.1294
2025-12-24 | 4438.347 | 17.8 | 0 | 0 | 0 | 0 | 0 | 0 | 0 | 0 | 0 | 0 | 0 | 0 | 0 | 0 | 0 | 1 | 0 | 0 | 0 | 0 | 0 | 0 | 0 | 0 | 0 | 0 | 5388.9658
2025-12-24 | 4182.968 | 17.2 | 0 | 0 | 0 | 0 | 0 | 0 | 0 | 0 | 0 | 0 | 0 | 0 | 0 | 0 | 0 | 0 | 1 | 0 | 0 | 0 | 0 | 0 | 0 | 0 | 0 | 0 | 5296.4884
2025-12-24 | 4054.187 | 16.9 | 0 | 0 | 0 | 0 | 0 | 0 | 0 | 0 | 0 | 0 | 0 | 0 | 0 | 0 | 0 | 0 | 0 | 1 | 0 | 0 | 0 | 0 | 0 | 0 | 0 | 0 | 5146.2332
2025-12-24 | 4081.078 | 17.6 | 0 | 0 | 0 | 0 | 0 | 0 | 0 | 0 | 0 | 0 | 0 | 0 | 0 | 0 | 0 | 0 | 0 | 0 | 1 | 0 | 0 | 0 | 0 | 0 | 0 | 0 | 4898.3552
2025-12-24 | 4054.233 | 17.8 | 0 | 0 | 0 | 0 | 0 | 0 | 0 | 0 | 0 | 0 | 0 | 0 | 0 | 0 | 0 | 0 | 0 | 0 | 0 | 1 | 0 | 0 | 0 | 0 | 0 | 0 | 4610.7434
2025-12-24 | 3916.312 | 18 | 0 | 0 | 0 | 0 | 0 | 0 | 0 | 0 | 0 | 0 | 0 | 0 | 0 | 0 | 0 | 0 | 0 | 0 | 0 | 0 | 1 | 0 | 0 | 0 | 0 | 0 | 4435.4652
2025-12-24 | 3761.79 | 18.6 | 0 | 0 | 0 | 0 | 0 | 0 | 0 | 0 | 0 | 0 | 0 | 0 | 0 | 0 | 0 | 0 | 0 | 0 | 0 | 0 | 0 | 1 | 0 | 0 | 0 | 0 | 4318.6139
2025-12-24 | 3660.618 | 18.6 | 0 | 0 | 0 | 0 | 0 | 0 | 0 | 0 | 0 | 0 | 0 | 0 | 0 | 0 | 0 | 0 | 0 | 0 | 0 | 0 | 0 | 0 | 1 | 0 | 0 | 0 | 4133.5807
2025-12-24 | 3538.027 | 18.4 | 0 | 0 | 0 | 0 | 0 | 0 | 0 | 0 | 0 | 0 | 0 | 0 | 0 | 0 | 0 | 0 | 0 | 0 | 0 | 0 | 0 | 0 | 0 | 1 | 0 | 0 | 3856.5186
2025-12-24 | 3436.652 | 18.1 | 0 | 0 | 0 | 0 | 0 | 0 | 0 | 0 | 0 | 0 | 0 | 0 | 0 | 0 | 0 | 0 | 0 | 0 | 0 | 0 | 0 | 0 | 0 | 0 | 1 | 0 | 3621.0941
2025-12-24 | 3327.855 | 18 | 0 | 0 | 0 | 0 | 0 | 0 | 0 | 0 | 0 | 0 | 0 | 0 | 0 | 0 | 0 | 0 | 0 | 0 | 0 | 0 | 0 | 0 | 0 | 0 | 0 | 1 | 3484.2674
2025-12-25 | 3232.536 | 17.9 | 0 | 0 | 1 | 0 | 0 | 0 | 0 | 0 | 0 | 0 | 0 | 0 | 0 | 0 | 0 | 0 | 0 | 0 | 0 | 0 | 0 | 0 | 0 | 0 | 0 | 0 | 3402.6081
2025-12-25 | 3178.994 | 17.7 | 0 | 0 | 0 | 1 | 0 | 0 | 0 | 0 | 0 | 0 | 0 | 0 | 0 | 0 | 0 | 0 | 0 | 0 | 0 | 0 | 0 | 0 | 0 | 0 | 0 | 0 | 3353.9611
2025-12-25 | 3178.684 | 18 | 0 | 0 | 0 | 0 | 1 | 0 | 0 | 0 | 0 | 0 | 0 | 0 | 0 | 0 | 0 | 0 | 0 | 0 | 0 | 0 | 0 | 0 | 0 | 0 | 0 | 0 | 3360.9434
2025-12-25 | 3180.842 | 18.1 | 0 | 0 | 0 | 0 | 0 | 1 | 0 | 0 | 0 | 0 | 0 | 0 | 0 | 0 | 0 | 0 | 0 | 0 | 0 | 0 | 0 | 0 | 0 | 0 | 0 | 0 | 3399.2702
2025-12-25 | 3202.485 | 17.9 | 0 | 0 | 0 | 0 | 0 | 0 | 1 | 0 | 0 | 0 | 0 | 0 | 0 | 0 | 0 | 0 | 0 | 0 | 0 | 0 | 0 | 0 | 0 | 0 | 0 | 0 | 3432.8054
2025-12-25 | 3242.437 | 19.1 | 0 | 0 | 0 | 0 | 0 | 0 | 0 | 1 | 0 | 0 | 0 | 0 | 0 | 0 | 0 | 0 | 0 | 0 | 0 | 0 | 0 | 0 | 0 | 0 | 0 | 0 | 3617.7456
2025-12-25 | 3359.313 | 18 | 0 | 0 | 0 | 0 | 0 | 0 | 0 | 0 | 1 | 0 | 0 | 0 | 0 | 0 | 0 | 0 | 0 | 0 | 0 | 0 | 0 | 0 | 0 | 0 | 0 | 0 | 3886.52
2025-12-25 | 3516.048 | 17.5 | 0 | 0 | 0 | 0 | 0 | 0 | 0 | 0 | 0 | 1 | 0 | 0 | 0 | 0 | 0 | 0 | 0 | 0 | 0 | 0 | 0 | 0 | 0 | 0 | 0 | 0 | 4355.3063
2025-12-25 | 3460.838 | 16.3 | 0 | 0 | 0 | 0 | 0 | 0 | 0 | 0 | 0 | 0 | 1 | 0 | 0 | 0 | 0 | 0 | 0 | 0 | 0 | 0 | 0 | 0 | 0 | 0 | 0 | 0 | 4895.9324
2025-12-25 | 3522.366 | 15.9 | 0 | 0 | 0 | 0 | 0 | 0 | 0 | 0 | 0 | 0 | 0 | 1 | 0 | 0 | 0 | 0 | 0 | 0 | 0 | 0 | 0 | 0 | 0 | 0 | 0 | 0 | 5088.9981
2025-12-25 | 3529.472 | 16.9 | 0 | 0 | 0 | 0 | 0 | 0 | 0 | 0 | 0 | 0 | 0 | 0 | 1 | 0 | 0 | 0 | 0 | 0 | 0 | 0 | 0 | 0 | 0 | 0 | 0 | 0 | 5336.3469
2025-12-25 | 3473.817 | 18.6 | 0 | 0 | 0 | 0 | 0 | 0 | 0 | 0 | 0 | 0 | 0 | 0 | 0 | 1 | 0 | 0 | 0 | 0 | 0 | 0 | 0 | 0 | 0 | 0 | 0 | 0 | 5473.2449
2025-12-25 | 3437.854 | 18.8 | 0 | 0 | 0 | 0 | 0 | 0 | 0 | 0 | 0 | 0 | 0 | 0 | 0 | 0 | 1 | 0 | 0 | 0 | 0 | 0 | 0 | 0 | 0 | 0 | 0 | 0 | 5463.1294
2025-12-25 | 3438.069 | 19.1 | 0 | 0 | 0 | 0 | 0 | 0 | 0 | 0 | 0 | 0 | 0 | 0 | 0 | 0 | 0 | 1 | 0 | 0 | 0 | 0 | 0 | 0 | 0 | 0 | 0 | 0 | 5474.6135
2025-12-25 | 3442.787 | 19.6 | 0 | 0 | 0 | 0 | 0 | 0 | 0 | 0 | 0 | 0 | 0 | 0 | 0 | 0 | 0 | 0 | 1 | 0 | 0 | 0 | 0 | 0 | 0 | 0 | 0 | 0 | 5454.6072
2025-12-25 | 3460.51 | 19.6 | 0 | 0 | 0 | 0 | 0 | 0 | 0 | 0 | 0 | 0 | 0 | 0 | 0 | 0 | 0 | 0 | 0 | 1 | 0 | 0 | 0 | 0 | 0 | 0 | 0 | 0 | 5324.1169
2025-12-25 | 3588.68 | 20.7 | 0 | 0 | 0 | 0 | 0 | 0 | 0 | 0 | 0 | 0 | 0 | 0 | 0 | 0 | 0 | 0 | 0 | 0 | 1 | 0 | 0 | 0 | 0 | 0 | 0 | 0 | 5102.592
2025-12-25 | 3759.598 | 21.8 | 0 | 0 | 0 | 0 | 0 | 0 | 0 | 0 | 0 | 0 | 0 | 0 | 0 | 0 | 0 | 0 | 0 | 0 | 0 | 1 | 0 | 0 | 0 | 0 | 0 | 0 | 4874.2749
2025-12-25 | 3699.49 | 22.7 | 0 | 0 | 0 | 0 | 0 | 0 | 0 | 0 | 0 | 0 | 0 | 0 | 0 | 0 | 0 | 0 | 0 | 0 | 0 | 0 | 1 | 0 | 0 | 0 | 0 | 0 | 4745.1146
2025-12-25 | 3666.624 | 23.2 | 0 | 0 | 0 | 0 | 0 | 0 | 0 | 0 | 0 | 0 | 0 | 0 | 0 | 0 | 0 | 0 | 0 | 0 | 0 | 0 | 0 | 1 | 0 | 0 | 0 | 0 | 4621.6751
2025-12-25 | 3619.463 | 23.8 | 0 | 0 | 0 | 0 | 0 | 0 | 0 | 0 | 0 | 0 | 0 | 0 | 0 | 0 | 0 | 0 | 0 | 0 | 0 | 0 | 0 | 0 | 1 | 0 | 0 | 0 | 4476.1715
2025-12-25 | 3607.334 | 24.8 | 0 | 0 | 0 | 0 | 0 | 0 | 0 | 0 | 0 | 0 | 0 | 0 | 0 | 0 | 0 | 0 | 0 | 0 | 0 | 0 | 0 | 0 | 0 | 1 | 0 | 0 | 4278.1688
2025-12-25 | 3528.526 | 25.3 | 0 | 0 | 0 | 0 | 0 | 0 | 0 | 0 | 0 | 0 | 0 | 0 | 0 | 0 | 0 | 0 | 0 | 0 | 0 | 0 | 0 | 0 | 0 | 0 | 1 | 0 | 4095.4507
2025-12-25 | 3529.059 | 25.3 | 0 | 0 | 0 | 0 | 0 | 0 | 0 | 0 | 0 | 0 | 0 | 0 | 0 | 0 | 0 | 0 | 0 | 0 | 0 | 0 | 0 | 0 | 0 | 0 | 0 | 1 | 3965.2122
2025-12-26 | 3516.257 | 25.6 | 0 | 0 | 1 | 0 | 0 | 0 | 0 | 0 | 0 | 0 | 0 | 0 | 0 | 0 | 0 | 0 | 0 | 0 | 0 | 0 | 0 | 0 | 0 | 0 | 0 | 0 | 3909.9061
2025-12-26 | 3543.74 | 25.5 | 0 | 0 | 0 | 1 | 0 | 0 | 0 | 0 | 0 | 0 | 0 | 0 | 0 | 0 | 0 | 0 | 0 | 0 | 0 | 0 | 0 | 0 | 0 | 0 | 0 | 0 | 3867.8474
2025-12-26 | 3556.968 | 25.7 | 0 | 0 | 0 | 0 | 1 | 0 | 0 | 0 | 0 | 0 | 0 | 0 | 0 | 0 | 0 | 0 | 0 | 0 | 0 | 0 | 0 | 0 | 0 | 0 | 0 | 0 | 3868.2414
2025-12-26 | 3573.634 | 25.6 | 0 | 0 | 0 | 0 | 0 | 1 | 0 | 0 | 0 | 0 | 0 | 0 | 0 | 0 | 0 | 0 | 0 | 0 | 0 | 0 | 0 | 0 | 0 | 0 | 0 | 0 | 3893.3916
2025-12-26 | 3631.82 | 25.3 | 0 | 0 | 0 | 0 | 0 | 0 | 1 | 0 | 0 | 0 | 0 | 0 | 0 | 0 | 0 | 0 | 0 | 0 | 0 | 0 | 0 | 0 | 0 | 0 | 0 | 0 | 3920.3385
2025-12-26 | 3752.35 | 24.1 | 0 | 0 | 0 | 0 | 0 | 0 | 0 | 1 | 0 | 0 | 0 | 0 | 0 | 0 | 0 | 0 | 0 | 0 | 0 | 0 | 0 | 0 | 0 | 0 | 0 | 0 | 3947.1599
2025-12-26 | 3924.725 | 23.6 | 0 | 0 | 0 | 0 | 0 | 0 | 0 | 0 | 1 | 0 | 0 | 0 | 0 | 0 | 0 | 0 | 0 | 0 | 0 | 0 | 0 | 0 | 0 | 0 | 0 | 0 | 4255.464
2025-12-26 | 4204.991 | 23.3 | 0 | 0 | 0 | 0 | 0 | 0 | 0 | 0 | 0 | 1 | 0 | 0 | 0 | 0 | 0 | 0 | 0 | 0 | 0 | 0 | 0 | 0 | 0 | 0 | 0 | 0 | 4737.4269
2025-12-26 | 4223.075 | 23 | 0 | 0 | 0 | 0 | 0 | 0 | 0 | 0 | 0 | 0 | 1 | 0 | 0 | 0 | 0 | 0 | 0 | 0 | 0 | 0 | 0 | 0 | 0 | 0 | 0 | 0 | 5337.3475
2025-12-26 | 4328.506 | 22.9 | 0 | 0 | 0 | 0 | 0 | 0 | 0 | 0 | 0 | 0 | 0 | 1 | 0 | 0 | 0 | 0 | 0 | 0 | 0 | 0 | 0 | 0 | 0 | 0 | 0 | 0 | 5550.178
2025-12-26 | 4557.25 | 22.5 | 0 | 0 | 0 | 0 | 0 | 0 | 0 | 0 | 0 | 0 | 0 | 0 | 1 | 0 | 0 | 0 | 0 | 0 | 0 | 0 | 0 | 0 | 0 | 0 | 0 | 0 | 5705.2909
2025-12-26 | 4679.905 | 22.7 | 0 | 0 | 0 | 0 | 0 | 0 | 0 | 0 | 0 | 0 | 0 | 0 | 0 | 1 | 0 | 0 | 0 | 0 | 0 | 0 | 0 | 0 | 0 | 0 | 0 | 0 | 5743.3646
2025-12-26 | 4656.945 | 22.9 | 0 | 0 | 0 | 0 | 0 | 0 | 0 | 0 | 0 | 0 | 0 | 0 | 0 | 0 | 1 | 0 | 0 | 0 | 0 | 0 | 0 | 0 | 0 | 0 | 0 | 0 | 5733.249
2025-12-26 | 4786.337 | 22.5 | 0 | 0 | 0 | 0 | 0 | 0 | 0 | 0 | 0 | 0 | 0 | 0 | 0 | 0 | 0 | 1 | 0 | 0 | 0 | 0 | 0 | 0 | 0 | 0 | 0 | 0 | 5698.6152
2025-12-26 | 4710.095 | 22 | 0 | 0 | 0 | 0 | 0 | 0 | 0 | 0 | 0 | 0 | 0 | 0 | 0 | 0 | 0 | 0 | 1 | 0 | 0 | 0 | 0 | 0 | 0 | 0 | 0 | 0 | 5612.726
2025-12-26 | 4647.036 | 21.4 | 0 | 0 | 0 | 0 | 0 | 0 | 0 | 0 | 0 | 0 | 0 | 0 | 0 | 0 | 0 | 0 | 0 | 1 | 0 | 0 | 0 | 0 | 0 | 0 | 0 | 0 | 5442.7061
2025-12-26 | 4742.974 | 20.8 | 0 | 0 | 0 | 0 | 0 | 0 | 0 | 0 | 0 | 0 | 0 | 0 | 0 | 0 | 0 | 0 | 0 | 0 | 1 | 0 | 0 | 0 | 0 | 0 | 0 | 0 | 5109.1803
2025-12-26 | 4769.858 | 20.6 | 0 | 0 | 0 | 0 | 0 | 0 | 0 | 0 | 0 | 0 | 0 | 0 | 0 | 0 | 0 | 0 | 0 | 0 | 0 | 1 | 0 | 0 | 0 | 0 | 0 | 0 | 4795.2154
2025-12-26 | 4552.178 | 22 | 0 | 0 | 0 | 0 | 0 | 0 | 0 | 0 | 0 | 0 | 0 | 0 | 0 | 0 | 0 | 0 | 0 | 0 | 0 | 0 | 1 | 0 | 0 | 0 | 0 | 0 | 4698.9966
2025-12-26 | 4388.417 | 23.3 | 0 | 0 | 0 | 0 | 0 | 0 | 0 | 0 | 0 | 0 | 0 | 0 | 0 | 0 | 0 | 0 | 0 | 0 | 0 | 0 | 0 | 1 | 0 | 0 | 0 | 0 | 4628.2633
2025-12-26 | 4210.158 | 23.3 | 0 | 0 | 0 | 0 | 0 | 0 | 0 | 0 | 0 | 0 | 0 | 0 | 0 | 0 | 0 | 0 | 0 | 0 | 0 | 0 | 0 | 0 | 1 | 0 | 0 | 0 | 4443.2301
2025-12-26 | 4069.651 | 26 | 0 | 0 | 0 | 0 | 0 | 0 | 0 | 0 | 0 | 0 | 0 | 0 | 0 | 0 | 0 | 0 | 0 | 0 | 0 | 0 | 0 | 0 | 0 | 1 | 0 | 0 | 4357.2283
2025-12-26 | 3934.948 | 26.1 | 0 | 0 | 0 | 0 | 0 | 0 | 0 | 0 | 0 | 0 | 0 | 0 | 0 | 0 | 0 | 0 | 0 | 0 | 0 | 0 | 0 | 0 | 0 | 0 | 1 | 0 | 4148.1569
2025-12-26 | 3862.862 | 26.3 | 0 | 0 | 0 | 0 | 0 | 0 | 0 | 0 | 0 | 0 | 0 | 0 | 0 | 0 | 0 | 0 | 0 | 0 | 0 | 0 | 0 | 0 | 0 | 0 | 0 | 1 | 4031.0951
2025-12-27 | 3770.12 | 26.7 | 0 | 1 | 1 | 0 | 0 | 0 | 0 | 0 | 0 | 0 | 0 | 0 | 0 | 0 | 0 | 0 | 0 | 0 | 0 | 0 | 0 | 0 | 0 | 0 | 0 | 0 | 3409.8464
2025-12-27 | 3733.583 | 27 | 0 | 1 | 0 | 1 | 0 | 0 | 0 | 0 | 0 | 0 | 0 | 0 | 0 | 0 | 0 | 0 | 0 | 0 | 0 | 0 | 0 | 0 | 0 | 0 | 0 | 0 | 3394.1408
2025-12-27 | 3711.581 | 27.2 | 0 | 1 | 0 | 0 | 1 | 0 | 0 | 0 | 0 | 0 | 0 | 0 | 0 | 0 | 0 | 0 | 0 | 0 | 0 | 0 | 0 | 0 | 0 | 0 | 0 | 0 | 3394.5348
2025-12-27 | 3732.678 | 27.2 | 0 | 1 | 0 | 0 | 0 | 1 | 0 | 0 | 0 | 0 | 0 | 0 | 0 | 0 | 0 | 0 | 0 | 0 | 0 | 0 | 0 | 0 | 0 | 0 | 0 | 0 | 3426.2733
2025-12-27 | 3764.625 | 27 | 0 | 1 | 0 | 0 | 0 | 0 | 1 | 0 | 0 | 0 | 0 | 0 | 0 | 0 | 0 | 0 | 0 | 0 | 0 | 0 | 0 | 0 | 0 | 0 | 0 | 0 | 3459.8085
2025-12-27 | 3822.109 | 27 | 0 | 1 | 0 | 0 | 0 | 0 | 0 | 1 | 0 | 0 | 0 | 0 | 0 | 0 | 0 | 0 | 0 | 0 | 0 | 0 | 0 | 0 | 0 | 0 | 0 | 0 | 3565.6893
2025-12-27 | 3942.983 | 26.7 | 0 | 1 | 0 | 0 | 0 | 0 | 0 | 0 | 1 | 0 | 0 | 0 | 0 | 0 | 0 | 0 | 0 | 0 | 0 | 0 | 0 | 0 | 0 | 0 | 0 | 0 | 3887.17
2025-12-27 | 4172.892 | 26.6 | 0 | 1 | 0 | 0 | 0 | 0 | 0 | 0 | 0 | 1 | 0 | 0 | 0 | 0 | 0 | 0 | 0 | 0 | 0 | 0 | 0 | 0 | 0 | 0 | 0 | 0 | 4382.3094
2025-12-27 | 4279.824 | 26.4 | 0 | 1 | 0 | 0 | 0 | 0 | 0 | 0 | 0 | 0 | 1 | 0 | 0 | 0 | 0 | 0 | 0 | 0 | 0 | 0 | 0 | 0 | 0 | 0 | 0 | 0 | 4988.8184
2025-12-27 | 4528.768 | 26.1 | 0 | 1 | 0 | 0 | 0 | 0 | 0 | 0 | 0 | 0 | 0 | 1 | 0 | 0 | 0 | 0 | 0 | 0 | 0 | 0 | 0 | 0 | 0 | 0 | 0 | 0 | 5188.4723
2025-12-27 | 4722.616 | 25.7 | 0 | 1 | 0 | 0 | 0 | 0 | 0 | 0 | 0 | 0 | 0 | 0 | 1 | 0 | 0 | 0 | 0 | 0 | 0 | 0 | 0 | 0 | 0 | 0 | 0 | 0 | 5343.5852
2025-12-27 | 4767.971 | 25.7 | 0 | 1 | 0 | 0 | 0 | 0 | 0 | 0 | 0 | 0 | 0 | 0 | 0 | 1 | 0 | 0 | 0 | 0 | 0 | 0 | 0 | 0 | 0 | 0 | 0 | 0 | 5368.4823
2025-12-27 | 4824.615 | 25.1 | 0 | 1 | 0 | 0 | 0 | 0 | 0 | 0 | 0 | 0 | 0 | 0 | 0 | 0 | 1 | 0 | 0 | 0 | 0 | 0 | 0 | 0 | 0 | 0 | 0 | 0 | 5305.6605
2025-12-27 | 4728.064 | 24.6 | 0 | 1 | 0 | 0 | 0 | 0 | 0 | 0 | 0 | 0 | 0 | 0 | 0 | 0 | 0 | 1 | 0 | 0 | 0 | 0 | 0 | 0 | 0 | 0 | 0 | 0 | 5264.4383
2025-12-27 | 4667.449 | 23.9 | 0 | 1 | 0 | 0 | 0 | 0 | 0 | 0 | 0 | 0 | 0 | 0 | 0 | 0 | 0 | 0 | 1 | 0 | 0 | 0 | 0 | 0 | 0 | 0 | 0 | 0 | 5165.3726
2025-12-27 | 4702.426 | 24.2 | 0 | 1 | 0 | 0 | 0 | 0 | 0 | 0 | 0 | 0 | 0 | 0 | 0 | 0 | 0 | 0 | 0 | 1 | 0 | 0 | 0 | 0 | 0 | 0 | 0 | 0 | 5054.6472
2025-12-27 | 4752.517 | 24.2 | 0 | 1 | 0 | 0 | 0 | 0 | 0 | 0 | 0 | 0 | 0 | 0 | 0 | 0 | 0 | 0 | 0 | 0 | 1 | 0 | 0 | 0 | 0 | 0 | 0 | 0 | 4760.6511
2025-12-27 | 4772.214 | 23.9 | 0 | 1 | 0 | 0 | 0 | 0 | 0 | 0 | 0 | 0 | 0 | 0 | 0 | 0 | 0 | 0 | 0 | 0 | 0 | 1 | 0 | 0 | 0 | 0 | 0 | 0 | 4440.098
2025-12-27 | 4643.835 | 23.8 | 0 | 1 | 0 | 0 | 0 | 0 | 0 | 0 | 0 | 0 | 0 | 0 | 0 | 0 | 0 | 0 | 0 | 0 | 0 | 0 | 1 | 0 | 0 | 0 | 0 | 0 | 4245.0549
2025-12-27 | 4472.037 | 23.7 | 0 | 1 | 0 | 0 | 0 | 0 | 0 | 0 | 0 | 0 | 0 | 0 | 0 | 0 | 0 | 0 | 0 | 0 | 0 | 0 | 0 | 1 | 0 | 0 | 0 | 0 | 4082.0856
2025-12-27 | 4392.475 | 23.5 | 0 | 1 | 0 | 0 | 0 | 0 | 0 | 0 | 0 | 0 | 0 | 0 | 0 | 0 | 0 | 0 | 0 | 0 | 0 | 0 | 0 | 0 | 1 | 0 | 0 | 0 | 3883.8758
2025-12-27 | 4189.381 | 22.5 | 0 | 1 | 0 | 0 | 0 | 0 | 0 | 0 | 0 | 0 | 0 | 0 | 0 | 0 | 0 | 0 | 0 | 0 | 0 | 0 | 0 | 0 | 0 | 1 | 0 | 0 | 3554.1074
2025-12-27 | 3944.199 | 21.7 | 0 | 1 | 0 | 0 | 0 | 0 | 0 | 0 | 0 | 0 | 0 | 0 | 0 | 0 | 0 | 0 | 0 | 0 | 0 | 0 | 0 | 0 | 0 | 0 | 1 | 0 | 3285.7416
2025-12-27 | 3800.368 | 21.4 | 0 | 1 | 0 | 0 | 0 | 0 | 0 | 0 | 0 | 0 | 0 | 0 | 0 | 0 | 0 | 0 | 0 | 0 | 0 | 0 | 0 | 0 | 0 | 0 | 0 | 1 | 3135.7383
2025-12-28 | 3651.193 | 21.1 | 0 | 1 | 1 | 0 | 0 | 0 | 0 | 0 | 0 | 0 | 0 | 0 | 0 | 0 | 0 | 0 | 0 | 0 | 0 | 0 | 0 | 0 | 0 | 0 | 0 | 0 | 3040.9024
2025-12-28 | 3601.059 | 21 | 0 | 1 | 0 | 1 | 0 | 0 | 0 | 0 | 0 | 0 | 0 | 0 | 0 | 0 | 0 | 0 | 0 | 0 | 0 | 0 | 0 | 0 | 0 | 0 | 0 | 0 | 2998.8437
2025-12-28 | 3589.211 | 20.9 | 0 | 1 | 0 | 0 | 1 | 0 | 0 | 0 | 0 | 0 | 0 | 0 | 0 | 0 | 0 | 0 | 0 | 0 | 0 | 0 | 0 | 0 | 0 | 0 | 0 | 0 | 2979.4728
2025-12-28 | 3623.74 | 20.5 | 0 | 1 | 0 | 0 | 0 | 1 | 0 | 0 | 0 | 0 | 0 | 0 | 0 | 0 | 0 | 0 | 0 | 0 | 0 | 0 | 0 | 0 | 0 | 0 | 0 | 0 | 2984.8582
2025-12-28 | 3621.729 | 20.4 | 0 | 1 | 0 | 0 | 0 | 0 | 1 | 0 | 0 | 0 | 0 | 0 | 0 | 0 | 0 | 0 | 0 | 0 | 0 | 0 | 0 | 0 | 0 | 0 | 0 | 0 | 3024.9817
2025-12-28 | 3651.038 | 20.3 | 0 | 1 | 0 | 0 | 0 | 0 | 0 | 1 | 0 | 0 | 0 | 0 | 0 | 0 | 0 | 0 | 0 | 0 | 0 | 0 | 0 | 0 | 0 | 0 | 0 | 0 | 3124.2742
2025-12-28 | 3724.341 | 20.2 | 0 | 1 | 0 | 0 | 0 | 0 | 0 | 0 | 1 | 0 | 0 | 0 | 0 | 0 | 0 | 0 | 0 | 0 | 0 | 0 | 0 | 0 | 0 | 0 | 0 | 0 | 3458.9314
2025-12-28 | 3947.753 | 20.1 | 0 | 1 | 0 | 0 | 0 | 0 | 0 | 0 | 0 | 1 | 0 | 0 | 0 | 0 | 0 | 0 | 0 | 0 | 0 | 0 | 0 | 0 | 0 | 0 | 0 | 0 | 3954.0709
2025-12-28 | 4020.739 | 19.9 | 0 | 1 | 0 | 0 | 0 | 0 | 0 | 0 | 0 | 0 | 1 | 0 | 0 | 0 | 0 | 0 | 0 | 0 | 0 | 0 | 0 | 0 | 0 | 0 | 0 | 0 | 4560.5798
2025-12-28 | 4184.625 | 20 | 0 | 1 | 0 | 0 | 0 | 0 | 0 | 0 | 0 | 0 | 0 | 1 | 0 | 0 | 0 | 0 | 0 | 0 | 0 | 0 | 0 | 0 | 0 | 0 | 0 | 0 | 4786.5869
2025-12-28 | 4469.76 | 19.9 | 0 | 1 | 0 | 0 | 0 | 0 | 0 | 0 | 0 | 0 | 0 | 0 | 1 | 0 | 0 | 0 | 0 | 0 | 0 | 0 | 0 | 0 | 0 | 0 | 0 | 0 | 4961.4646
2025-12-28 | 4535.51 | 19.4 | 0 | 1 | 0 | 0 | 0 | 0 | 0 | 0 | 0 | 0 | 0 | 0 | 0 | 1 | 0 | 0 | 0 | 0 | 0 | 0 | 0 | 0 | 0 | 0 | 0 | 0 | 4953.4203
2025-12-28 | 4462.506 | 19.1 | 0 | 1 | 0 | 0 | 0 | 0 | 0 | 0 | 0 | 0 | 0 | 0 | 0 | 0 | 1 | 0 | 0 | 0 | 0 | 0 | 0 | 0 | 0 | 0 | 0 | 0 | 4910.3634
2025-12-28 | 4517.115 | 18.7 | 0 | 1 | 0 | 0 | 0 | 0 | 0 | 0 | 0 | 0 | 0 | 0 | 0 | 0 | 0 | 1 | 0 | 0 | 0 | 0 | 0 | 0 | 0 | 0 | 0 | 0 | 4875.7295
2025-12-28 | 4478.29 | 18.4 | 0 | 1 | 0 | 0 | 0 | 0 | 0 | 0 | 0 | 0 | 0 | 0 | 0 | 0 | 0 | 0 | 1 | 0 | 0 | 0 | 0 | 0 | 0 | 0 | 0 | 0 | 4803.0169
2025-12-28 | 4434.273 | 18 | 0 | 1 | 0 | 0 | 0 | 0 | 0 | 0 | 0 | 0 | 0 | 0 | 0 | 0 | 0 | 0 | 0 | 1 | 0 | 0 | 0 | 0 | 0 | 0 | 0 | 0 | 4646.1735
2025-12-28 | 4548.597 | 17.7 | 0 | 1 | 0 | 0 | 0 | 0 | 0 | 0 | 0 | 0 | 0 | 0 | 0 | 0 | 0 | 0 | 0 | 0 | 1 | 0 | 0 | 0 | 0 | 0 | 0 | 0 | 4332.4126
2025-12-28 | 4483.366 | 17.5 | 0 | 1 | 0 | 0 | 0 | 0 | 0 | 0 | 0 | 0 | 0 | 0 | 0 | 0 | 0 | 0 | 0 | 0 | 0 | 1 | 0 | 0 | 0 | 0 | 0 | 0 | 4018.4477
2025-12-28 | 4351.67 | 17.4 | 0 | 1 | 0 | 0 | 0 | 0 | 0 | 0 | 0 | 0 | 0 | 0 | 0 | 0 | 0 | 0 | 0 | 0 | 0 | 0 | 1 | 0 | 0 | 0 | 0 | 0 | 3823.4046
2025-12-28 | 4181.278 | 17.6 | 0 | 1 | 0 | 0 | 0 | 0 | 0 | 0 | 0 | 0 | 0 | 0 | 0 | 0 | 0 | 0 | 0 | 0 | 0 | 0 | 0 | 1 | 0 | 0 | 0 | 0 | 3680.2002
2025-12-28 | 3955.298 | 17.6 | 0 | 1 | 0 | 0 | 0 | 0 | 0 | 0 | 0 | 0 | 0 | 0 | 0 | 0 | 0 | 0 | 0 | 0 | 0 | 0 | 0 | 0 | 1 | 0 | 0 | 0 | 3495.167
2025-12-28 | 3880.179 | 17.4 | 0 | 1 | 0 | 0 | 0 | 0 | 0 | 0 | 0 | 0 | 0 | 0 | 0 | 0 | 0 | 0 | 0 | 0 | 0 | 0 | 0 | 0 | 0 | 1 | 0 | 0 | 3218.1049
2025-12-28 | 3698.072 | 16.6 | 0 | 1 | 0 | 0 | 0 | 0 | 0 | 0 | 0 | 0 | 0 | 0 | 0 | 0 | 0 | 0 | 0 | 0 | 0 | 0 | 0 | 0 | 0 | 0 | 1 | 0 | 2949.739
2025-12-28 | 3569.306 | 16.7 | 0 | 1 | 0 | 0 | 0 | 0 | 0 | 0 | 0 | 0 | 0 | 0 | 0 | 0 | 0 | 0 | 0 | 0 | 0 | 0 | 0 | 0 | 0 | 0 | 0 | 1 | 2826.0889
2025-12-29 | 3484.193 | 15.9 | 0 | 0 | 1 | 0 | 0 | 0 | 0 | 0 | 0 | 0 | 0 | 0 | 0 | 0 | 0 | 0 | 0 | 0 | 0 | 0 | 0 | 0 | 0 | 0 | 0 | 0 | 3270.8424
2025-12-29 | 3430.703 | 15.7 | 0 | 0 | 0 | 1 | 0 | 0 | 0 | 0 | 0 | 0 | 0 | 0 | 0 | 0 | 0 | 0 | 0 | 0 | 0 | 0 | 0 | 0 | 0 | 0 | 0 | 0 | 3222.1954
2025-12-29 | 3394.475 | 16.4 | 0 | 0 | 0 | 0 | 1 | 0 | 0 | 0 | 0 | 0 | 0 | 0 | 0 | 0 | 0 | 0 | 0 | 0 | 0 | 0 | 0 | 0 | 0 | 0 | 0 | 0 | 3255.5309
2025-12-29 | 3369.18 | 16 | 0 | 0 | 0 | 0 | 0 | 1 | 0 | 0 | 0 | 0 | 0 | 0 | 0 | 0 | 0 | 0 | 0 | 0 | 0 | 0 | 0 | 0 | 0 | 0 | 0 | 0 | 3260.9162
2025-12-29 | 3339.444 | 13.6 | 0 | 0 | 0 | 0 | 0 | 0 | 1 | 0 | 0 | 0 | 0 | 0 | 0 | 0 | 0 | 0 | 0 | 0 | 0 | 0 | 0 | 0 | 0 | 0 | 0 | 0 | 3149.5092
2025-12-29 | 3380.864 | 13.4 | 0 | 0 | 0 | 0 | 0 | 0 | 0 | 1 | 0 | 0 | 0 | 0 | 0 | 0 | 0 | 0 | 0 | 0 | 0 | 0 | 0 | 0 | 0 | 0 | 0 | 0 | 3242.2134
2025-12-29 | 3544.289 | 12.9 | 0 | 0 | 0 | 0 | 0 | 0 | 0 | 0 | 1 | 0 | 0 | 0 | 0 | 0 | 0 | 0 | 0 | 0 | 0 | 0 | 0 | 0 | 0 | 0 | 0 | 0 | 3550.5175
2025-12-29 | 4085.49 | 14.4 | 0 | 0 | 0 | 0 | 0 | 0 | 0 | 0 | 0 | 1 | 0 | 0 | 0 | 0 | 0 | 0 | 0 | 0 | 0 | 0 | 0 | 0 | 0 | 0 | 0 | 0 | 4151.0695
2025-12-29 | 4402.893 | 14.8 | 0 | 0 | 0 | 0 | 0 | 0 | 0 | 0 | 0 | 0 | 1 | 0 | 0 | 0 | 0 | 0 | 0 | 0 | 0 | 0 | 0 | 0 | 0 | 0 | 0 | 0 | 4797.1081
2025-12-29 | 4837.634 | 16.3 | 0 | 0 | 0 | 0 | 0 | 0 | 0 | 0 | 0 | 0 | 0 | 1 | 0 | 0 | 0 | 0 | 0 | 0 | 0 | 0 | 0 | 0 | 0 | 0 | 0 | 0 | 5115.3512
2025-12-29 | 5234.878 | 18.2 | 0 | 0 | 0 | 0 | 0 | 0 | 0 | 0 | 0 | 0 | 0 | 0 | 1 | 0 | 0 | 0 | 0 | 0 | 0 | 0 | 0 | 0 | 0 | 0 | 0 | 0 | 5421.9946
2025-12-29 | 5347.545 | 19.4 | 0 | 0 | 0 | 0 | 0 | 0 | 0 | 0 | 0 | 0 | 0 | 0 | 0 | 1 | 0 | 0 | 0 | 0 | 0 | 0 | 0 | 0 | 0 | 0 | 0 | 0 | 5525.9512
2025-12-29 | 5391.124 | 19.7 | 0 | 0 | 0 | 0 | 0 | 0 | 0 | 0 | 0 | 0 | 0 | 0 | 0 | 0 | 1 | 0 | 0 | 0 | 0 | 0 | 0 | 0 | 0 | 0 | 0 | 0 | 5522.4239
2025-12-29 | 5346.344 | 20.4 | 0 | 0 | 0 | 0 | 0 | 0 | 0 | 0 | 0 | 0 | 0 | 0 | 0 | 0 | 0 | 1 | 0 | 0 | 0 | 0 | 0 | 0 | 0 | 0 | 0 | 0 | 5560.2612
2025-12-29 | 5298.389 | 21.1 | 0 | 0 | 0 | 0 | 0 | 0 | 0 | 0 | 0 | 0 | 0 | 0 | 0 | 0 | 0 | 0 | 1 | 0 | 0 | 0 | 0 | 0 | 0 | 0 | 0 | 0 | 5553.4315
2025-12-29 | 5245.492 | 21.2 | 0 | 0 | 0 | 0 | 0 | 0 | 0 | 0 | 0 | 0 | 0 | 0 | 0 | 0 | 0 | 0 | 0 | 1 | 0 | 0 | 0 | 0 | 0 | 0 | 0 | 0 | 5429.5295
2025-12-29 | 5143.954 | 22.4 | 0 | 0 | 0 | 0 | 0 | 0 | 0 | 0 | 0 | 0 | 0 | 0 | 0 | 0 | 0 | 0 | 0 | 0 | 1 | 0 | 0 | 0 | 0 | 0 | 0 | 0 | 5214.5929
2025-12-29 | 5013.03 | 23.6 | 0 | 0 | 0 | 0 | 0 | 0 | 0 | 0 | 0 | 0 | 0 | 0 | 0 | 0 | 0 | 0 | 0 | 0 | 0 | 1 | 0 | 0 | 0 | 0 | 0 | 0 | 4992.864
2025-12-29 | 4722.805 | 24.8 | 0 | 0 | 0 | 0 | 0 | 0 | 0 | 0 | 0 | 0 | 0 | 0 | 0 | 0 | 0 | 0 | 0 | 0 | 0 | 0 | 1 | 0 | 0 | 0 | 0 | 0 | 4883.4686
2025-12-29 | 4615.262 | 25 | 0 | 0 | 0 | 0 | 0 | 0 | 0 | 0 | 0 | 0 | 0 | 0 | 0 | 0 | 0 | 0 | 0 | 0 | 0 | 0 | 0 | 1 | 0 | 0 | 0 | 0 | 4740.2642
2025-12-29 | 4432.993 | 25.6 | 0 | 0 | 0 | 0 | 0 | 0 | 0 | 0 | 0 | 0 | 0 | 0 | 0 | 0 | 0 | 0 | 0 | 0 | 0 | 0 | 0 | 0 | 1 | 0 | 0 | 0 | 4594.7606
2025-12-29 | 4212.194 | 26.1 | 0 | 0 | 0 | 0 | 0 | 0 | 0 | 0 | 0 | 0 | 0 | 0 | 0 | 0 | 0 | 0 | 0 | 0 | 0 | 0 | 0 | 0 | 0 | 1 | 0 | 0 | 4363.8165
2025-12-29 | 3998.524 | 25.9 | 0 | 0 | 0 | 0 | 0 | 0 | 0 | 0 | 0 | 0 | 0 | 0 | 0 | 0 | 0 | 0 | 0 | 0 | 0 | 0 | 0 | 0 | 0 | 0 | 1 | 0 | 4134.9804
2025-12-29 | 3818.009 | 25.9 | 0 | 0 | 0 | 0 | 0 | 0 | 0 | 0 | 0 | 0 | 0 | 0 | 0 | 0 | 0 | 0 | 0 | 0 | 0 | 0 | 0 | 0 | 0 | 0 | 0 | 1 | 4004.7419
2025-12-30 | 3706.981 | 26 | 0 | 0 | 1 | 0 | 0 | 0 | 0 | 0 | 0 | 0 | 0 | 0 | 0 | 0 | 0 | 0 | 0 | 0 | 0 | 0 | 0 | 0 | 0 | 0 | 0 | 0 | 3936.2592
2025-12-30 | 3702.74 | 26.1 | 0 | 0 | 0 | 1 | 0 | 0 | 0 | 0 | 0 | 0 | 0 | 0 | 0 | 0 | 0 | 0 | 0 | 0 | 0 | 0 | 0 | 0 | 0 | 0 | 0 | 0 | 3907.3771
2025-12-30 | 3705.32 | 26 | 0 | 0 | 0 | 0 | 1 | 0 | 0 | 0 | 0 | 0 | 0 | 0 | 0 | 0 | 0 | 0 | 0 | 0 | 0 | 0 | 0 | 0 | 0 | 0 | 0 | 0 | 3888.0062
2025-12-30 | 3768.072 | 25.5 | 0 | 0 | 0 | 0 | 0 | 1 | 0 | 0 | 0 | 0 | 0 | 0 | 0 | 0 | 0 | 0 | 0 | 0 | 0 | 0 | 0 | 0 | 0 | 0 | 0 | 0 | 3886.8033
2025-12-30 | 3809.166 | 25.6 | 0 | 0 | 0 | 0 | 0 | 0 | 1 | 0 | 0 | 0 | 0 | 0 | 0 | 0 | 0 | 0 | 0 | 0 | 0 | 0 | 0 | 0 | 0 | 0 | 0 | 0 | 3940.1034
2025-12-30 | 3926.675 | 25.4 | 0 | 0 | 0 | 0 | 0 | 0 | 0 | 1 | 0 | 0 | 0 | 0 | 0 | 0 | 0 | 0 | 0 | 0 | 0 | 0 | 0 | 0 | 0 | 0 | 0 | 0 | 4032.8076
2025-12-30 | 4156.772 | 25.6 | 0 | 0 | 0 | 0 | 0 | 0 | 0 | 0 | 1 | 0 | 0 | 0 | 0 | 0 | 0 | 0 | 0 | 0 | 0 | 0 | 0 | 0 | 0 | 0 | 0 | 0 | 4387.2297
2025-12-30 | 4637.58 | 25.3 | 0 | 0 | 0 | 0 | 0 | 0 | 0 | 0 | 0 | 1 | 0 | 0 | 0 | 0 | 0 | 0 | 0 | 0 | 0 | 0 | 0 | 0 | 0 | 0 | 0 | 0 | 4869.1926
2025-12-30 | 5019.49 | 25.4 | 0 | 0 | 0 | 0 | 0 | 0 | 0 | 0 | 0 | 0 | 1 | 0 | 0 | 0 | 0 | 0 | 0 | 0 | 0 | 0 | 0 | 0 | 0 | 0 | 0 | 0 | 5495.4664
2025-12-30 | 5396.638 | 25.1 | 0 | 0 | 0 | 0 | 0 | 0 | 0 | 0 | 0 | 0 | 0 | 1 | 0 | 0 | 0 | 0 | 0 | 0 | 0 | 0 | 0 | 0 | 0 | 0 | 0 | 0 | 5695.1203
2025-12-30 | 5765.884 | 24 | 0 | 0 | 0 | 0 | 0 | 0 | 0 | 0 | 0 | 0 | 0 | 0 | 1 | 0 | 0 | 0 | 0 | 0 | 0 | 0 | 0 | 0 | 0 | 0 | 0 | 0 | 5804.1152
2025-12-30 | 5816.474 | 23.3 | 0 | 0 | 0 | 0 | 0 | 0 | 0 | 0 | 0 | 0 | 0 | 0 | 0 | 1 | 0 | 0 | 0 | 0 | 0 | 0 | 0 | 0 | 0 | 0 | 0 | 0 | 5782.8943
2025-12-30 | 5686.921 | 23.1 | 0 | 0 | 0 | 0 | 0 | 0 | 0 | 0 | 0 | 0 | 0 | 0 | 0 | 0 | 1 | 0 | 0 | 0 | 0 | 0 | 0 | 0 | 0 | 0 | 0 | 0 | 5746.4256
2025-12-30 | 5783.731 | 22.5 | 0 | 0 | 0 | 0 | 0 | 0 | 0 | 0 | 0 | 0 | 0 | 0 | 0 | 0 | 0 | 1 | 0 | 0 | 0 | 0 | 0 | 0 | 0 | 0 | 0 | 0 | 5698.6152
2025-12-30 | 5731.178 | 21.9 | 0 | 0 | 0 | 0 | 0 | 0 | 0 | 0 | 0 | 0 | 0 | 0 | 0 | 0 | 0 | 0 | 1 | 0 | 0 | 0 | 0 | 0 | 0 | 0 | 0 | 0 | 5606.1378
2025-12-30 | 5711.442 | 22.4 | 0 | 0 | 0 | 0 | 0 | 0 | 0 | 0 | 0 | 0 | 0 | 0 | 0 | 0 | 0 | 0 | 0 | 1 | 0 | 0 | 0 | 0 | 0 | 0 | 0 | 0 | 5508.5889
2025-12-30 | 5573.928 | 22.7 | 0 | 0 | 0 | 0 | 0 | 0 | 0 | 0 | 0 | 0 | 0 | 0 | 0 | 0 | 0 | 0 | 0 | 0 | 1 | 0 | 0 | 0 | 0 | 0 | 0 | 0 | 5234.3577
2025-12-30 | 5409.874 | 23.2 | 0 | 0 | 0 | 0 | 0 | 0 | 0 | 0 | 0 | 0 | 0 | 0 | 0 | 0 | 0 | 0 | 0 | 0 | 0 | 1 | 0 | 0 | 0 | 0 | 0 | 0 | 4966.5108
2025-12-30 | 5069.573 | 23.7 | 0 | 0 | 0 | 0 | 0 | 0 | 0 | 0 | 0 | 0 | 0 | 0 | 0 | 0 | 0 | 0 | 0 | 0 | 0 | 0 | 1 | 0 | 0 | 0 | 0 | 0 | 4810.9974
2025-12-30 | 4841.256 | 23.1 | 0 | 0 | 0 | 0 | 0 | 0 | 0 | 0 | 0 | 0 | 0 | 0 | 0 | 0 | 0 | 0 | 0 | 0 | 0 | 0 | 0 | 1 | 0 | 0 | 0 | 0 | 4615.0868
2025-12-30 | 4638.884 | 22.8 | 0 | 0 | 0 | 0 | 0 | 0 | 0 | 0 | 0 | 0 | 0 | 0 | 0 | 0 | 0 | 0 | 0 | 0 | 0 | 0 | 0 | 0 | 1 | 0 | 0 | 0 | 4410.2886
2025-12-30 | 4331.928 | 22.8 | 0 | 0 | 0 | 0 | 0 | 0 | 0 | 0 | 0 | 0 | 0 | 0 | 0 | 0 | 0 | 0 | 0 | 0 | 0 | 0 | 0 | 0 | 0 | 1 | 0 | 0 | 4146.4031
2025-12-30 | 4044.704 | 23 | 0 | 0 | 0 | 0 | 0 | 0 | 0 | 0 | 0 | 0 | 0 | 0 | 0 | 0 | 0 | 0 | 0 | 0 | 0 | 0 | 0 | 0 | 0 | 0 | 1 | 0 | 3943.9201
2025-12-30 | 3914.112 | 23.2 | 0 | 0 | 0 | 0 | 0 | 0 | 0 | 0 | 0 | 0 | 0 | 0 | 0 | 0 | 0 | 0 | 0 | 0 | 0 | 0 | 0 | 0 | 0 | 0 | 0 | 1 | 3826.8582
2025-12-31 | 3791.392 | 23.5 | 0 | 0 | 1 | 0 | 0 | 0 | 0 | 0 | 0 | 0 | 0 | 0 | 0 | 0 | 0 | 0 | 0 | 0 | 0 | 0 | 0 | 0 | 0 | 0 | 0 | 0 | 3771.5521
2025-12-31 | 3778.517 | 24.2 | 0 | 0 | 0 | 1 | 0 | 0 | 0 | 0 | 0 | 0 | 0 | 0 | 0 | 0 | 0 | 0 | 0 | 0 | 0 | 0 | 0 | 0 | 0 | 0 | 0 | 0 | 3782.1997
2025-12-31 | 3707.6 | 23.5 | 0 | 0 | 0 | 0 | 1 | 0 | 0 | 0 | 0 | 0 | 0 | 0 | 0 | 0 | 0 | 0 | 0 | 0 | 0 | 0 | 0 | 0 | 0 | 0 | 0 | 0 | 3723.2991
2025-12-31 | 3719.436 | 23.3 | 0 | 0 | 0 | 0 | 0 | 1 | 0 | 0 | 0 | 0 | 0 | 0 | 0 | 0 | 0 | 0 | 0 | 0 | 0 | 0 | 0 | 0 | 0 | 0 | 0 | 0 | 3741.8611
2025-12-31 | 3772.877 | 23.2 | 0 | 0 | 0 | 0 | 0 | 0 | 1 | 0 | 0 | 0 | 0 | 0 | 0 | 0 | 0 | 0 | 0 | 0 | 0 | 0 | 0 | 0 | 0 | 0 | 0 | 0 | 3781.9846
2025-12-31 | 3852.057 | 23.3 | 0 | 0 | 0 | 0 | 0 | 0 | 0 | 1 | 0 | 0 | 0 | 0 | 0 | 0 | 0 | 0 | 0 | 0 | 0 | 0 | 0 | 0 | 0 | 0 | 0 | 0 | 3894.4536
2025-12-31 | 4023.833 | 23.8 | 0 | 0 | 0 | 0 | 0 | 0 | 0 | 0 | 1 | 0 | 0 | 0 | 0 | 0 | 0 | 0 | 0 | 0 | 0 | 0 | 0 | 0 | 0 | 0 | 0 | 0 | 4268.6405
2025-12-31 | 4611.492 | 24 | 0 | 0 | 0 | 0 | 0 | 0 | 0 | 0 | 0 | 1 | 0 | 0 | 0 | 0 | 0 | 0 | 0 | 0 | 0 | 0 | 0 | 0 | 0 | 0 | 0 | 0 | 4783.5449
2025-12-31 | 4936.928 | 24 | 0 | 0 | 0 | 0 | 0 | 0 | 0 | 0 | 0 | 0 | 1 | 0 | 0 | 0 | 0 | 0 | 0 | 0 | 0 | 0 | 0 | 0 | 0 | 0 | 0 | 0 | 5403.2304
2025-12-31 | 5218.526 | 23.7 | 0 | 0 | 0 | 0 | 0 | 0 | 0 | 0 | 0 | 0 | 0 | 1 | 0 | 0 | 0 | 0 | 0 | 0 | 0 | 0 | 0 | 0 | 0 | 0 | 0 | 0 | 5602.8843
2025-12-31 | 5376.193 | 23.5 | 0 | 0 | 0 | 0 | 0 | 0 | 0 | 0 | 0 | 0 | 0 | 0 | 1 | 0 | 0 | 0 | 0 | 0 | 0 | 0 | 0 | 0 | 0 | 0 | 0 | 0 | 5771.1737
2025-12-31 | 5480.283 | 23.1 | 0 | 0 | 0 | 0 | 0 | 0 | 0 | 0 | 0 | 0 | 0 | 0 | 0 | 1 | 0 | 0 | 0 | 0 | 0 | 0 | 0 | 0 | 0 | 0 | 0 | 0 | 5769.7177
2025-12-31 | 5335.818 | 22.6 | 0 | 0 | 0 | 0 | 0 | 0 | 0 | 0 | 0 | 0 | 0 | 0 | 0 | 0 | 1 | 0 | 0 | 0 | 0 | 0 | 0 | 0 | 0 | 0 | 0 | 0 | 5713.4842
2025-12-31 | 5212.736 | 22.6 | 0 | 0 | 0 | 0 | 0 | 0 | 0 | 0 | 0 | 0 | 0 | 0 | 0 | 0 | 0 | 1 | 0 | 0 | 0 | 0 | 0 | 0 | 0 | 0 | 0 | 0 | 5705.2035
2025-12-31 | 4999.436 | 22.2 | 0 | 0 | 0 | 0 | 0 | 0 | 0 | 0 | 0 | 0 | 0 | 0 | 0 | 0 | 0 | 0 | 1 | 0 | 0 | 0 | 0 | 0 | 0 | 0 | 0 | 0 | 5625.9026
2025-12-31 | 4863.579 | 22.6 | 0 | 0 | 0 | 0 | 0 | 0 | 0 | 0 | 0 | 0 | 0 | 0 | 0 | 0 | 0 | 0 | 0 | 1 | 0 | 0 | 0 | 0 | 0 | 0 | 0 | 0 | 5521.7655
2025-12-31 | 4790.493 | 23.2 | 0 | 0 | 0 | 0 | 0 | 0 | 0 | 0 | 0 | 0 | 0 | 0 | 0 | 0 | 0 | 0 | 0 | 0 | 1 | 0 | 0 | 0 | 0 | 0 | 0 | 0 | 5267.2991
2025-12-31 | 4775.629 | 23.5 | 0 | 0 | 0 | 0 | 0 | 0 | 0 | 0 | 0 | 0 | 0 | 0 | 0 | 0 | 0 | 0 | 0 | 0 | 0 | 1 | 0 | 0 | 0 | 0 | 0 | 0 | 4986.2757
2025-12-31 | 4616.898 | 23.3 | 0 | 0 | 0 | 0 | 0 | 0 | 0 | 0 | 0 | 0 | 0 | 0 | 0 | 0 | 0 | 0 | 0 | 0 | 0 | 0 | 1 | 0 | 0 | 0 | 0 | 0 | 4784.6443
2025-12-31 | 4407.474 | 23.1 | 0 | 0 | 0 | 0 | 0 | 0 | 0 | 0 | 0 | 0 | 0 | 0 | 0 | 0 | 0 | 0 | 0 | 0 | 0 | 0 | 0 | 1 | 0 | 0 | 0 | 0 | 4615.0868
2025-12-31 | 4247.462 | 23.5 | 0 | 0 | 0 | 0 | 0 | 0 | 0 | 0 | 0 | 0 | 0 | 0 | 0 | 0 | 0 | 0 | 0 | 0 | 0 | 0 | 0 | 0 | 1 | 0 | 0 | 0 | 4456.4066
2025-12-31 | 4100.821 | 25 | 0 | 0 | 0 | 0 | 0 | 0 | 0 | 0 | 0 | 0 | 0 | 0 | 0 | 0 | 0 | 0 | 0 | 0 | 0 | 0 | 0 | 0 | 0 | 1 | 0 | 0 | 4291.3454
2025-12-31 | 3985.543 | 25.8 | 0 | 0 | 0 | 0 | 0 | 0 | 0 | 0 | 0 | 0 | 0 | 0 | 0 | 0 | 0 | 0 | 0 | 0 | 0 | 0 | 0 | 0 | 0 | 0 | 1 | 0 | 4128.3921
2025-12-31 | 3913.424 | 27 | 0 | 0 | 0 | 0 | 0 | 0 | 0 | 0 | 0 | 0 | 0 | 0 | 0 | 0 | 0 | 0 | 0 | 0 | 0 | 0 | 0 | 0 | 0 | 0 | 0 | 1 | 4077.2131

## GS_LT50_Model_Normal
Date | GSLT50 Load | 10Yr Avg HDD | 10Yr Avg HDD | Weekend | H0 | H1 | H2 | H3 | H4 | H5 | H6 | H7 | H8 | H9 | H10 | H11 | H12 | H13 | H14 | H15 | H16 | H17 | H18 | H19 | H20 | H21 | H22 | H23 | GS_LT50 Normal | Intercept | 1669.4101
2025-01-01 | 2845.813 | 19.09 | 0 | 0 | 1 | 0 | 0 | 0 | 0 | 0 | 0 | 0 | 0 | 0 | 0 | 0 | 0 | 0 | 0 | 0 | 0 | 0 | 0 | 0 | 0 | 0 | 0 | 0 | 2175.7319 | HDD | 33.6203
2025-01-01 | 2751.029 | 19.3 | 0 | 0 | 0 | 1 | 0 | 0 | 0 | 0 | 0 | 0 | 0 | 0 | 0 | 0 | 0 | 0 | 0 | 0 | 0 | 0 | 0 | 0 | 0 | 0 | 0 | 0 | 2157.7122 | CDD | 94.6602
2025-01-01 | 2740.057 | 19.38 | 0 | 0 | 0 | 0 | 1 | 0 | 0 | 0 | 0 | 0 | 0 | 0 | 0 | 0 | 0 | 0 | 0 | 0 | 0 | 0 | 0 | 0 | 0 | 0 | 0 | 0 | 2152.9228 | Weekend | -265.1531
2025-01-01 | 2705.437 | 19.7 | 0 | 0 | 0 | 0 | 0 | 1 | 0 | 0 | 0 | 0 | 0 | 0 | 0 | 0 | 0 | 0 | 0 | 0 | 0 | 0 | 0 | 0 | 0 | 0 | 0 | 0 | 2184.8322 | H0 | -135.4901
2025-01-01 | 2724.023 | 19.6 | 0 | 0 | 0 | 0 | 0 | 0 | 1 | 0 | 0 | 0 | 0 | 0 | 0 | 0 | 0 | 0 | 0 | 0 | 0 | 0 | 0 | 0 | 0 | 0 | 0 | 0 | 2224.3812 | H1 | -160.5701
2025-01-01 | 2800.161 | 19.57 | 0 | 0 | 0 | 0 | 0 | 0 | 0 | 1 | 0 | 0 | 0 | 0 | 0 | 0 | 0 | 0 | 0 | 0 | 0 | 0 | 0 | 0 | 0 | 0 | 0 | 0 | 2327.3598 | H2 | -168.0491
2025-01-01 | 2874.756 | 19.55 | 0 | 0 | 0 | 0 | 0 | 0 | 0 | 0 | 1 | 0 | 0 | 0 | 0 | 0 | 0 | 0 | 0 | 0 | 0 | 0 | 0 | 0 | 0 | 0 | 0 | 0 | 2526.9229 | H3 | -146.8983
2025-01-01 | 3065.316 | 19.79 | 0 | 0 | 0 | 0 | 0 | 0 | 0 | 0 | 0 | 1 | 0 | 0 | 0 | 0 | 0 | 0 | 0 | 0 | 0 | 0 | 0 | 0 | 0 | 0 | 0 | 0 | 2752.152 | H4 | -103.9872
2025-01-01 | 3076.02 | 19.99 | 0 | 0 | 0 | 0 | 0 | 0 | 0 | 0 | 0 | 0 | 1 | 0 | 0 | 0 | 0 | 0 | 0 | 0 | 0 | 0 | 0 | 0 | 0 | 0 | 0 | 0 | 2993.3462 | H5 | 0
2025-01-01 | 3125.125 | 19.59 | 0 | 0 | 0 | 0 | 0 | 0 | 0 | 0 | 0 | 0 | 0 | 1 | 0 | 0 | 0 | 0 | 0 | 0 | 0 | 0 | 0 | 0 | 0 | 0 | 0 | 0 | 3157.8422 | H6 | 200.2355
2025-01-01 | 3220.393 | 19.06 | 0 | 0 | 0 | 0 | 0 | 0 | 0 | 0 | 0 | 0 | 0 | 0 | 1 | 0 | 0 | 0 | 0 | 0 | 0 | 0 | 0 | 0 | 0 | 0 | 0 | 0 | 3240.1683 | H7 | 417.3958
2025-01-01 | 3316.884 | 18.83 | 0 | 0 | 0 | 0 | 0 | 0 | 0 | 0 | 0 | 0 | 0 | 0 | 0 | 1 | 0 | 0 | 0 | 0 | 0 | 0 | 0 | 0 | 0 | 0 | 0 | 0 | 3235.7493 | H8 | 651.8659
2025-01-01 | 3315.506 | 18.69 | 0 | 0 | 0 | 0 | 0 | 0 | 0 | 0 | 0 | 0 | 0 | 0 | 0 | 0 | 1 | 0 | 0 | 0 | 0 | 0 | 0 | 0 | 0 | 0 | 0 | 0 | 3209.2823 | H9 | 829.81
2025-01-01 | 3302.317 | 18.54 | 0 | 0 | 0 | 0 | 0 | 0 | 0 | 0 | 0 | 0 | 0 | 0 | 0 | 0 | 0 | 1 | 0 | 0 | 0 | 0 | 0 | 0 | 0 | 0 | 0 | 0 | 3179.8722 | H10 | 929.9548
2025-01-01 | 3304.85 | 18.4 | 0 | 0 | 0 | 0 | 0 | 0 | 0 | 0 | 0 | 0 | 0 | 0 | 0 | 0 | 0 | 0 | 1 | 0 | 0 | 0 | 0 | 0 | 0 | 0 | 0 | 0 | 3118.7818 | H11 | 933.2685
2025-01-01 | 3308.888 | 18.65 | 0 | 0 | 0 | 0 | 0 | 0 | 0 | 0 | 0 | 0 | 0 | 0 | 0 | 0 | 0 | 0 | 0 | 1 | 0 | 0 | 0 | 0 | 0 | 0 | 0 | 0 | 3009.538 | H12 | 911.5084
2025-01-01 | 3385.268 | 18.8 | 0 | 0 | 0 | 0 | 0 | 0 | 0 | 0 | 0 | 0 | 0 | 0 | 0 | 0 | 0 | 0 | 0 | 0 | 1 | 0 | 0 | 0 | 0 | 0 | 0 | 0 | 2850.6673 | H13 | 887.1413
2025-01-01 | 3530.062 | 19.38 | 0 | 0 | 0 | 0 | 0 | 0 | 0 | 0 | 0 | 0 | 0 | 0 | 0 | 0 | 0 | 0 | 0 | 0 | 0 | 1 | 0 | 0 | 0 | 0 | 0 | 0 | 2744.2412 | H14 | 830.7578
2025-01-01 | 3459.488 | 20.01 | 0 | 0 | 0 | 0 | 0 | 0 | 0 | 0 | 0 | 0 | 0 | 0 | 0 | 0 | 0 | 0 | 0 | 0 | 0 | 0 | 1 | 0 | 0 | 0 | 0 | 0 | 2705.955 | H15 | 713.1089
2025-01-01 | 3312.819 | 20.25 | 0 | 0 | 0 | 0 | 0 | 0 | 0 | 0 | 0 | 0 | 0 | 0 | 0 | 0 | 0 | 0 | 0 | 0 | 0 | 0 | 0 | 1 | 0 | 0 | 0 | 0 | 2656.3444 | H16 | 549.1952
2025-01-01 | 3235.944 | 20.56 | 0 | 0 | 0 | 0 | 0 | 0 | 0 | 0 | 0 | 0 | 0 | 0 | 0 | 0 | 0 | 0 | 0 | 0 | 0 | 0 | 0 | 0 | 1 | 0 | 0 | 0 | 2569.1859 | H17 | 423.2692
2025-01-01 | 3126.906 | 20.73 | 0 | 0 | 0 | 0 | 0 | 0 | 0 | 0 | 0 | 0 | 0 | 0 | 0 | 0 | 0 | 0 | 0 | 0 | 0 | 0 | 0 | 0 | 0 | 1 | 0 | 0 | 2450.9719 | H18 | 363.8022
2025-01-01 | 2975.095 | 20.67 | 0 | 0 | 0 | 0 | 0 | 0 | 0 | 0 | 0 | 0 | 0 | 0 | 0 | 0 | 0 | 0 | 0 | 0 | 0 | 0 | 0 | 0 | 0 | 0 | 1 | 0 | 2341.5486 | H19 | 306.1227
2025-01-01 | 2922.171 | 20.6 | 0 | 0 | 0 | 0 | 0 | 0 | 0 | 0 | 0 | 0 | 0 | 0 | 0 | 0 | 0 | 0 | 0 | 0 | 0 | 0 | 0 | 0 | 0 | 0 | 0 | 1 | 2261.7215 | H20 | 208.542
2025-01-02 | 2878.999 | 20.5 | 0 | 0 | 1 | 0 | 0 | 0 | 0 | 0 | 0 | 0 | 0 | 0 | 0 | 0 | 0 | 0 | 0 | 0 | 0 | 0 | 0 | 0 | 0 | 0 | 0 | 0 | 2223.1366 | H21 | 84.6126
2025-01-02 | 2874.437 | 20.61 | 0 | 0 | 0 | 1 | 0 | 0 | 0 | 0 | 0 | 0 | 0 | 0 | 0 | 0 | 0 | 0 | 0 | 0 | 0 | 0 | 0 | 0 | 0 | 0 | 0 | 0 | 2201.7548 | H22 | -22.7936
2025-01-02 | 2837.42 | 20.55 | 0 | 0 | 0 | 0 | 1 | 0 | 0 | 0 | 0 | 0 | 0 | 0 | 0 | 0 | 0 | 0 | 0 | 0 | 0 | 0 | 0 | 0 | 0 | 0 | 0 | 0 | 2192.2586 | H23 | -100.2672
2025-01-02 | 2842.775 | 20.42 | 0 | 0 | 0 | 0 | 0 | 1 | 0 | 0 | 0 | 0 | 0 | 0 | 0 | 0 | 0 | 0 | 0 | 0 | 0 | 0 | 0 | 0 | 0 | 0 | 0 | 0 | 2209.0388
2025-01-02 | 2904.894 | 20.5 | 0 | 0 | 0 | 0 | 0 | 0 | 1 | 0 | 0 | 0 | 0 | 0 | 0 | 0 | 0 | 0 | 0 | 0 | 0 | 0 | 0 | 0 | 0 | 0 | 0 | 0 | 2254.6395
2025-01-02 | 2975.961 | 20.59 | 0 | 0 | 0 | 0 | 0 | 0 | 0 | 1 | 0 | 0 | 0 | 0 | 0 | 0 | 0 | 0 | 0 | 0 | 0 | 0 | 0 | 0 | 0 | 0 | 0 | 0 | 2361.6525 | H5 | The regression includes a full set of 24 hourly indicator variables.
2025-01-02 | 3242.103 | 20.64 | 0 | 0 | 0 | 0 | 0 | 0 | 0 | 0 | 1 | 0 | 0 | 0 | 0 | 0 | 0 | 0 | 0 | 0 | 0 | 0 | 0 | 0 | 0 | 0 | 0 | 0 | 2563.5691 |  | Because those indicators sum to one in every observation, including a separate intercept would create perfect multicollinearity.
2025-01-02 | 3687.531 | 20.86 | 0 | 0 | 0 | 0 | 0 | 0 | 0 | 0 | 0 | 1 | 0 | 0 | 0 | 0 | 0 | 0 | 0 | 0 | 0 | 0 | 0 | 0 | 0 | 0 | 0 | 0 | 2788.1258 |  | Accordingly, the model is estimated without an intercept so that each hourly coefficient represents the average load in that hour.
2025-01-02 | 4061.901 | 21.05 | 0 | 0 | 0 | 0 | 0 | 0 | 0 | 0 | 0 | 0 | 1 | 0 | 0 | 0 | 0 | 0 | 0 | 0 | 0 | 0 | 0 | 0 | 0 | 0 | 0 | 0 | 3028.9837 |  | For this reason, H5 is zero
2025-01-02 | 4483.729 | 20.78 | 0 | 0 | 0 | 0 | 0 | 0 | 0 | 0 | 0 | 0 | 0 | 1 | 0 | 0 | 0 | 0 | 0 | 0 | 0 | 0 | 0 | 0 | 0 | 0 | 0 | 0 | 3197.8504
2025-01-02 | 4757.405 | 20.1 | 0 | 0 | 0 | 0 | 0 | 0 | 0 | 0 | 0 | 0 | 0 | 0 | 1 | 0 | 0 | 0 | 0 | 0 | 0 | 0 | 0 | 0 | 0 | 0 | 0 | 0 | 3275.1334
2025-01-02 | 4836.116 | 19.69 | 0 | 0 | 0 | 0 | 0 | 0 | 0 | 0 | 0 | 0 | 0 | 0 | 0 | 1 | 0 | 0 | 0 | 0 | 0 | 0 | 0 | 0 | 0 | 0 | 0 | 0 | 3264.6628
2025-01-02 | 4804.868 | 19.21 | 0 | 0 | 0 | 0 | 0 | 0 | 0 | 0 | 0 | 0 | 0 | 0 | 0 | 0 | 1 | 0 | 0 | 0 | 0 | 0 | 0 | 0 | 0 | 0 | 0 | 0 | 3226.7649
2025-01-02 | 4787.851 | 18.6 | 0 | 0 | 0 | 0 | 0 | 0 | 0 | 0 | 0 | 0 | 0 | 0 | 0 | 0 | 0 | 1 | 0 | 0 | 0 | 0 | 0 | 0 | 0 | 0 | 0 | 0 | 3181.8894
2025-01-02 | 4802.239 | 18.37 | 0 | 0 | 0 | 0 | 0 | 0 | 0 | 0 | 0 | 0 | 0 | 0 | 0 | 0 | 0 | 0 | 1 | 0 | 0 | 0 | 0 | 0 | 0 | 0 | 0 | 0 | 3117.7732
2025-01-02 | 4750.279 | 18.47 | 0 | 0 | 0 | 0 | 0 | 0 | 0 | 0 | 0 | 0 | 0 | 0 | 0 | 0 | 0 | 0 | 0 | 1 | 0 | 0 | 0 | 0 | 0 | 0 | 0 | 0 | 3003.4863
2025-01-02 | 4700.815 | 18.68 | 0 | 0 | 0 | 0 | 0 | 0 | 0 | 0 | 0 | 0 | 0 | 0 | 0 | 0 | 0 | 0 | 0 | 0 | 1 | 0 | 0 | 0 | 0 | 0 | 0 | 0 | 2846.6329
2025-01-02 | 4473.031 | 18.95 | 0 | 0 | 0 | 0 | 0 | 0 | 0 | 0 | 0 | 0 | 0 | 0 | 0 | 0 | 0 | 0 | 0 | 0 | 0 | 1 | 0 | 0 | 0 | 0 | 0 | 0 | 2729.7844
2025-01-02 | 4188.241 | 19.19 | 0 | 0 | 0 | 0 | 0 | 0 | 0 | 0 | 0 | 0 | 0 | 0 | 0 | 0 | 0 | 0 | 0 | 0 | 0 | 0 | 1 | 0 | 0 | 0 | 0 | 0 | 2678.3863
2025-01-02 | 3905.657 | 19.25 | 0 | 0 | 0 | 0 | 0 | 0 | 0 | 0 | 0 | 0 | 0 | 0 | 0 | 0 | 0 | 0 | 0 | 0 | 0 | 0 | 0 | 1 | 0 | 0 | 0 | 0 | 2622.724
2025-01-02 | 3701.67 | 19.3 | 0 | 0 | 0 | 0 | 0 | 0 | 0 | 0 | 0 | 0 | 0 | 0 | 0 | 0 | 0 | 0 | 0 | 0 | 0 | 0 | 0 | 0 | 1 | 0 | 0 | 0 | 2526.8243
2025-01-02 | 3483.376 | 19.41 | 0 | 0 | 0 | 0 | 0 | 0 | 0 | 0 | 0 | 0 | 0 | 0 | 0 | 0 | 0 | 0 | 0 | 0 | 0 | 0 | 0 | 0 | 0 | 1 | 0 | 0 | 2406.5931
2025-01-02 | 3204.156 | 19.37 | 0 | 0 | 0 | 0 | 0 | 0 | 0 | 0 | 0 | 0 | 0 | 0 | 0 | 0 | 0 | 0 | 0 | 0 | 0 | 0 | 0 | 0 | 0 | 0 | 1 | 0 | 2297.8422
2025-01-02 | 3063.533 | 19.55 | 0 | 0 | 0 | 0 | 0 | 0 | 0 | 0 | 0 | 0 | 0 | 0 | 0 | 0 | 0 | 0 | 0 | 0 | 0 | 0 | 0 | 0 | 0 | 0 | 0 | 1 | 2226.4202
2025-01-03 | 2994.938 | 19.76 | 0 | 0 | 1 | 0 | 0 | 0 | 0 | 0 | 0 | 0 | 0 | 0 | 0 | 0 | 0 | 0 | 0 | 0 | 0 | 0 | 0 | 0 | 0 | 0 | 0 | 0 | 2198.2575
2025-01-03 | 2989.415 | 19.8 | 0 | 0 | 0 | 1 | 0 | 0 | 0 | 0 | 0 | 0 | 0 | 0 | 0 | 0 | 0 | 0 | 0 | 0 | 0 | 0 | 0 | 0 | 0 | 0 | 0 | 0 | 2174.5223
2025-01-03 | 2979.313 | 20.02 | 0 | 0 | 0 | 0 | 1 | 0 | 0 | 0 | 0 | 0 | 0 | 0 | 0 | 0 | 0 | 0 | 0 | 0 | 0 | 0 | 0 | 0 | 0 | 0 | 0 | 0 | 2174.4398
2025-01-03 | 2963.767 | 20.12 | 0 | 0 | 0 | 0 | 0 | 1 | 0 | 0 | 0 | 0 | 0 | 0 | 0 | 0 | 0 | 0 | 0 | 0 | 0 | 0 | 0 | 0 | 0 | 0 | 0 | 0 | 2198.9527
2025-01-03 | 3024.585 | 20.05 | 0 | 0 | 0 | 0 | 0 | 0 | 1 | 0 | 0 | 0 | 0 | 0 | 0 | 0 | 0 | 0 | 0 | 0 | 0 | 0 | 0 | 0 | 0 | 0 | 0 | 0 | 2239.5104
2025-01-03 | 3129.989 | 19.85 | 0 | 0 | 0 | 0 | 0 | 0 | 0 | 1 | 0 | 0 | 0 | 0 | 0 | 0 | 0 | 0 | 0 | 0 | 0 | 0 | 0 | 0 | 0 | 0 | 0 | 0 | 2336.7735
2025-01-03 | 3344.602 | 19.84 | 0 | 0 | 0 | 0 | 0 | 0 | 0 | 0 | 1 | 0 | 0 | 0 | 0 | 0 | 0 | 0 | 0 | 0 | 0 | 0 | 0 | 0 | 0 | 0 | 0 | 0 | 2536.6728
2025-01-03 | 3828.648 | 19.64 | 0 | 0 | 0 | 0 | 0 | 0 | 0 | 0 | 0 | 1 | 0 | 0 | 0 | 0 | 0 | 0 | 0 | 0 | 0 | 0 | 0 | 0 | 0 | 0 | 0 | 0 | 2747.109
2025-01-03 | 4195.945 | 19.65 | 0 | 0 | 0 | 0 | 0 | 0 | 0 | 0 | 0 | 0 | 1 | 0 | 0 | 0 | 0 | 0 | 0 | 0 | 0 | 0 | 0 | 0 | 0 | 0 | 0 | 0 | 2981.9153
2025-01-03 | 4456.904 | 19.21 | 0 | 0 | 0 | 0 | 0 | 0 | 0 | 0 | 0 | 0 | 0 | 1 | 0 | 0 | 0 | 0 | 0 | 0 | 0 | 0 | 0 | 0 | 0 | 0 | 0 | 0 | 3145.0665
2025-01-03 | 4724.645 | 18.65 | 0 | 0 | 0 | 0 | 0 | 0 | 0 | 0 | 0 | 0 | 0 | 0 | 1 | 0 | 0 | 0 | 0 | 0 | 0 | 0 | 0 | 0 | 0 | 0 | 0 | 0 | 3226.3839
2025-01-03 | 4854.443 | 18.32 | 0 | 0 | 0 | 0 | 0 | 0 | 0 | 0 | 0 | 0 | 0 | 0 | 0 | 1 | 0 | 0 | 0 | 0 | 0 | 0 | 0 | 0 | 0 | 0 | 0 | 0 | 3218.6029
2025-01-03 | 4854.177 | 18.12 | 0 | 0 | 0 | 0 | 0 | 0 | 0 | 0 | 0 | 0 | 0 | 0 | 0 | 0 | 1 | 0 | 0 | 0 | 0 | 0 | 0 | 0 | 0 | 0 | 0 | 0 | 3190.1187
2025-01-03 | 4782.867 | 18.15 | 0 | 0 | 0 | 0 | 0 | 0 | 0 | 0 | 0 | 0 | 0 | 0 | 0 | 0 | 0 | 1 | 0 | 0 | 0 | 0 | 0 | 0 | 0 | 0 | 0 | 0 | 3166.7602
2025-01-03 | 4741.947 | 18.06 | 0 | 0 | 0 | 0 | 0 | 0 | 0 | 0 | 0 | 0 | 0 | 0 | 0 | 0 | 0 | 0 | 1 | 0 | 0 | 0 | 0 | 0 | 0 | 0 | 0 | 0 | 3107.3509
2025-01-03 | 4689.281 | 18.2 | 0 | 0 | 0 | 0 | 0 | 0 | 0 | 0 | 0 | 0 | 0 | 0 | 0 | 0 | 0 | 0 | 0 | 1 | 0 | 0 | 0 | 0 | 0 | 0 | 0 | 0 | 2994.4088
2025-01-03 | 4606.816 | 18.59 | 0 | 0 | 0 | 0 | 0 | 0 | 0 | 0 | 0 | 0 | 0 | 0 | 0 | 0 | 0 | 0 | 0 | 0 | 1 | 0 | 0 | 0 | 0 | 0 | 0 | 0 | 2843.6071
2025-01-03 | 4326.469 | 18.91 | 0 | 0 | 0 | 0 | 0 | 0 | 0 | 0 | 0 | 0 | 0 | 0 | 0 | 0 | 0 | 0 | 0 | 0 | 0 | 1 | 0 | 0 | 0 | 0 | 0 | 0 | 2728.4396
2025-01-03 | 4155.08 | 19.05 | 0 | 0 | 0 | 0 | 0 | 0 | 0 | 0 | 0 | 0 | 0 | 0 | 0 | 0 | 0 | 0 | 0 | 0 | 0 | 0 | 1 | 0 | 0 | 0 | 0 | 0 | 2673.6794
2025-01-03 | 3891.954 | 19.3 | 0 | 0 | 0 | 0 | 0 | 0 | 0 | 0 | 0 | 0 | 0 | 0 | 0 | 0 | 0 | 0 | 0 | 0 | 0 | 0 | 0 | 1 | 0 | 0 | 0 | 0 | 2624.4051
2025-01-03 | 3746.528 | 19.63 | 0 | 0 | 0 | 0 | 0 | 0 | 0 | 0 | 0 | 0 | 0 | 0 | 0 | 0 | 0 | 0 | 0 | 0 | 0 | 0 | 0 | 0 | 1 | 0 | 0 | 0 | 2537.919
2025-01-03 | 3601.59 | 20.06 | 0 | 0 | 0 | 0 | 0 | 0 | 0 | 0 | 0 | 0 | 0 | 0 | 0 | 0 | 0 | 0 | 0 | 0 | 0 | 0 | 0 | 0 | 0 | 1 | 0 | 0 | 2428.4463
2025-01-03 | 3336.123 | 20.33 | 0 | 0 | 0 | 0 | 0 | 0 | 0 | 0 | 0 | 0 | 0 | 0 | 0 | 0 | 0 | 0 | 0 | 0 | 0 | 0 | 0 | 0 | 0 | 0 | 1 | 0 | 2330.1177
2025-01-03 | 3227.954 | 20.4 | 0 | 0 | 0 | 0 | 0 | 0 | 0 | 0 | 0 | 0 | 0 | 0 | 0 | 0 | 0 | 0 | 0 | 0 | 0 | 0 | 0 | 0 | 0 | 0 | 0 | 1 | 2254.9974
2025-01-04 | 3134.558 | 20.42 | 0 | 1 | 1 | 0 | 0 | 0 | 0 | 0 | 0 | 0 | 0 | 0 | 0 | 0 | 0 | 0 | 0 | 0 | 0 | 0 | 0 | 0 | 0 | 0 | 0 | 0 | 1955.2939
2025-01-04 | 3121.032 | 20.51 | 0 | 1 | 0 | 1 | 0 | 0 | 0 | 0 | 0 | 0 | 0 | 0 | 0 | 0 | 0 | 0 | 0 | 0 | 0 | 0 | 0 | 0 | 0 | 0 | 0 | 0 | 1933.2397
2025-01-04 | 3090.41 | 20.58 | 0 | 1 | 0 | 0 | 1 | 0 | 0 | 0 | 0 | 0 | 0 | 0 | 0 | 0 | 0 | 0 | 0 | 0 | 0 | 0 | 0 | 0 | 0 | 0 | 0 | 0 | 1928.1141
2025-01-04 | 3132.643 | 20.67 | 0 | 1 | 0 | 0 | 0 | 1 | 0 | 0 | 0 | 0 | 0 | 0 | 0 | 0 | 0 | 0 | 0 | 0 | 0 | 0 | 0 | 0 | 0 | 0 | 0 | 0 | 1952.2908
2025-01-04 | 3172.163 | 20.93 | 0 | 1 | 0 | 0 | 0 | 0 | 1 | 0 | 0 | 0 | 0 | 0 | 0 | 0 | 0 | 0 | 0 | 0 | 0 | 0 | 0 | 0 | 0 | 0 | 0 | 0 | 2003.9432
2025-01-04 | 3214.234 | 21.44 | 0 | 1 | 0 | 0 | 0 | 0 | 0 | 1 | 0 | 0 | 0 | 0 | 0 | 0 | 0 | 0 | 0 | 0 | 0 | 0 | 0 | 0 | 0 | 0 | 0 | 0 | 2125.0767
2025-01-04 | 3351.347 | 21.7 | 0 | 1 | 0 | 0 | 0 | 0 | 0 | 0 | 1 | 0 | 0 | 0 | 0 | 0 | 0 | 0 | 0 | 0 | 0 | 0 | 0 | 0 | 0 | 0 | 0 | 0 | 2334.0535
2025-01-04 | 3546.398 | 21.74 | 0 | 1 | 0 | 0 | 0 | 0 | 0 | 0 | 0 | 1 | 0 | 0 | 0 | 0 | 0 | 0 | 0 | 0 | 0 | 0 | 0 | 0 | 0 | 0 | 0 | 0 | 2552.5586
2025-01-04 | 3710.19 | 22.02 | 0 | 1 | 0 | 0 | 0 | 0 | 0 | 0 | 0 | 0 | 1 | 0 | 0 | 0 | 0 | 0 | 0 | 0 | 0 | 0 | 0 | 0 | 0 | 0 | 0 | 0 | 2796.4424
2025-01-04 | 3920.262 | 21.9 | 0 | 1 | 0 | 0 | 0 | 0 | 0 | 0 | 0 | 0 | 0 | 1 | 0 | 0 | 0 | 0 | 0 | 0 | 0 | 0 | 0 | 0 | 0 | 0 | 0 | 0 | 2970.352
2025-01-04 | 4213.577 | 21.25 | 0 | 1 | 0 | 0 | 0 | 0 | 0 | 0 | 0 | 0 | 0 | 0 | 1 | 0 | 0 | 0 | 0 | 0 | 0 | 0 | 0 | 0 | 0 | 0 | 0 | 0 | 3048.6437
2025-01-04 | 4337.448 | 20.76 | 0 | 1 | 0 | 0 | 0 | 0 | 0 | 0 | 0 | 0 | 0 | 0 | 0 | 1 | 0 | 0 | 0 | 0 | 0 | 0 | 0 | 0 | 0 | 0 | 0 | 0 | 3035.4834
2025-01-04 | 4314.014 | 20.41 | 0 | 1 | 0 | 0 | 0 | 0 | 0 | 0 | 0 | 0 | 0 | 0 | 0 | 0 | 1 | 0 | 0 | 0 | 0 | 0 | 0 | 0 | 0 | 0 | 0 | 0 | 3001.9562
2025-01-04 | 4202.147 | 20.05 | 0 | 1 | 0 | 0 | 0 | 0 | 0 | 0 | 0 | 0 | 0 | 0 | 0 | 0 | 0 | 1 | 0 | 0 | 0 | 0 | 0 | 0 | 0 | 0 | 0 | 0 | 2965.4858
2025-01-04 | 4102.072 | 19.96 | 0 | 1 | 0 | 0 | 0 | 0 | 0 | 0 | 0 | 0 | 0 | 0 | 0 | 0 | 0 | 0 | 1 | 0 | 0 | 0 | 0 | 0 | 0 | 0 | 0 | 0 | 2906.0764
2025-01-04 | 4205.888 | 20.01 | 0 | 1 | 0 | 0 | 0 | 0 | 0 | 0 | 0 | 0 | 0 | 0 | 0 | 0 | 0 | 0 | 0 | 1 | 0 | 0 | 0 | 0 | 0 | 0 | 0 | 0 | 2790.1085
2025-01-04 | 4183.396 | 20.41 | 0 | 1 | 0 | 0 | 0 | 0 | 0 | 0 | 0 | 0 | 0 | 0 | 0 | 0 | 0 | 0 | 0 | 0 | 1 | 0 | 0 | 0 | 0 | 0 | 0 | 0 | 2639.643
2025-01-04 | 4173.259 | 21.23 | 0 | 1 | 0 | 0 | 0 | 0 | 0 | 0 | 0 | 0 | 0 | 0 | 0 | 0 | 0 | 0 | 0 | 0 | 0 | 1 | 0 | 0 | 0 | 0 | 0 | 0 | 2541.2857
2025-01-04 | 4062.1 | 21.63 | 0 | 1 | 0 | 0 | 0 | 0 | 0 | 0 | 0 | 0 | 0 | 0 | 0 | 0 | 0 | 0 | 0 | 0 | 0 | 0 | 1 | 0 | 0 | 0 | 0 | 0 | 2495.2668
2025-01-04 | 3915.045 | 21.79 | 0 | 1 | 0 | 0 | 0 | 0 | 0 | 0 | 0 | 0 | 0 | 0 | 0 | 0 | 0 | 0 | 0 | 0 | 0 | 0 | 0 | 1 | 0 | 0 | 0 | 0 | 2442.9666
2025-01-04 | 3763.152 | 22.05 | 0 | 1 | 0 | 0 | 0 | 0 | 0 | 0 | 0 | 0 | 0 | 0 | 0 | 0 | 0 | 0 | 0 | 0 | 0 | 0 | 0 | 0 | 1 | 0 | 0 | 0 | 2354.1271
2025-01-04 | 3612.001 | 22.23 | 0 | 1 | 0 | 0 | 0 | 0 | 0 | 0 | 0 | 0 | 0 | 0 | 0 | 0 | 0 | 0 | 0 | 0 | 0 | 0 | 0 | 0 | 0 | 1 | 0 | 0 | 2236.2493
2025-01-04 | 3399.861 | 22.41 | 0 | 1 | 0 | 0 | 0 | 0 | 0 | 0 | 0 | 0 | 0 | 0 | 0 | 0 | 0 | 0 | 0 | 0 | 0 | 0 | 0 | 0 | 0 | 0 | 1 | 0 | 2134.8949
2025-01-04 | 3265.24 | 22.61 | 0 | 1 | 0 | 0 | 0 | 0 | 0 | 0 | 0 | 0 | 0 | 0 | 0 | 0 | 0 | 0 | 0 | 0 | 0 | 0 | 0 | 0 | 0 | 0 | 0 | 1 | 2064.1453
2025-01-05 | 3154.262 | 22.76 | 0 | 1 | 1 | 0 | 0 | 0 | 0 | 0 | 0 | 0 | 0 | 0 | 0 | 0 | 0 | 0 | 0 | 0 | 0 | 0 | 0 | 0 | 0 | 0 | 0 | 0 | 2033.9654
2025-01-05 | 3128.584 | 22.89 | 0 | 1 | 0 | 1 | 0 | 0 | 0 | 0 | 0 | 0 | 0 | 0 | 0 | 0 | 0 | 0 | 0 | 0 | 0 | 0 | 0 | 0 | 0 | 0 | 0 | 0 | 2013.256
2025-01-05 | 3116.104 | 22.87 | 0 | 1 | 0 | 0 | 1 | 0 | 0 | 0 | 0 | 0 | 0 | 0 | 0 | 0 | 0 | 0 | 0 | 0 | 0 | 0 | 0 | 0 | 0 | 0 | 0 | 0 | 2005.1047
2025-01-05 | 3128.434 | 22.9 | 0 | 1 | 0 | 0 | 0 | 1 | 0 | 0 | 0 | 0 | 0 | 0 | 0 | 0 | 0 | 0 | 0 | 0 | 0 | 0 | 0 | 0 | 0 | 0 | 0 | 0 | 2027.2641
2025-01-05 | 3173.887 | 22.96 | 0 | 1 | 0 | 0 | 0 | 0 | 1 | 0 | 0 | 0 | 0 | 0 | 0 | 0 | 0 | 0 | 0 | 0 | 0 | 0 | 0 | 0 | 0 | 0 | 0 | 0 | 2072.1924
2025-01-05 | 3204.525 | 22.72 | 0 | 1 | 0 | 0 | 0 | 0 | 0 | 1 | 0 | 0 | 0 | 0 | 0 | 0 | 0 | 0 | 0 | 0 | 0 | 0 | 0 | 0 | 0 | 0 | 0 | 0 | 2168.1107
2025-01-05 | 3252.23 | 22.72 | 0 | 1 | 0 | 0 | 0 | 0 | 0 | 0 | 1 | 0 | 0 | 0 | 0 | 0 | 0 | 0 | 0 | 0 | 0 | 0 | 0 | 0 | 0 | 0 | 0 | 0 | 2368.3463
2025-01-05 | 3375.076 | 22.66 | 0 | 1 | 0 | 0 | 0 | 0 | 0 | 0 | 0 | 1 | 0 | 0 | 0 | 0 | 0 | 0 | 0 | 0 | 0 | 0 | 0 | 0 | 0 | 0 | 0 | 0 | 2583.4893
2025-01-05 | 3411.044 | 22.64 | 0 | 1 | 0 | 0 | 0 | 0 | 0 | 0 | 0 | 0 | 1 | 0 | 0 | 0 | 0 | 0 | 0 | 0 | 0 | 0 | 0 | 0 | 0 | 0 | 0 | 0 | 2817.287
2025-01-05 | 3652.213 | 22.05 | 0 | 1 | 0 | 0 | 0 | 0 | 0 | 0 | 0 | 0 | 0 | 1 | 0 | 0 | 0 | 0 | 0 | 0 | 0 | 0 | 0 | 0 | 0 | 0 | 0 | 0 | 2975.3951
2025-01-05 | 3881.555 | 21.62 | 0 | 1 | 0 | 0 | 0 | 0 | 0 | 0 | 0 | 0 | 0 | 0 | 1 | 0 | 0 | 0 | 0 | 0 | 0 | 0 | 0 | 0 | 0 | 0 | 0 | 0 | 3061.0832
2025-01-05 | 3969.133 | 20.99 | 0 | 1 | 0 | 0 | 0 | 0 | 0 | 0 | 0 | 0 | 0 | 0 | 0 | 1 | 0 | 0 | 0 | 0 | 0 | 0 | 0 | 0 | 0 | 0 | 0 | 0 | 3043.2161
2025-01-05 | 3999.245 | 20.44 | 0 | 1 | 0 | 0 | 0 | 0 | 0 | 0 | 0 | 0 | 0 | 0 | 0 | 0 | 1 | 0 | 0 | 0 | 0 | 0 | 0 | 0 | 0 | 0 | 0 | 0 | 3002.9648
2025-01-05 | 3956.217 | 19.92 | 0 | 1 | 0 | 0 | 0 | 0 | 0 | 0 | 0 | 0 | 0 | 0 | 0 | 0 | 0 | 1 | 0 | 0 | 0 | 0 | 0 | 0 | 0 | 0 | 0 | 0 | 2961.1151
2025-01-05 | 3905.557 | 19.77 | 0 | 1 | 0 | 0 | 0 | 0 | 0 | 0 | 0 | 0 | 0 | 0 | 0 | 0 | 0 | 0 | 1 | 0 | 0 | 0 | 0 | 0 | 0 | 0 | 0 | 0 | 2899.6886
2025-01-05 | 3833.834 | 19.76 | 0 | 1 | 0 | 0 | 0 | 0 | 0 | 0 | 0 | 0 | 0 | 0 | 0 | 0 | 0 | 0 | 0 | 1 | 0 | 0 | 0 | 0 | 0 | 0 | 0 | 0 | 2781.7034
2025-01-05 | 3896.814 | 20.07 | 0 | 1 | 0 | 0 | 0 | 0 | 0 | 0 | 0 | 0 | 0 | 0 | 0 | 0 | 0 | 0 | 0 | 0 | 1 | 0 | 0 | 0 | 0 | 0 | 0 | 0 | 2628.212
2025-01-05 | 3992.86 | 20.57 | 0 | 1 | 0 | 0 | 0 | 0 | 0 | 0 | 0 | 0 | 0 | 0 | 0 | 0 | 0 | 0 | 0 | 0 | 0 | 1 | 0 | 0 | 0 | 0 | 0 | 0 | 2519.0963
2025-01-05 | 3884.367 | 21.08 | 0 | 1 | 0 | 0 | 0 | 0 | 0 | 0 | 0 | 0 | 0 | 0 | 0 | 0 | 0 | 0 | 0 | 0 | 0 | 0 | 1 | 0 | 0 | 0 | 0 | 0 | 2476.7756
2025-01-05 | 3727.756 | 21.22 | 0 | 1 | 0 | 0 | 0 | 0 | 0 | 0 | 0 | 0 | 0 | 0 | 0 | 0 | 0 | 0 | 0 | 0 | 0 | 0 | 0 | 1 | 0 | 0 | 0 | 0 | 2423.803
2025-01-05 | 3589.491 | 21.44 | 0 | 1 | 0 | 0 | 0 | 0 | 0 | 0 | 0 | 0 | 0 | 0 | 0 | 0 | 0 | 0 | 0 | 0 | 0 | 0 | 0 | 0 | 1 | 0 | 0 | 0 | 2333.6187
2025-01-05 | 3451.277 | 21.75 | 0 | 1 | 0 | 0 | 0 | 0 | 0 | 0 | 0 | 0 | 0 | 0 | 0 | 0 | 0 | 0 | 0 | 0 | 0 | 0 | 0 | 0 | 0 | 1 | 0 | 0 | 2220.1116
2025-01-05 | 3249.326 | 21.9 | 0 | 1 | 0 | 0 | 0 | 0 | 0 | 0 | 0 | 0 | 0 | 0 | 0 | 0 | 0 | 0 | 0 | 0 | 0 | 0 | 0 | 0 | 0 | 0 | 1 | 0 | 2117.7485
2025-01-05 | 3145.99 | 22.05 | 0 | 1 | 0 | 0 | 0 | 0 | 0 | 0 | 0 | 0 | 0 | 0 | 0 | 0 | 0 | 0 | 0 | 0 | 0 | 0 | 0 | 0 | 0 | 0 | 0 | 1 | 2045.3179
2025-01-06 | 3074.865 | 22.18 | 0 | 0 | 1 | 0 | 0 | 0 | 0 | 0 | 0 | 0 | 0 | 0 | 0 | 0 | 0 | 0 | 0 | 0 | 0 | 0 | 0 | 0 | 0 | 0 | 0 | 0 | 2279.6187
2025-01-06 | 3091.251 | 22.17 | 0 | 0 | 0 | 1 | 0 | 0 | 0 | 0 | 0 | 0 | 0 | 0 | 0 | 0 | 0 | 0 | 0 | 0 | 0 | 0 | 0 | 0 | 0 | 0 | 0 | 0 | 2254.2025
2025-01-06 | 3125.848 | 22.62 | 0 | 0 | 0 | 0 | 1 | 0 | 0 | 0 | 0 | 0 | 0 | 0 | 0 | 0 | 0 | 0 | 0 | 0 | 0 | 0 | 0 | 0 | 0 | 0 | 0 | 0 | 2261.8527
2025-01-06 | 3137.711 | 22.68 | 0 | 0 | 0 | 0 | 0 | 1 | 0 | 0 | 0 | 0 | 0 | 0 | 0 | 0 | 0 | 0 | 0 | 0 | 0 | 0 | 0 | 0 | 0 | 0 | 0 | 0 | 2285.0207
2025-01-06 | 3237.596 | 22.86 | 0 | 0 | 0 | 0 | 0 | 0 | 1 | 0 | 0 | 0 | 0 | 0 | 0 | 0 | 0 | 0 | 0 | 0 | 0 | 0 | 0 | 0 | 0 | 0 | 0 | 0 | 2333.9835
2025-01-06 | 3371.949 | 23.05 | 0 | 0 | 0 | 0 | 0 | 0 | 0 | 1 | 0 | 0 | 0 | 0 | 0 | 0 | 0 | 0 | 0 | 0 | 0 | 0 | 0 | 0 | 0 | 0 | 0 | 0 | 2444.3585
2025-01-06 | 3614.875 | 23.23 | 0 | 0 | 0 | 0 | 0 | 0 | 0 | 0 | 1 | 0 | 0 | 0 | 0 | 0 | 0 | 0 | 0 | 0 | 0 | 0 | 0 | 0 | 0 | 0 | 0 | 0 | 2650.6457
2025-01-06 | 4164.565 | 22.78 | 0 | 0 | 0 | 0 | 0 | 0 | 0 | 0 | 0 | 1 | 0 | 0 | 0 | 0 | 0 | 0 | 0 | 0 | 0 | 0 | 0 | 0 | 0 | 0 | 0 | 0 | 2852.6768
2025-01-06 | 4669.318 | 23.22 | 0 | 0 | 0 | 0 | 0 | 0 | 0 | 0 | 0 | 0 | 1 | 0 | 0 | 0 | 0 | 0 | 0 | 0 | 0 | 0 | 0 | 0 | 0 | 0 | 0 | 0 | 3101.9398
2025-01-06 | 5172.34 | 22.86 | 0 | 0 | 0 | 0 | 0 | 0 | 0 | 0 | 0 | 0 | 0 | 1 | 0 | 0 | 0 | 0 | 0 | 0 | 0 | 0 | 0 | 0 | 0 | 0 | 0 | 0 | 3267.7806
2025-01-06 | 5404.263 | 22.42 | 0 | 0 | 0 | 0 | 0 | 0 | 0 | 0 | 0 | 0 | 0 | 0 | 1 | 0 | 0 | 0 | 0 | 0 | 0 | 0 | 0 | 0 | 0 | 0 | 0 | 0 | 3353.1326
2025-01-06 | 5418.325 | 21.56 | 0 | 0 | 0 | 0 | 0 | 0 | 0 | 0 | 0 | 0 | 0 | 0 | 0 | 1 | 0 | 0 | 0 | 0 | 0 | 0 | 0 | 0 | 0 | 0 | 0 | 0 | 3327.5328
2025-01-06 | 5362.388 | 21 | 0 | 0 | 0 | 0 | 0 | 0 | 0 | 0 | 0 | 0 | 0 | 0 | 0 | 0 | 1 | 0 | 0 | 0 | 0 | 0 | 0 | 0 | 0 | 0 | 0 | 0 | 3286.9453
2025-01-06 | 5388.742 | 20.97 | 0 | 0 | 0 | 0 | 0 | 0 | 0 | 0 | 0 | 0 | 0 | 0 | 0 | 0 | 0 | 1 | 0 | 0 | 0 | 0 | 0 | 0 | 0 | 0 | 0 | 0 | 3261.5695
2025-01-06 | 5310.506 | 20.42 | 0 | 0 | 0 | 0 | 0 | 0 | 0 | 0 | 0 | 0 | 0 | 0 | 0 | 0 | 0 | 0 | 1 | 0 | 0 | 0 | 0 | 0 | 0 | 0 | 0 | 0 | 3186.6949
2025-01-06 | 5167.399 | 20.76 | 0 | 0 | 0 | 0 | 0 | 0 | 0 | 0 | 0 | 0 | 0 | 0 | 0 | 0 | 0 | 0 | 0 | 1 | 0 | 0 | 0 | 0 | 0 | 0 | 0 | 0 | 3080.4768
2025-01-06 | 5047.063 | 21.28 | 0 | 0 | 0 | 0 | 0 | 0 | 0 | 0 | 0 | 0 | 0 | 0 | 0 | 0 | 0 | 0 | 0 | 0 | 1 | 0 | 0 | 0 | 0 | 0 | 0 | 0 | 2934.0457
2025-01-06 | 4878.218 | 21.88 | 0 | 0 | 0 | 0 | 0 | 0 | 0 | 0 | 0 | 0 | 0 | 0 | 0 | 0 | 0 | 0 | 0 | 0 | 0 | 1 | 0 | 0 | 0 | 0 | 0 | 0 | 2828.292
2025-01-06 | 4531.287 | 22.29 | 0 | 0 | 0 | 0 | 0 | 0 | 0 | 0 | 0 | 0 | 0 | 0 | 0 | 0 | 0 | 0 | 0 | 0 | 0 | 0 | 1 | 0 | 0 | 0 | 0 | 0 | 2782.6093
2025-01-06 | 4314.562 | 22.62 | 0 | 0 | 0 | 0 | 0 | 0 | 0 | 0 | 0 | 0 | 0 | 0 | 0 | 0 | 0 | 0 | 0 | 0 | 0 | 0 | 0 | 1 | 0 | 0 | 0 | 0 | 2736.0245
2025-01-06 | 4035.192 | 23.05 | 0 | 0 | 0 | 0 | 0 | 0 | 0 | 0 | 0 | 0 | 0 | 0 | 0 | 0 | 0 | 0 | 0 | 0 | 0 | 0 | 0 | 0 | 1 | 0 | 0 | 0 | 2652.9005
2025-01-06 | 3754.236 | 23.39 | 0 | 0 | 0 | 0 | 0 | 0 | 0 | 0 | 0 | 0 | 0 | 0 | 0 | 0 | 0 | 0 | 0 | 0 | 0 | 0 | 0 | 0 | 0 | 1 | 0 | 0 | 2540.402
2025-01-06 | 3524.12 | 23.58 | 0 | 0 | 0 | 0 | 0 | 0 | 0 | 0 | 0 | 0 | 0 | 0 | 0 | 0 | 0 | 0 | 0 | 0 | 0 | 0 | 0 | 0 | 0 | 0 | 1 | 0 | 2439.3837
2025-01-06 | 3394.335 | 23.92 | 0 | 0 | 0 | 0 | 0 | 0 | 0 | 0 | 0 | 0 | 0 | 0 | 0 | 0 | 0 | 0 | 0 | 0 | 0 | 0 | 0 | 0 | 0 | 0 | 0 | 1 | 2373.341
2025-01-07 | 3319.504 | 24.29 | 0 | 0 | 1 | 0 | 0 | 0 | 0 | 0 | 0 | 0 | 0 | 0 | 0 | 0 | 0 | 0 | 0 | 0 | 0 | 0 | 0 | 0 | 0 | 0 | 0 | 0 | 2350.5576
2025-01-07 | 3311.168 | 24.49 | 0 | 0 | 0 | 1 | 0 | 0 | 0 | 0 | 0 | 0 | 0 | 0 | 0 | 0 | 0 | 0 | 0 | 0 | 0 | 0 | 0 | 0 | 0 | 0 | 0 | 0 | 2332.2016
2025-01-07 | 3314.474 | 24.52 | 0 | 0 | 0 | 0 | 1 | 0 | 0 | 0 | 0 | 0 | 0 | 0 | 0 | 0 | 0 | 0 | 0 | 0 | 0 | 0 | 0 | 0 | 0 | 0 | 0 | 0 | 2325.7313
2025-01-07 | 3323.294 | 24.73 | 0 | 0 | 0 | 0 | 0 | 1 | 0 | 0 | 0 | 0 | 0 | 0 | 0 | 0 | 0 | 0 | 0 | 0 | 0 | 0 | 0 | 0 | 0 | 0 | 0 | 0 | 2353.9424
2025-01-07 | 3419.453 | 24.9 | 0 | 0 | 0 | 0 | 0 | 0 | 1 | 0 | 0 | 0 | 0 | 0 | 0 | 0 | 0 | 0 | 0 | 0 | 0 | 0 | 0 | 0 | 0 | 0 | 0 | 0 | 2402.5689
2025-01-07 | 3529.976 | 25.22 | 0 | 0 | 0 | 0 | 0 | 0 | 0 | 1 | 0 | 0 | 0 | 0 | 0 | 0 | 0 | 0 | 0 | 0 | 0 | 0 | 0 | 0 | 0 | 0 | 0 | 0 | 2517.3146
2025-01-07 | 3814.607 | 25.01 | 0 | 0 | 0 | 0 | 0 | 0 | 0 | 0 | 1 | 0 | 0 | 0 | 0 | 0 | 0 | 0 | 0 | 0 | 0 | 0 | 0 | 0 | 0 | 0 | 0 | 0 | 2710.4899
2025-01-07 | 4380.043 | 24.92 | 0 | 0 | 0 | 0 | 0 | 0 | 0 | 0 | 0 | 1 | 0 | 0 | 0 | 0 | 0 | 0 | 0 | 0 | 0 | 0 | 0 | 0 | 0 | 0 | 0 | 0 | 2924.6243
2025-01-07 | 4982.262 | 24.67 | 0 | 0 | 0 | 0 | 0 | 0 | 0 | 0 | 0 | 0 | 1 | 0 | 0 | 0 | 0 | 0 | 0 | 0 | 0 | 0 | 0 | 0 | 0 | 0 | 0 | 0 | 3150.6893
2025-01-07 | 5311.671 | 24.11 | 0 | 0 | 0 | 0 | 0 | 0 | 0 | 0 | 0 | 0 | 0 | 1 | 0 | 0 | 0 | 0 | 0 | 0 | 0 | 0 | 0 | 0 | 0 | 0 | 0 | 0 | 3309.806
2025-01-07 | 5548.844 | 23.13 | 0 | 0 | 0 | 0 | 0 | 0 | 0 | 0 | 0 | 0 | 0 | 0 | 1 | 0 | 0 | 0 | 0 | 0 | 0 | 0 | 0 | 0 | 0 | 0 | 0 | 0 | 3377.003
2025-01-07 | 5548.268 | 22.65 | 0 | 0 | 0 | 0 | 0 | 0 | 0 | 0 | 0 | 0 | 0 | 0 | 0 | 1 | 0 | 0 | 0 | 0 | 0 | 0 | 0 | 0 | 0 | 0 | 0 | 0 | 3364.1789
2025-01-07 | 5464.617 | 21.85 | 0 | 0 | 0 | 0 | 0 | 0 | 0 | 0 | 0 | 0 | 0 | 0 | 0 | 0 | 1 | 0 | 0 | 0 | 0 | 0 | 0 | 0 | 0 | 0 | 0 | 0 | 3315.5225
2025-01-07 | 5422.735 | 21.14 | 0 | 0 | 0 | 0 | 0 | 0 | 0 | 0 | 0 | 0 | 0 | 0 | 0 | 0 | 0 | 1 | 0 | 0 | 0 | 0 | 0 | 0 | 0 | 0 | 0 | 0 | 3267.285
2025-01-07 | 5390.114 | 20.84 | 0 | 0 | 0 | 0 | 0 | 0 | 0 | 0 | 0 | 0 | 0 | 0 | 0 | 0 | 0 | 0 | 1 | 0 | 0 | 0 | 0 | 0 | 0 | 0 | 0 | 0 | 3200.8154
2025-01-07 | 5314.515 | 20.71 | 0 | 0 | 0 | 0 | 0 | 0 | 0 | 0 | 0 | 0 | 0 | 0 | 0 | 0 | 0 | 0 | 0 | 1 | 0 | 0 | 0 | 0 | 0 | 0 | 0 | 0 | 3078.7958
2025-01-07 | 5103.208 | 20.91 | 0 | 0 | 0 | 0 | 0 | 0 | 0 | 0 | 0 | 0 | 0 | 0 | 0 | 0 | 0 | 0 | 0 | 0 | 1 | 0 | 0 | 0 | 0 | 0 | 0 | 0 | 2921.6062
2025-01-07 | 4862.857 | 21.67 | 0 | 0 | 0 | 0 | 0 | 0 | 0 | 0 | 0 | 0 | 0 | 0 | 0 | 0 | 0 | 0 | 0 | 0 | 0 | 1 | 0 | 0 | 0 | 0 | 0 | 0 | 2821.2317
2025-01-07 | 4562.002 | 22.05 | 0 | 0 | 0 | 0 | 0 | 0 | 0 | 0 | 0 | 0 | 0 | 0 | 0 | 0 | 0 | 0 | 0 | 0 | 0 | 0 | 1 | 0 | 0 | 0 | 0 | 0 | 2774.5404
2025-01-07 | 4278.908 | 22.19 | 0 | 0 | 0 | 0 | 0 | 0 | 0 | 0 | 0 | 0 | 0 | 0 | 0 | 0 | 0 | 0 | 0 | 0 | 0 | 0 | 0 | 1 | 0 | 0 | 0 | 0 | 2721.5678
2025-01-07 | 4087.618 | 22.19 | 0 | 0 | 0 | 0 | 0 | 0 | 0 | 0 | 0 | 0 | 0 | 0 | 0 | 0 | 0 | 0 | 0 | 0 | 0 | 0 | 0 | 0 | 1 | 0 | 0 | 0 | 2623.9871
2025-01-07 | 3788.464 | 22.34 | 0 | 0 | 0 | 0 | 0 | 0 | 0 | 0 | 0 | 0 | 0 | 0 | 0 | 0 | 0 | 0 | 0 | 0 | 0 | 0 | 0 | 0 | 0 | 1 | 0 | 0 | 2505.1007
2025-01-07 | 3496.462 | 22.23 | 0 | 0 | 0 | 0 | 0 | 0 | 0 | 0 | 0 | 0 | 0 | 0 | 0 | 0 | 0 | 0 | 0 | 0 | 0 | 0 | 0 | 0 | 0 | 0 | 1 | 0 | 2393.9963
2025-01-07 | 3418.641 | 22.43 | 0 | 0 | 0 | 0 | 0 | 0 | 0 | 0 | 0 | 0 | 0 | 0 | 0 | 0 | 0 | 0 | 0 | 0 | 0 | 0 | 0 | 0 | 0 | 0 | 0 | 1 | 2323.2467
2025-01-08 | 3330.958 | 22.51 | 0 | 0 | 1 | 0 | 0 | 0 | 0 | 0 | 0 | 0 | 0 | 0 | 0 | 0 | 0 | 0 | 0 | 0 | 0 | 0 | 0 | 0 | 0 | 0 | 0 | 0 | 2290.7134
2025-01-08 | 3366.014 | 22.5 | 0 | 0 | 0 | 1 | 0 | 0 | 0 | 0 | 0 | 0 | 0 | 0 | 0 | 0 | 0 | 0 | 0 | 0 | 0 | 0 | 0 | 0 | 0 | 0 | 0 | 0 | 2265.2972
2025-01-08 | 3383.586 | 22.65 | 0 | 0 | 0 | 0 | 1 | 0 | 0 | 0 | 0 | 0 | 0 | 0 | 0 | 0 | 0 | 0 | 0 | 0 | 0 | 0 | 0 | 0 | 0 | 0 | 0 | 0 | 2262.8613
2025-01-08 | 3408.991 | 22.65 | 0 | 0 | 0 | 0 | 0 | 1 | 0 | 0 | 0 | 0 | 0 | 0 | 0 | 0 | 0 | 0 | 0 | 0 | 0 | 0 | 0 | 0 | 0 | 0 | 0 | 0 | 2284.0121
2025-01-08 | 3556.793 | 22.78 | 0 | 0 | 0 | 0 | 0 | 0 | 1 | 0 | 0 | 0 | 0 | 0 | 0 | 0 | 0 | 0 | 0 | 0 | 0 | 0 | 0 | 0 | 0 | 0 | 0 | 0 | 2331.2938
2025-01-08 | 3661.21 | 23.33 | 0 | 0 | 0 | 0 | 0 | 0 | 0 | 1 | 0 | 0 | 0 | 0 | 0 | 0 | 0 | 0 | 0 | 0 | 0 | 0 | 0 | 0 | 0 | 0 | 0 | 0 | 2453.7722
2025-01-08 | 3957.602 | 23.61 | 0 | 0 | 0 | 0 | 0 | 0 | 0 | 0 | 1 | 0 | 0 | 0 | 0 | 0 | 0 | 0 | 0 | 0 | 0 | 0 | 0 | 0 | 0 | 0 | 0 | 0 | 2663.4214
2025-01-08 | 4526.686 | 23.44 | 0 | 0 | 0 | 0 | 0 | 0 | 0 | 0 | 0 | 1 | 0 | 0 | 0 | 0 | 0 | 0 | 0 | 0 | 0 | 0 | 0 | 0 | 0 | 0 | 0 | 0 | 2874.8662
2025-01-08 | 5072.647 | 23.38 | 0 | 0 | 0 | 0 | 0 | 0 | 0 | 0 | 0 | 0 | 1 | 0 | 0 | 0 | 0 | 0 | 0 | 0 | 0 | 0 | 0 | 0 | 0 | 0 | 0 | 0 | 3107.3191
2025-01-08 | 5498.96 | 22.83 | 0 | 0 | 0 | 0 | 0 | 0 | 0 | 0 | 0 | 0 | 0 | 1 | 0 | 0 | 0 | 0 | 0 | 0 | 0 | 0 | 0 | 0 | 0 | 0 | 0 | 0 | 3266.772
2025-01-08 | 5693.168 | 21.98 | 0 | 0 | 0 | 0 | 0 | 0 | 0 | 0 | 0 | 0 | 0 | 0 | 1 | 0 | 0 | 0 | 0 | 0 | 0 | 0 | 0 | 0 | 0 | 0 | 0 | 0 | 3338.3396
2025-01-08 | 5722.317 | 21.12 | 0 | 0 | 0 | 0 | 0 | 0 | 0 | 0 | 0 | 0 | 0 | 0 | 0 | 1 | 0 | 0 | 0 | 0 | 0 | 0 | 0 | 0 | 0 | 0 | 0 | 0 | 3312.7398
2025-01-08 | 5680.248 | 20.53 | 0 | 0 | 0 | 0 | 0 | 0 | 0 | 0 | 0 | 0 | 0 | 0 | 0 | 0 | 1 | 0 | 0 | 0 | 0 | 0 | 0 | 0 | 0 | 0 | 0 | 0 | 3271.1437
2025-01-08 | 5661.403 | 20.23 | 0 | 0 | 0 | 0 | 0 | 0 | 0 | 0 | 0 | 0 | 0 | 0 | 0 | 0 | 0 | 1 | 0 | 0 | 0 | 0 | 0 | 0 | 0 | 0 | 0 | 0 | 3236.6905
2025-01-08 | 5525.304 | 19.95 | 0 | 0 | 0 | 0 | 0 | 0 | 0 | 0 | 0 | 0 | 0 | 0 | 0 | 0 | 0 | 0 | 1 | 0 | 0 | 0 | 0 | 0 | 0 | 0 | 0 | 0 | 3170.8933
2025-01-08 | 5412.542 | 19.93 | 0 | 0 | 0 | 0 | 0 | 0 | 0 | 0 | 0 | 0 | 0 | 0 | 0 | 0 | 0 | 0 | 0 | 1 | 0 | 0 | 0 | 0 | 0 | 0 | 0 | 0 | 3052.572
2025-01-08 | 5273.367 | 20.1 | 0 | 0 | 0 | 0 | 0 | 0 | 0 | 0 | 0 | 0 | 0 | 0 | 0 | 0 | 0 | 0 | 0 | 0 | 1 | 0 | 0 | 0 | 0 | 0 | 0 | 0 | 2894.3737
2025-01-08 | 5053.479 | 20.4 | 0 | 0 | 0 | 0 | 0 | 0 | 0 | 0 | 0 | 0 | 0 | 0 | 0 | 0 | 0 | 0 | 0 | 0 | 0 | 1 | 0 | 0 | 0 | 0 | 0 | 0 | 2778.5339
2025-01-08 | 4732.07 | 20.53 | 0 | 0 | 0 | 0 | 0 | 0 | 0 | 0 | 0 | 0 | 0 | 0 | 0 | 0 | 0 | 0 | 0 | 0 | 0 | 0 | 1 | 0 | 0 | 0 | 0 | 0 | 2723.4375
2025-01-08 | 4435.995 | 20.64 | 0 | 0 | 0 | 0 | 0 | 0 | 0 | 0 | 0 | 0 | 0 | 0 | 0 | 0 | 0 | 0 | 0 | 0 | 0 | 0 | 0 | 1 | 0 | 0 | 0 | 0 | 2669.4563
2025-01-08 | 4162.623 | 20.58 | 0 | 0 | 0 | 0 | 0 | 0 | 0 | 0 | 0 | 0 | 0 | 0 | 0 | 0 | 0 | 0 | 0 | 0 | 0 | 0 | 0 | 0 | 1 | 0 | 0 | 0 | 2569.8583
2025-01-08 | 3872.396 | 20.71 | 0 | 0 | 0 | 0 | 0 | 0 | 0 | 0 | 0 | 0 | 0 | 0 | 0 | 0 | 0 | 0 | 0 | 0 | 0 | 0 | 0 | 0 | 0 | 1 | 0 | 0 | 2450.2995
2025-01-08 | 3689.659 | 20.65 | 0 | 0 | 0 | 0 | 0 | 0 | 0 | 0 | 0 | 0 | 0 | 0 | 0 | 0 | 0 | 0 | 0 | 0 | 0 | 0 | 0 | 0 | 0 | 0 | 1 | 0 | 2340.8762
2025-01-08 | 3543.146 | 20.68 | 0 | 0 | 0 | 0 | 0 | 0 | 0 | 0 | 0 | 0 | 0 | 0 | 0 | 0 | 0 | 0 | 0 | 0 | 0 | 0 | 0 | 0 | 0 | 0 | 0 | 1 | 2264.4111
2025-01-09 | 3452.51 | 20.77 | 0 | 0 | 1 | 0 | 0 | 0 | 0 | 0 | 0 | 0 | 0 | 0 | 0 | 0 | 0 | 0 | 0 | 0 | 0 | 0 | 0 | 0 | 0 | 0 | 0 | 0 | 2232.2141
2025-01-09 | 3446.469 | 20.7 | 0 | 0 | 0 | 1 | 0 | 0 | 0 | 0 | 0 | 0 | 0 | 0 | 0 | 0 | 0 | 0 | 0 | 0 | 0 | 0 | 0 | 0 | 0 | 0 | 0 | 0 | 2204.7806
2025-01-09 | 3449.093 | 20.76 | 0 | 0 | 0 | 0 | 1 | 0 | 0 | 0 | 0 | 0 | 0 | 0 | 0 | 0 | 0 | 0 | 0 | 0 | 0 | 0 | 0 | 0 | 0 | 0 | 0 | 0 | 2199.3189
2025-01-09 | 3497.972 | 20.77 | 0 | 0 | 0 | 0 | 0 | 1 | 0 | 0 | 0 | 0 | 0 | 0 | 0 | 0 | 0 | 0 | 0 | 0 | 0 | 0 | 0 | 0 | 0 | 0 | 0 | 0 | 2220.8059
2025-01-09 | 3617.28 | 20.83 | 0 | 0 | 0 | 0 | 0 | 0 | 1 | 0 | 0 | 0 | 0 | 0 | 0 | 0 | 0 | 0 | 0 | 0 | 0 | 0 | 0 | 0 | 0 | 0 | 0 | 0 | 2265.7342
2025-01-09 | 3692.016 | 20.99 | 0 | 0 | 0 | 0 | 0 | 0 | 0 | 1 | 0 | 0 | 0 | 0 | 0 | 0 | 0 | 0 | 0 | 0 | 0 | 0 | 0 | 0 | 0 | 0 | 0 | 0 | 2375.1007
2025-01-09 | 3977.871 | 20.98 | 0 | 0 | 0 | 0 | 0 | 0 | 0 | 0 | 1 | 0 | 0 | 0 | 0 | 0 | 0 | 0 | 0 | 0 | 0 | 0 | 0 | 0 | 0 | 0 | 0 | 0 | 2575
2025-01-09 | 4550.173 | 20.95 | 0 | 0 | 0 | 0 | 0 | 0 | 0 | 0 | 0 | 1 | 0 | 0 | 0 | 0 | 0 | 0 | 0 | 0 | 0 | 0 | 0 | 0 | 0 | 0 | 0 | 0 | 2791.1516
2025-01-09 | 5093.188 | 20.79 | 0 | 0 | 0 | 0 | 0 | 0 | 0 | 0 | 0 | 0 | 1 | 0 | 0 | 0 | 0 | 0 | 0 | 0 | 0 | 0 | 0 | 0 | 0 | 0 | 0 | 0 | 3020.2425
2025-01-09 | 5410.023 | 20.34 | 0 | 0 | 0 | 0 | 0 | 0 | 0 | 0 | 0 | 0 | 0 | 1 | 0 | 0 | 0 | 0 | 0 | 0 | 0 | 0 | 0 | 0 | 0 | 0 | 0 | 0 | 3183.0574
2025-01-09 | 5713.694 | 19.7 | 0 | 0 | 0 | 0 | 0 | 0 | 0 | 0 | 0 | 0 | 0 | 0 | 1 | 0 | 0 | 0 | 0 | 0 | 0 | 0 | 0 | 0 | 0 | 0 | 0 | 0 | 3261.6853
2025-01-09 | 5760.244 | 19.04 | 0 | 0 | 0 | 0 | 0 | 0 | 0 | 0 | 0 | 0 | 0 | 0 | 0 | 1 | 0 | 0 | 0 | 0 | 0 | 0 | 0 | 0 | 0 | 0 | 0 | 0 | 3242.8096
2025-01-09 | 5752.59 | 18.45 | 0 | 0 | 0 | 0 | 0 | 0 | 0 | 0 | 0 | 0 | 0 | 0 | 0 | 0 | 1 | 0 | 0 | 0 | 0 | 0 | 0 | 0 | 0 | 0 | 0 | 0 | 3201.2134
2025-01-09 | 5637.122 | 18.13 | 0 | 0 | 0 | 0 | 0 | 0 | 0 | 0 | 0 | 0 | 0 | 0 | 0 | 0 | 0 | 1 | 0 | 0 | 0 | 0 | 0 | 0 | 0 | 0 | 0 | 0 | 3166.0878
2025-01-09 | 5583.894 | 17.91 | 0 | 0 | 0 | 0 | 0 | 0 | 0 | 0 | 0 | 0 | 0 | 0 | 0 | 0 | 0 | 0 | 1 | 0 | 0 | 0 | 0 | 0 | 0 | 0 | 0 | 0 | 3102.3079
2025-01-09 | 5453.554 | 17.8 | 0 | 0 | 0 | 0 | 0 | 0 | 0 | 0 | 0 | 0 | 0 | 0 | 0 | 0 | 0 | 0 | 0 | 1 | 0 | 0 | 0 | 0 | 0 | 0 | 0 | 0 | 2980.9607
2025-01-09 | 5353.526 | 18.12 | 0 | 0 | 0 | 0 | 0 | 0 | 0 | 0 | 0 | 0 | 0 | 0 | 0 | 0 | 0 | 0 | 0 | 0 | 1 | 0 | 0 | 0 | 0 | 0 | 0 | 0 | 2827.8055
2025-01-09 | 5090.583 | 18.9 | 0 | 0 | 0 | 0 | 0 | 0 | 0 | 0 | 0 | 0 | 0 | 0 | 0 | 0 | 0 | 0 | 0 | 0 | 0 | 1 | 0 | 0 | 0 | 0 | 0 | 0 | 2728.1034
2025-01-09 | 4691.66 | 19.07 | 0 | 0 | 0 | 0 | 0 | 0 | 0 | 0 | 0 | 0 | 0 | 0 | 0 | 0 | 0 | 0 | 0 | 0 | 0 | 0 | 1 | 0 | 0 | 0 | 0 | 0 | 2674.3519
2025-01-09 | 4406.204 | 19.41 | 0 | 0 | 0 | 0 | 0 | 0 | 0 | 0 | 0 | 0 | 0 | 0 | 0 | 0 | 0 | 0 | 0 | 0 | 0 | 0 | 0 | 1 | 0 | 0 | 0 | 0 | 2628.1033
2025-01-09 | 4097.074 | 19.5 | 0 | 0 | 0 | 0 | 0 | 0 | 0 | 0 | 0 | 0 | 0 | 0 | 0 | 0 | 0 | 0 | 0 | 0 | 0 | 0 | 0 | 0 | 1 | 0 | 0 | 0 | 2533.5484
2025-01-09 | 3866.58 | 19.48 | 0 | 0 | 0 | 0 | 0 | 0 | 0 | 0 | 0 | 0 | 0 | 0 | 0 | 0 | 0 | 0 | 0 | 0 | 0 | 0 | 0 | 0 | 0 | 1 | 0 | 0 | 2408.9465
2025-01-09 | 3610.62 | 19.53 | 0 | 0 | 0 | 0 | 0 | 0 | 0 | 0 | 0 | 0 | 0 | 0 | 0 | 0 | 0 | 0 | 0 | 0 | 0 | 0 | 0 | 0 | 0 | 0 | 1 | 0 | 2303.2214
2025-01-09 | 3472.002 | 19.55 | 0 | 0 | 0 | 0 | 0 | 0 | 0 | 0 | 0 | 0 | 0 | 0 | 0 | 0 | 0 | 0 | 0 | 0 | 0 | 0 | 0 | 0 | 0 | 0 | 0 | 1 | 2226.4202
2025-01-10 | 3442.914 | 19.44 | 0 | 0 | 1 | 0 | 0 | 0 | 0 | 0 | 0 | 0 | 0 | 0 | 0 | 0 | 0 | 0 | 0 | 0 | 0 | 0 | 0 | 0 | 0 | 0 | 0 | 0 | 2187.499
2025-01-10 | 3411.908 | 19.73 | 0 | 0 | 0 | 1 | 0 | 0 | 0 | 0 | 0 | 0 | 0 | 0 | 0 | 0 | 0 | 0 | 0 | 0 | 0 | 0 | 0 | 0 | 0 | 0 | 0 | 0 | 2172.1689
2025-01-10 | 3368.964 | 19.93 | 0 | 0 | 0 | 0 | 1 | 0 | 0 | 0 | 0 | 0 | 0 | 0 | 0 | 0 | 0 | 0 | 0 | 0 | 0 | 0 | 0 | 0 | 0 | 0 | 0 | 0 | 2171.414
2025-01-10 | 3390.62 | 20.17 | 0 | 0 | 0 | 0 | 0 | 1 | 0 | 0 | 0 | 0 | 0 | 0 | 0 | 0 | 0 | 0 | 0 | 0 | 0 | 0 | 0 | 0 | 0 | 0 | 0 | 0 | 2200.6337
2025-01-10 | 3481.419 | 20.06 | 0 | 0 | 0 | 0 | 0 | 0 | 1 | 0 | 0 | 0 | 0 | 0 | 0 | 0 | 0 | 0 | 0 | 0 | 0 | 0 | 0 | 0 | 0 | 0 | 0 | 0 | 2239.8466
2025-01-10 | 3579.342 | 20.28 | 0 | 0 | 0 | 0 | 0 | 0 | 0 | 1 | 0 | 0 | 0 | 0 | 0 | 0 | 0 | 0 | 0 | 0 | 0 | 0 | 0 | 0 | 0 | 0 | 0 | 0 | 2351.2302
2025-01-10 | 3861.82 | 20.13 | 0 | 0 | 0 | 0 | 0 | 0 | 0 | 0 | 1 | 0 | 0 | 0 | 0 | 0 | 0 | 0 | 0 | 0 | 0 | 0 | 0 | 0 | 0 | 0 | 0 | 0 | 2546.4227
2025-01-10 | 4397.751 | 19.93 | 0 | 0 | 0 | 0 | 0 | 0 | 0 | 0 | 0 | 1 | 0 | 0 | 0 | 0 | 0 | 0 | 0 | 0 | 0 | 0 | 0 | 0 | 0 | 0 | 0 | 0 | 2756.8589
2025-01-10 | 4961.674 | 20.01 | 0 | 0 | 0 | 0 | 0 | 0 | 0 | 0 | 0 | 0 | 1 | 0 | 0 | 0 | 0 | 0 | 0 | 0 | 0 | 0 | 0 | 0 | 0 | 0 | 0 | 0 | 2994.0186
2025-01-10 | 5204.83 | 19.49 | 0 | 0 | 0 | 0 | 0 | 0 | 0 | 0 | 0 | 0 | 0 | 1 | 0 | 0 | 0 | 0 | 0 | 0 | 0 | 0 | 0 | 0 | 0 | 0 | 0 | 0 | 3154.4801
2025-01-10 | 5399.557 | 19.14 | 0 | 0 | 0 | 0 | 0 | 0 | 0 | 0 | 0 | 0 | 0 | 0 | 1 | 0 | 0 | 0 | 0 | 0 | 0 | 0 | 0 | 0 | 0 | 0 | 0 | 0 | 3242.8579
2025-01-10 | 5478.696 | 18.59 | 0 | 0 | 0 | 0 | 0 | 0 | 0 | 0 | 0 | 0 | 0 | 0 | 0 | 1 | 0 | 0 | 0 | 0 | 0 | 0 | 0 | 0 | 0 | 0 | 0 | 0 | 3227.6804
2025-01-10 | 5432.723 | 18.36 | 0 | 0 | 0 | 0 | 0 | 0 | 0 | 0 | 0 | 0 | 0 | 0 | 0 | 0 | 1 | 0 | 0 | 0 | 0 | 0 | 0 | 0 | 0 | 0 | 0 | 0 | 3198.1876
2025-01-10 | 5321.544 | 18.2 | 0 | 0 | 0 | 0 | 0 | 0 | 0 | 0 | 0 | 0 | 0 | 0 | 0 | 0 | 0 | 1 | 0 | 0 | 0 | 0 | 0 | 0 | 0 | 0 | 0 | 0 | 3168.4412
2025-01-10 | 5265.31 | 18.2 | 0 | 0 | 0 | 0 | 0 | 0 | 0 | 0 | 0 | 0 | 0 | 0 | 0 | 0 | 0 | 0 | 1 | 0 | 0 | 0 | 0 | 0 | 0 | 0 | 0 | 0 | 3112.0578
2025-01-10 | 5188.318 | 18.71 | 0 | 0 | 0 | 0 | 0 | 0 | 0 | 0 | 0 | 0 | 0 | 0 | 0 | 0 | 0 | 0 | 0 | 1 | 0 | 0 | 0 | 0 | 0 | 0 | 0 | 0 | 3011.5552
2025-01-10 | 5041.429 | 19.1 | 0 | 0 | 0 | 0 | 0 | 0 | 0 | 0 | 0 | 0 | 0 | 0 | 0 | 0 | 0 | 0 | 0 | 0 | 1 | 0 | 0 | 0 | 0 | 0 | 0 | 0 | 2860.7534
2025-01-10 | 4772.881 | 19.48 | 0 | 0 | 0 | 0 | 0 | 0 | 0 | 0 | 0 | 0 | 0 | 0 | 0 | 0 | 0 | 0 | 0 | 0 | 0 | 1 | 0 | 0 | 0 | 0 | 0 | 0 | 2747.6032
2025-01-10 | 4357.437 | 19.61 | 0 | 0 | 0 | 0 | 0 | 0 | 0 | 0 | 0 | 0 | 0 | 0 | 0 | 0 | 0 | 0 | 0 | 0 | 0 | 0 | 1 | 0 | 0 | 0 | 0 | 0 | 2692.5068
2025-01-10 | 4147.77 | 19.56 | 0 | 0 | 0 | 0 | 0 | 0 | 0 | 0 | 0 | 0 | 0 | 0 | 0 | 0 | 0 | 0 | 0 | 0 | 0 | 0 | 0 | 1 | 0 | 0 | 0 | 0 | 2633.1463
2025-01-10 | 3931.884 | 19.91 | 0 | 0 | 0 | 0 | 0 | 0 | 0 | 0 | 0 | 0 | 0 | 0 | 0 | 0 | 0 | 0 | 0 | 0 | 0 | 0 | 0 | 0 | 1 | 0 | 0 | 0 | 2547.3327
2025-01-10 | 3697.087 | 19.94 | 0 | 0 | 0 | 0 | 0 | 0 | 0 | 0 | 0 | 0 | 0 | 0 | 0 | 0 | 0 | 0 | 0 | 0 | 0 | 0 | 0 | 0 | 0 | 1 | 0 | 0 | 2424.4119
2025-01-10 | 3442.404 | 20.02 | 0 | 0 | 0 | 0 | 0 | 0 | 0 | 0 | 0 | 0 | 0 | 0 | 0 | 0 | 0 | 0 | 0 | 0 | 0 | 0 | 0 | 0 | 0 | 0 | 1 | 0 | 2319.6954
2025-01-10 | 3292.972 | 20.29 | 0 | 0 | 0 | 0 | 0 | 0 | 0 | 0 | 0 | 0 | 0 | 0 | 0 | 0 | 0 | 0 | 0 | 0 | 0 | 0 | 0 | 0 | 0 | 0 | 0 | 1 | 2251.2992
2025-01-11 | 3163.073 | 20.69 | 0 | 1 | 1 | 0 | 0 | 0 | 0 | 0 | 0 | 0 | 0 | 0 | 0 | 0 | 0 | 0 | 0 | 0 | 0 | 0 | 0 | 0 | 0 | 0 | 0 | 0 | 1964.3714
2025-01-11 | 3125.405 | 20.8 | 0 | 1 | 0 | 1 | 0 | 0 | 0 | 0 | 0 | 0 | 0 | 0 | 0 | 0 | 0 | 0 | 0 | 0 | 0 | 0 | 0 | 0 | 0 | 0 | 0 | 0 | 1942.9896
2025-01-11 | 3071.872 | 21.66 | 0 | 1 | 0 | 0 | 1 | 0 | 0 | 0 | 0 | 0 | 0 | 0 | 0 | 0 | 0 | 0 | 0 | 0 | 0 | 0 | 0 | 0 | 0 | 0 | 0 | 0 | 1964.4241
2025-01-11 | 3151.145 | 21.73 | 0 | 1 | 0 | 0 | 0 | 1 | 0 | 0 | 0 | 0 | 0 | 0 | 0 | 0 | 0 | 0 | 0 | 0 | 0 | 0 | 0 | 0 | 0 | 0 | 0 | 0 | 1987.9283
2025-01-11 | 3162.653 | 22.09 | 0 | 1 | 0 | 0 | 0 | 0 | 1 | 0 | 0 | 0 | 0 | 0 | 0 | 0 | 0 | 0 | 0 | 0 | 0 | 0 | 0 | 0 | 0 | 0 | 0 | 0 | 2042.9427
2025-01-11 | 3164.619 | 22.14 | 0 | 1 | 0 | 0 | 0 | 0 | 0 | 1 | 0 | 0 | 0 | 0 | 0 | 0 | 0 | 0 | 0 | 0 | 0 | 0 | 0 | 0 | 0 | 0 | 0 | 0 | 2148.6109
2025-01-11 | 3297.496 | 22.01 | 0 | 1 | 0 | 0 | 0 | 0 | 0 | 0 | 1 | 0 | 0 | 0 | 0 | 0 | 0 | 0 | 0 | 0 | 0 | 0 | 0 | 0 | 0 | 0 | 0 | 0 | 2344.4758
2025-01-11 | 3506.716 | 21.77 | 0 | 1 | 0 | 0 | 0 | 0 | 0 | 0 | 0 | 1 | 0 | 0 | 0 | 0 | 0 | 0 | 0 | 0 | 0 | 0 | 0 | 0 | 0 | 0 | 0 | 0 | 2553.5672
2025-01-11 | 3721.851 | 21.69 | 0 | 1 | 0 | 0 | 0 | 0 | 0 | 0 | 0 | 0 | 1 | 0 | 0 | 0 | 0 | 0 | 0 | 0 | 0 | 0 | 0 | 0 | 0 | 0 | 0 | 0 | 2785.3477
2025-01-11 | 4031.007 | 21.27 | 0 | 1 | 0 | 0 | 0 | 0 | 0 | 0 | 0 | 0 | 0 | 1 | 0 | 0 | 0 | 0 | 0 | 0 | 0 | 0 | 0 | 0 | 0 | 0 | 0 | 0 | 2949.1712
2025-01-11 | 4290.944 | 20.46 | 0 | 1 | 0 | 0 | 0 | 0 | 0 | 0 | 0 | 0 | 0 | 0 | 1 | 0 | 0 | 0 | 0 | 0 | 0 | 0 | 0 | 0 | 0 | 0 | 0 | 0 | 3022.0836
2025-01-11 | 4323.59 | 19.76 | 0 | 1 | 0 | 0 | 0 | 0 | 0 | 0 | 0 | 0 | 0 | 0 | 0 | 1 | 0 | 0 | 0 | 0 | 0 | 0 | 0 | 0 | 0 | 0 | 0 | 0 | 3001.8631
2025-01-11 | 4267.304 | 18.99 | 0 | 1 | 0 | 0 | 0 | 0 | 0 | 0 | 0 | 0 | 0 | 0 | 0 | 0 | 1 | 0 | 0 | 0 | 0 | 0 | 0 | 0 | 0 | 0 | 0 | 0 | 2954.2153
2025-01-11 | 4188.928 | 19.4 | 0 | 1 | 0 | 0 | 0 | 0 | 0 | 0 | 0 | 0 | 0 | 0 | 0 | 0 | 0 | 1 | 0 | 0 | 0 | 0 | 0 | 0 | 0 | 0 | 0 | 0 | 2943.6325
2025-01-11 | 4180.868 | 18.82 | 0 | 1 | 0 | 0 | 0 | 0 | 0 | 0 | 0 | 0 | 0 | 0 | 0 | 0 | 0 | 0 | 1 | 0 | 0 | 0 | 0 | 0 | 0 | 0 | 0 | 0 | 2867.7493
2025-01-11 | 4138.449 | 18.4 | 0 | 1 | 0 | 0 | 0 | 0 | 0 | 0 | 0 | 0 | 0 | 0 | 0 | 0 | 0 | 0 | 0 | 1 | 0 | 0 | 0 | 0 | 0 | 0 | 0 | 0 | 2735.9798
2025-01-11 | 4156.379 | 18.47 | 0 | 1 | 0 | 0 | 0 | 0 | 0 | 0 | 0 | 0 | 0 | 0 | 0 | 0 | 0 | 0 | 0 | 0 | 1 | 0 | 0 | 0 | 0 | 0 | 0 | 0 | 2574.4195
2025-01-11 | 4139.977 | 18.96 | 0 | 1 | 0 | 0 | 0 | 0 | 0 | 0 | 0 | 0 | 0 | 0 | 0 | 0 | 0 | 0 | 0 | 0 | 0 | 1 | 0 | 0 | 0 | 0 | 0 | 0 | 2464.9676
2025-01-11 | 4022.562 | 18.97 | 0 | 1 | 0 | 0 | 0 | 0 | 0 | 0 | 0 | 0 | 0 | 0 | 0 | 0 | 0 | 0 | 0 | 0 | 0 | 0 | 1 | 0 | 0 | 0 | 0 | 0 | 2405.8367
2025-01-11 | 3875.729 | 18.97 | 0 | 1 | 0 | 0 | 0 | 0 | 0 | 0 | 0 | 0 | 0 | 0 | 0 | 0 | 0 | 0 | 0 | 0 | 0 | 0 | 0 | 1 | 0 | 0 | 0 | 0 | 2348.1573
2025-01-11 | 3734.678 | 19.02 | 0 | 1 | 0 | 0 | 0 | 0 | 0 | 0 | 0 | 0 | 0 | 0 | 0 | 0 | 0 | 0 | 0 | 0 | 0 | 0 | 0 | 0 | 1 | 0 | 0 | 0 | 2252.2576
2025-01-11 | 3565.661 | 18.81 | 0 | 1 | 0 | 0 | 0 | 0 | 0 | 0 | 0 | 0 | 0 | 0 | 0 | 0 | 0 | 0 | 0 | 0 | 0 | 0 | 0 | 0 | 0 | 1 | 0 | 0 | 2121.2678
2025-01-11 | 3368.497 | 18.66 | 0 | 1 | 0 | 0 | 0 | 0 | 0 | 0 | 0 | 0 | 0 | 0 | 0 | 0 | 0 | 0 | 0 | 0 | 0 | 0 | 0 | 0 | 0 | 0 | 1 | 0 | 2008.8187
2025-01-11 | 3222.558 | 18.65 | 0 | 1 | 0 | 0 | 0 | 0 | 0 | 0 | 0 | 0 | 0 | 0 | 0 | 0 | 0 | 0 | 0 | 0 | 0 | 0 | 0 | 0 | 0 | 0 | 0 | 1 | 1931.0088
2025-01-12 | 3091.052 | 18.46 | 0 | 1 | 1 | 0 | 0 | 0 | 0 | 0 | 0 | 0 | 0 | 0 | 0 | 0 | 0 | 0 | 0 | 0 | 0 | 0 | 0 | 0 | 0 | 0 | 0 | 0 | 1889.398
2025-01-12 | 3070.813 | 18.51 | 0 | 1 | 0 | 1 | 0 | 0 | 0 | 0 | 0 | 0 | 0 | 0 | 0 | 0 | 0 | 0 | 0 | 0 | 0 | 0 | 0 | 0 | 0 | 0 | 0 | 0 | 1865.999
2025-01-12 | 3040.505 | 18.38 | 0 | 1 | 0 | 0 | 1 | 0 | 0 | 0 | 0 | 0 | 0 | 0 | 0 | 0 | 0 | 0 | 0 | 0 | 0 | 0 | 0 | 0 | 0 | 0 | 0 | 0 | 1854.1494
2025-01-12 | 3065.27 | 18.55 | 0 | 1 | 0 | 0 | 0 | 1 | 0 | 0 | 0 | 0 | 0 | 0 | 0 | 0 | 0 | 0 | 0 | 0 | 0 | 0 | 0 | 0 | 0 | 0 | 0 | 0 | 1881.0157
2025-01-12 | 3097.075 | 18.16 | 0 | 1 | 0 | 0 | 0 | 0 | 1 | 0 | 0 | 0 | 0 | 0 | 0 | 0 | 0 | 0 | 0 | 0 | 0 | 0 | 0 | 0 | 0 | 0 | 0 | 0 | 1910.8149
2025-01-12 | 3137.734 | 17.76 | 0 | 1 | 0 | 0 | 0 | 0 | 0 | 1 | 0 | 0 | 0 | 0 | 0 | 0 | 0 | 0 | 0 | 0 | 0 | 0 | 0 | 0 | 0 | 0 | 0 | 0 | 2001.3539
2025-01-12 | 3170.849 | 18.13 | 0 | 1 | 0 | 0 | 0 | 0 | 0 | 0 | 1 | 0 | 0 | 0 | 0 | 0 | 0 | 0 | 0 | 0 | 0 | 0 | 0 | 0 | 0 | 0 | 0 | 0 | 2214.029
2025-01-12 | 3327.917 | 18.38 | 0 | 1 | 0 | 0 | 0 | 0 | 0 | 0 | 0 | 1 | 0 | 0 | 0 | 0 | 0 | 0 | 0 | 0 | 0 | 0 | 0 | 0 | 0 | 0 | 0 | 0 | 2439.5943
2025-01-12 | 3437.462 | 18.45 | 0 | 1 | 0 | 0 | 0 | 0 | 0 | 0 | 0 | 0 | 1 | 0 | 0 | 0 | 0 | 0 | 0 | 0 | 0 | 0 | 0 | 0 | 0 | 0 | 0 | 0 | 2676.4178
2025-01-12 | 3656.044 | 18.82 | 0 | 1 | 0 | 0 | 0 | 0 | 0 | 0 | 0 | 0 | 0 | 1 | 0 | 0 | 0 | 0 | 0 | 0 | 0 | 0 | 0 | 0 | 0 | 0 | 0 | 0 | 2866.8014
2025-01-12 | 3868.485 | 18.84 | 0 | 1 | 0 | 0 | 0 | 0 | 0 | 0 | 0 | 0 | 0 | 0 | 1 | 0 | 0 | 0 | 0 | 0 | 0 | 0 | 0 | 0 | 0 | 0 | 0 | 0 | 2967.6187
2025-01-12 | 3995.312 | 18.41 | 0 | 1 | 0 | 0 | 0 | 0 | 0 | 0 | 0 | 0 | 0 | 0 | 0 | 1 | 0 | 0 | 0 | 0 | 0 | 0 | 0 | 0 | 0 | 0 | 0 | 0 | 2956.4757
2025-01-12 | 4002.76 | 18.41 | 0 | 1 | 0 | 0 | 0 | 0 | 0 | 0 | 0 | 0 | 0 | 0 | 0 | 0 | 1 | 0 | 0 | 0 | 0 | 0 | 0 | 0 | 0 | 0 | 0 | 0 | 2934.7156
2025-01-12 | 3910.616 | 18.74 | 0 | 1 | 0 | 0 | 0 | 0 | 0 | 0 | 0 | 0 | 0 | 0 | 0 | 0 | 0 | 1 | 0 | 0 | 0 | 0 | 0 | 0 | 0 | 0 | 0 | 0 | 2921.4431
2025-01-12 | 3942.751 | 19.2 | 0 | 1 | 0 | 0 | 0 | 0 | 0 | 0 | 0 | 0 | 0 | 0 | 0 | 0 | 0 | 0 | 1 | 0 | 0 | 0 | 0 | 0 | 0 | 0 | 0 | 0 | 2880.525
2025-01-12 | 3869.187 | 19.42 | 0 | 1 | 0 | 0 | 0 | 0 | 0 | 0 | 0 | 0 | 0 | 0 | 0 | 0 | 0 | 0 | 0 | 1 | 0 | 0 | 0 | 0 | 0 | 0 | 0 | 0 | 2770.2725
2025-01-12 | 3994.015 | 19.79 | 0 | 1 | 0 | 0 | 0 | 0 | 0 | 0 | 0 | 0 | 0 | 0 | 0 | 0 | 0 | 0 | 0 | 0 | 1 | 0 | 0 | 0 | 0 | 0 | 0 | 0 | 2618.7984
2025-01-12 | 3995.588 | 20.34 | 0 | 1 | 0 | 0 | 0 | 0 | 0 | 0 | 0 | 0 | 0 | 0 | 0 | 0 | 0 | 0 | 0 | 0 | 0 | 1 | 0 | 0 | 0 | 0 | 0 | 0 | 2511.3636
2025-01-12 | 3870.304 | 20.57 | 0 | 1 | 0 | 0 | 0 | 0 | 0 | 0 | 0 | 0 | 0 | 0 | 0 | 0 | 0 | 0 | 0 | 0 | 0 | 0 | 1 | 0 | 0 | 0 | 0 | 0 | 2459.6293
2025-01-12 | 3699.221 | 20.49 | 0 | 1 | 0 | 0 | 0 | 0 | 0 | 0 | 0 | 0 | 0 | 0 | 0 | 0 | 0 | 0 | 0 | 0 | 0 | 0 | 0 | 1 | 0 | 0 | 0 | 0 | 2399.2602
2025-01-12 | 3544.841 | 20.78 | 0 | 1 | 0 | 0 | 0 | 0 | 0 | 0 | 0 | 0 | 0 | 0 | 0 | 0 | 0 | 0 | 0 | 0 | 0 | 0 | 0 | 0 | 1 | 0 | 0 | 0 | 2311.4293
2025-01-12 | 3414.285 | 21.12 | 0 | 1 | 0 | 0 | 0 | 0 | 0 | 0 | 0 | 0 | 0 | 0 | 0 | 0 | 0 | 0 | 0 | 0 | 0 | 0 | 0 | 0 | 0 | 1 | 0 | 0 | 2198.9308
2025-01-12 | 3268.98 | 21.27 | 0 | 1 | 0 | 0 | 0 | 0 | 0 | 0 | 0 | 0 | 0 | 0 | 0 | 0 | 0 | 0 | 0 | 0 | 0 | 0 | 0 | 0 | 0 | 0 | 1 | 0 | 2096.5677
2025-01-12 | 3124.189 | 21.52 | 0 | 1 | 0 | 0 | 0 | 0 | 0 | 0 | 0 | 0 | 0 | 0 | 0 | 0 | 0 | 0 | 0 | 0 | 0 | 0 | 0 | 0 | 0 | 0 | 0 | 1 | 2027.4991
2025-01-13 | 3064.865 | 21.41 | 0 | 0 | 1 | 0 | 0 | 0 | 0 | 0 | 0 | 0 | 0 | 0 | 0 | 0 | 0 | 0 | 0 | 0 | 0 | 0 | 0 | 0 | 0 | 0 | 0 | 0 | 2253.7311
2025-01-13 | 3029.898 | 21.53 | 0 | 0 | 0 | 1 | 0 | 0 | 0 | 0 | 0 | 0 | 0 | 0 | 0 | 0 | 0 | 0 | 0 | 0 | 0 | 0 | 0 | 0 | 0 | 0 | 0 | 0 | 2232.6855
2025-01-13 | 3017.22 | 21.66 | 0 | 0 | 0 | 0 | 1 | 0 | 0 | 0 | 0 | 0 | 0 | 0 | 0 | 0 | 0 | 0 | 0 | 0 | 0 | 0 | 0 | 0 | 0 | 0 | 0 | 0 | 2229.5772
2025-01-13 | 3044.066 | 21.69 | 0 | 0 | 0 | 0 | 0 | 1 | 0 | 0 | 0 | 0 | 0 | 0 | 0 | 0 | 0 | 0 | 0 | 0 | 0 | 0 | 0 | 0 | 0 | 0 | 0 | 0 | 2251.7366
2025-01-13 | 3076.355 | 21.87 | 0 | 0 | 0 | 0 | 0 | 0 | 1 | 0 | 0 | 0 | 0 | 0 | 0 | 0 | 0 | 0 | 0 | 0 | 0 | 0 | 0 | 0 | 0 | 0 | 0 | 0 | 2300.6993
2025-01-13 | 3154.784 | 22.17 | 0 | 0 | 0 | 0 | 0 | 0 | 0 | 1 | 0 | 0 | 0 | 0 | 0 | 0 | 0 | 0 | 0 | 0 | 0 | 0 | 0 | 0 | 0 | 0 | 0 | 0 | 2414.7726
2025-01-13 | 3373.869 | 22.04 | 0 | 0 | 0 | 0 | 0 | 0 | 0 | 0 | 1 | 0 | 0 | 0 | 0 | 0 | 0 | 0 | 0 | 0 | 0 | 0 | 0 | 0 | 0 | 0 | 0 | 0 | 2610.6375
2025-01-13 | 3953.283 | 22.42 | 0 | 0 | 0 | 0 | 0 | 0 | 0 | 0 | 0 | 1 | 0 | 0 | 0 | 0 | 0 | 0 | 0 | 0 | 0 | 0 | 0 | 0 | 0 | 0 | 0 | 0 | 2840.5735
2025-01-13 | 4490.406 | 22.56 | 0 | 0 | 0 | 0 | 0 | 0 | 0 | 0 | 0 | 0 | 1 | 0 | 0 | 0 | 0 | 0 | 0 | 0 | 0 | 0 | 0 | 0 | 0 | 0 | 0 | 0 | 3079.7504
2025-01-13 | 4867.607 | 22.51 | 0 | 0 | 0 | 0 | 0 | 0 | 0 | 0 | 0 | 0 | 0 | 1 | 0 | 0 | 0 | 0 | 0 | 0 | 0 | 0 | 0 | 0 | 0 | 0 | 0 | 0 | 3256.0135
2025-01-13 | 5143.172 | 21.99 | 0 | 0 | 0 | 0 | 0 | 0 | 0 | 0 | 0 | 0 | 0 | 0 | 1 | 0 | 0 | 0 | 0 | 0 | 0 | 0 | 0 | 0 | 0 | 0 | 0 | 0 | 3338.6758
2025-01-13 | 5187.043 | 21.69 | 0 | 0 | 0 | 0 | 0 | 0 | 0 | 0 | 0 | 0 | 0 | 0 | 0 | 1 | 0 | 0 | 0 | 0 | 0 | 0 | 0 | 0 | 0 | 0 | 0 | 0 | 3331.9034
2025-01-13 | 5115.504 | 21.54 | 0 | 0 | 0 | 0 | 0 | 0 | 0 | 0 | 0 | 0 | 0 | 0 | 0 | 0 | 1 | 0 | 0 | 0 | 0 | 0 | 0 | 0 | 0 | 0 | 0 | 0 | 3305.1002
2025-01-13 | 5228.619 | 21.45 | 0 | 0 | 0 | 0 | 0 | 0 | 0 | 0 | 0 | 0 | 0 | 0 | 0 | 0 | 0 | 1 | 0 | 0 | 0 | 0 | 0 | 0 | 0 | 0 | 0 | 0 | 3277.7073
2025-01-13 | 5244.351 | 21.25 | 0 | 0 | 0 | 0 | 0 | 0 | 0 | 0 | 0 | 0 | 0 | 0 | 0 | 0 | 0 | 0 | 1 | 0 | 0 | 0 | 0 | 0 | 0 | 0 | 0 | 0 | 3214.5997
2025-01-13 | 5103.869 | 21.33 | 0 | 0 | 0 | 0 | 0 | 0 | 0 | 0 | 0 | 0 | 0 | 0 | 0 | 0 | 0 | 0 | 0 | 1 | 0 | 0 | 0 | 0 | 0 | 0 | 0 | 0 | 3099.6404
2025-01-13 | 4886.688 | 21.57 | 0 | 0 | 0 | 0 | 0 | 0 | 0 | 0 | 0 | 0 | 0 | 0 | 0 | 0 | 0 | 0 | 0 | 0 | 1 | 0 | 0 | 0 | 0 | 0 | 0 | 0 | 2943.7956
2025-01-13 | 4659.984 | 22.08 | 0 | 0 | 0 | 0 | 0 | 0 | 0 | 0 | 0 | 0 | 0 | 0 | 0 | 0 | 0 | 0 | 0 | 0 | 0 | 1 | 0 | 0 | 0 | 0 | 0 | 0 | 2835.016
2025-01-13 | 4295.148 | 22.3 | 0 | 0 | 0 | 0 | 0 | 0 | 0 | 0 | 0 | 0 | 0 | 0 | 0 | 0 | 0 | 0 | 0 | 0 | 0 | 0 | 1 | 0 | 0 | 0 | 0 | 0 | 2782.9455
2025-01-13 | 4125.206 | 22.56 | 0 | 0 | 0 | 0 | 0 | 0 | 0 | 0 | 0 | 0 | 0 | 0 | 0 | 0 | 0 | 0 | 0 | 0 | 0 | 0 | 0 | 1 | 0 | 0 | 0 | 0 | 2734.0073
2025-01-13 | 3880.812 | 22.81 | 0 | 0 | 0 | 0 | 0 | 0 | 0 | 0 | 0 | 0 | 0 | 0 | 0 | 0 | 0 | 0 | 0 | 0 | 0 | 0 | 0 | 0 | 1 | 0 | 0 | 0 | 2644.8317
2025-01-13 | 3652.349 | 23.05 | 0 | 0 | 0 | 0 | 0 | 0 | 0 | 0 | 0 | 0 | 0 | 0 | 0 | 0 | 0 | 0 | 0 | 0 | 0 | 0 | 0 | 0 | 0 | 1 | 0 | 0 | 2528.9711
2025-01-13 | 3387.232 | 23.59 | 0 | 0 | 0 | 0 | 0 | 0 | 0 | 0 | 0 | 0 | 0 | 0 | 0 | 0 | 0 | 0 | 0 | 0 | 0 | 0 | 0 | 0 | 0 | 0 | 1 | 0 | 2439.7199
2025-01-13 | 3246.279 | 23.81 | 0 | 0 | 0 | 0 | 0 | 0 | 0 | 0 | 0 | 0 | 0 | 0 | 0 | 0 | 0 | 0 | 0 | 0 | 0 | 0 | 0 | 0 | 0 | 0 | 0 | 1 | 2369.6427
2025-01-14 | 3191.713 | 24.06 | 0 | 0 | 1 | 0 | 0 | 0 | 0 | 0 | 0 | 0 | 0 | 0 | 0 | 0 | 0 | 0 | 0 | 0 | 0 | 0 | 0 | 0 | 0 | 0 | 0 | 0 | 2342.8249
2025-01-14 | 3181.428 | 24.31 | 0 | 0 | 0 | 1 | 0 | 0 | 0 | 0 | 0 | 0 | 0 | 0 | 0 | 0 | 0 | 0 | 0 | 0 | 0 | 0 | 0 | 0 | 0 | 0 | 0 | 0 | 2326.15
2025-01-14 | 3211.767 | 24.53 | 0 | 0 | 0 | 0 | 1 | 0 | 0 | 0 | 0 | 0 | 0 | 0 | 0 | 0 | 0 | 0 | 0 | 0 | 0 | 0 | 0 | 0 | 0 | 0 | 0 | 0 | 2326.0675
2025-01-14 | 3218.299 | 24.58 | 0 | 0 | 0 | 0 | 0 | 1 | 0 | 0 | 0 | 0 | 0 | 0 | 0 | 0 | 0 | 0 | 0 | 0 | 0 | 0 | 0 | 0 | 0 | 0 | 0 | 0 | 2348.8993
2025-01-14 | 3285.57 | 24.64 | 0 | 0 | 0 | 0 | 0 | 0 | 1 | 0 | 0 | 0 | 0 | 0 | 0 | 0 | 0 | 0 | 0 | 0 | 0 | 0 | 0 | 0 | 0 | 0 | 0 | 0 | 2393.8276
2025-01-14 | 3346.06 | 24.79 | 0 | 0 | 0 | 0 | 0 | 0 | 0 | 1 | 0 | 0 | 0 | 0 | 0 | 0 | 0 | 0 | 0 | 0 | 0 | 0 | 0 | 0 | 0 | 0 | 0 | 0 | 2502.8579
2025-01-14 | 3667.361 | 24.68 | 0 | 0 | 0 | 0 | 0 | 0 | 0 | 0 | 1 | 0 | 0 | 0 | 0 | 0 | 0 | 0 | 0 | 0 | 0 | 0 | 0 | 0 | 0 | 0 | 0 | 0 | 2699.3952
2025-01-14 | 4273.783 | 24.77 | 0 | 0 | 0 | 0 | 0 | 0 | 0 | 0 | 0 | 1 | 0 | 0 | 0 | 0 | 0 | 0 | 0 | 0 | 0 | 0 | 0 | 0 | 0 | 0 | 0 | 0 | 2919.5812
2025-01-14 | 4901.349 | 24.66 | 0 | 0 | 0 | 0 | 0 | 0 | 0 | 0 | 0 | 0 | 1 | 0 | 0 | 0 | 0 | 0 | 0 | 0 | 0 | 0 | 0 | 0 | 0 | 0 | 0 | 0 | 3150.3531
2025-01-14 | 5223.227 | 24.35 | 0 | 0 | 0 | 0 | 0 | 0 | 0 | 0 | 0 | 0 | 0 | 1 | 0 | 0 | 0 | 0 | 0 | 0 | 0 | 0 | 0 | 0 | 0 | 0 | 0 | 0 | 3317.8749
2025-01-14 | 5553.751 | 23.77 | 0 | 0 | 0 | 0 | 0 | 0 | 0 | 0 | 0 | 0 | 0 | 0 | 1 | 0 | 0 | 0 | 0 | 0 | 0 | 0 | 0 | 0 | 0 | 0 | 0 | 0 | 3398.52
2025-01-14 | 5574.533 | 23.22 | 0 | 0 | 0 | 0 | 0 | 0 | 0 | 0 | 0 | 0 | 0 | 0 | 0 | 1 | 0 | 0 | 0 | 0 | 0 | 0 | 0 | 0 | 0 | 0 | 0 | 0 | 3383.3425
2025-01-14 | 5488.829 | 22.29 | 0 | 0 | 0 | 0 | 0 | 0 | 0 | 0 | 0 | 0 | 0 | 0 | 0 | 0 | 1 | 0 | 0 | 0 | 0 | 0 | 0 | 0 | 0 | 0 | 0 | 0 | 3330.3155
2025-01-14 | 5407.737 | 21.89 | 0 | 0 | 0 | 0 | 0 | 0 | 0 | 0 | 0 | 0 | 0 | 0 | 0 | 0 | 0 | 1 | 0 | 0 | 0 | 0 | 0 | 0 | 0 | 0 | 0 | 0 | 3292.5002
2025-01-14 | 5322.161 | 21.55 | 0 | 0 | 0 | 0 | 0 | 0 | 0 | 0 | 0 | 0 | 0 | 0 | 0 | 0 | 0 | 0 | 1 | 0 | 0 | 0 | 0 | 0 | 0 | 0 | 0 | 0 | 3224.6858
2025-01-14 | 5241.323 | 21.51 | 0 | 0 | 0 | 0 | 0 | 0 | 0 | 0 | 0 | 0 | 0 | 0 | 0 | 0 | 0 | 0 | 0 | 1 | 0 | 0 | 0 | 0 | 0 | 0 | 0 | 0 | 3105.6921
2025-01-14 | 5100.617 | 21.99 | 0 | 0 | 0 | 0 | 0 | 0 | 0 | 0 | 0 | 0 | 0 | 0 | 0 | 0 | 0 | 0 | 0 | 0 | 1 | 0 | 0 | 0 | 0 | 0 | 0 | 0 | 2957.9161
2025-01-14 | 4867.206 | 22.62 | 0 | 0 | 0 | 0 | 0 | 0 | 0 | 0 | 0 | 0 | 0 | 0 | 0 | 0 | 0 | 0 | 0 | 0 | 0 | 1 | 0 | 0 | 0 | 0 | 0 | 0 | 2853.171
2025-01-14 | 4536.425 | 23.12 | 0 | 0 | 0 | 0 | 0 | 0 | 0 | 0 | 0 | 0 | 0 | 0 | 0 | 0 | 0 | 0 | 0 | 0 | 0 | 0 | 1 | 0 | 0 | 0 | 0 | 0 | 2810.5142
2025-01-14 | 4251.406 | 23.31 | 0 | 0 | 0 | 0 | 0 | 0 | 0 | 0 | 0 | 0 | 0 | 0 | 0 | 0 | 0 | 0 | 0 | 0 | 0 | 0 | 0 | 1 | 0 | 0 | 0 | 0 | 2759.2225
2025-01-14 | 4040.923 | 23.5 | 0 | 0 | 0 | 0 | 0 | 0 | 0 | 0 | 0 | 0 | 0 | 0 | 0 | 0 | 0 | 0 | 0 | 0 | 0 | 0 | 0 | 0 | 1 | 0 | 0 | 0 | 2668.0297
2025-01-14 | 3720.631 | 23.61 | 0 | 0 | 0 | 0 | 0 | 0 | 0 | 0 | 0 | 0 | 0 | 0 | 0 | 0 | 0 | 0 | 0 | 0 | 0 | 0 | 0 | 0 | 0 | 1 | 0 | 0 | 2547.7985
2025-01-14 | 3481.777 | 23.75 | 0 | 0 | 0 | 0 | 0 | 0 | 0 | 0 | 0 | 0 | 0 | 0 | 0 | 0 | 0 | 0 | 0 | 0 | 0 | 0 | 0 | 0 | 0 | 0 | 1 | 0 | 2445.0992
2025-01-14 | 3359.747 | 23.9 | 0 | 0 | 0 | 0 | 0 | 0 | 0 | 0 | 0 | 0 | 0 | 0 | 0 | 0 | 0 | 0 | 0 | 0 | 0 | 0 | 0 | 0 | 0 | 0 | 0 | 1 | 2372.6686
2025-01-15 | 3336.456 | 24.3 | 0 | 0 | 1 | 0 | 0 | 0 | 0 | 0 | 0 | 0 | 0 | 0 | 0 | 0 | 0 | 0 | 0 | 0 | 0 | 0 | 0 | 0 | 0 | 0 | 0 | 0 | 2350.8938
2025-01-15 | 3307.117 | 24.42 | 0 | 0 | 0 | 1 | 0 | 0 | 0 | 0 | 0 | 0 | 0 | 0 | 0 | 0 | 0 | 0 | 0 | 0 | 0 | 0 | 0 | 0 | 0 | 0 | 0 | 0 | 2329.8482
2025-01-15 | 3310.93 | 24.58 | 0 | 0 | 0 | 0 | 1 | 0 | 0 | 0 | 0 | 0 | 0 | 0 | 0 | 0 | 0 | 0 | 0 | 0 | 0 | 0 | 0 | 0 | 0 | 0 | 0 | 0 | 2327.7485
2025-01-15 | 3349.514 | 24.85 | 0 | 0 | 0 | 0 | 0 | 1 | 0 | 0 | 0 | 0 | 0 | 0 | 0 | 0 | 0 | 0 | 0 | 0 | 0 | 0 | 0 | 0 | 0 | 0 | 0 | 0 | 2357.9768
2025-01-15 | 3405.935 | 24.9 | 0 | 0 | 0 | 0 | 0 | 0 | 1 | 0 | 0 | 0 | 0 | 0 | 0 | 0 | 0 | 0 | 0 | 0 | 0 | 0 | 0 | 0 | 0 | 0 | 0 | 0 | 2402.5689
2025-01-15 | 3520.046 | 24.73 | 0 | 0 | 0 | 0 | 0 | 0 | 0 | 1 | 0 | 0 | 0 | 0 | 0 | 0 | 0 | 0 | 0 | 0 | 0 | 0 | 0 | 0 | 0 | 0 | 0 | 0 | 2500.8407
2025-01-15 | 3803.9 | 24.66 | 0 | 0 | 0 | 0 | 0 | 0 | 0 | 0 | 1 | 0 | 0 | 0 | 0 | 0 | 0 | 0 | 0 | 0 | 0 | 0 | 0 | 0 | 0 | 0 | 0 | 0 | 2698.7228
2025-01-15 | 4477.145 | 24.33 | 0 | 0 | 0 | 0 | 0 | 0 | 0 | 0 | 0 | 1 | 0 | 0 | 0 | 0 | 0 | 0 | 0 | 0 | 0 | 0 | 0 | 0 | 0 | 0 | 0 | 0 | 2904.7883
2025-01-15 | 4974.142 | 24.33 | 0 | 0 | 0 | 0 | 0 | 0 | 0 | 0 | 0 | 0 | 1 | 0 | 0 | 0 | 0 | 0 | 0 | 0 | 0 | 0 | 0 | 0 | 0 | 0 | 0 | 0 | 3139.2584
2025-01-15 | 5298.177 | 23.43 | 0 | 0 | 0 | 0 | 0 | 0 | 0 | 0 | 0 | 0 | 0 | 1 | 0 | 0 | 0 | 0 | 0 | 0 | 0 | 0 | 0 | 0 | 0 | 0 | 0 | 0 | 3286.9442
2025-01-15 | 5575.498 | 22.62 | 0 | 0 | 0 | 0 | 0 | 0 | 0 | 0 | 0 | 0 | 0 | 0 | 1 | 0 | 0 | 0 | 0 | 0 | 0 | 0 | 0 | 0 | 0 | 0 | 0 | 0 | 3359.8566
2025-01-15 | 5672.31 | 21.91 | 0 | 0 | 0 | 0 | 0 | 0 | 0 | 0 | 0 | 0 | 0 | 0 | 0 | 1 | 0 | 0 | 0 | 0 | 0 | 0 | 0 | 0 | 0 | 0 | 0 | 0 | 3339.2999
2025-01-15 | 5600.647 | 21.31 | 0 | 0 | 0 | 0 | 0 | 0 | 0 | 0 | 0 | 0 | 0 | 0 | 0 | 0 | 1 | 0 | 0 | 0 | 0 | 0 | 0 | 0 | 0 | 0 | 0 | 0 | 3297.3676
2025-01-15 | 5570.442 | 20.86 | 0 | 0 | 0 | 0 | 0 | 0 | 0 | 0 | 0 | 0 | 0 | 0 | 0 | 0 | 0 | 1 | 0 | 0 | 0 | 0 | 0 | 0 | 0 | 0 | 0 | 0 | 3257.8713
2025-01-15 | 5446.562 | 20.66 | 0 | 0 | 0 | 0 | 0 | 0 | 0 | 0 | 0 | 0 | 0 | 0 | 0 | 0 | 0 | 0 | 1 | 0 | 0 | 0 | 0 | 0 | 0 | 0 | 0 | 0 | 3194.7637
2025-01-15 | 5340.478 | 20.82 | 0 | 0 | 0 | 0 | 0 | 0 | 0 | 0 | 0 | 0 | 0 | 0 | 0 | 0 | 0 | 0 | 0 | 1 | 0 | 0 | 0 | 0 | 0 | 0 | 0 | 0 | 3082.4941
2025-01-15 | 5161.325 | 20.94 | 0 | 0 | 0 | 0 | 0 | 0 | 0 | 0 | 0 | 0 | 0 | 0 | 0 | 0 | 0 | 0 | 0 | 0 | 1 | 0 | 0 | 0 | 0 | 0 | 0 | 0 | 2922.6148
2025-01-15 | 4940.164 | 21.31 | 0 | 0 | 0 | 0 | 0 | 0 | 0 | 0 | 0 | 0 | 0 | 0 | 0 | 0 | 0 | 0 | 0 | 0 | 0 | 1 | 0 | 0 | 0 | 0 | 0 | 0 | 2809.1284
2025-01-15 | 4571.786 | 21.62 | 0 | 0 | 0 | 0 | 0 | 0 | 0 | 0 | 0 | 0 | 0 | 0 | 0 | 0 | 0 | 0 | 0 | 0 | 0 | 0 | 1 | 0 | 0 | 0 | 0 | 0 | 2760.0837
2025-01-15 | 4281.601 | 21.96 | 0 | 0 | 0 | 0 | 0 | 0 | 0 | 0 | 0 | 0 | 0 | 0 | 0 | 0 | 0 | 0 | 0 | 0 | 0 | 0 | 0 | 1 | 0 | 0 | 0 | 0 | 2713.8351
2025-01-15 | 3957.508 | 22.16 | 0 | 0 | 0 | 0 | 0 | 0 | 0 | 0 | 0 | 0 | 0 | 0 | 0 | 0 | 0 | 0 | 0 | 0 | 0 | 0 | 0 | 0 | 1 | 0 | 0 | 0 | 2622.9785
2025-01-15 | 3702.77 | 22.41 | 0 | 0 | 0 | 0 | 0 | 0 | 0 | 0 | 0 | 0 | 0 | 0 | 0 | 0 | 0 | 0 | 0 | 0 | 0 | 0 | 0 | 0 | 0 | 1 | 0 | 0 | 2507.4541
2025-01-15 | 3458.625 | 22.26 | 0 | 0 | 0 | 0 | 0 | 0 | 0 | 0 | 0 | 0 | 0 | 0 | 0 | 0 | 0 | 0 | 0 | 0 | 0 | 0 | 0 | 0 | 0 | 0 | 1 | 0 | 2395.0049
2025-01-15 | 3363.057 | 22.33 | 0 | 0 | 0 | 0 | 0 | 0 | 0 | 0 | 0 | 0 | 0 | 0 | 0 | 0 | 0 | 0 | 0 | 0 | 0 | 0 | 0 | 0 | 0 | 0 | 0 | 1 | 2319.8847
2025-01-16 | 3292.708 | 22.73 | 0 | 0 | 1 | 0 | 0 | 0 | 0 | 0 | 0 | 0 | 0 | 0 | 0 | 0 | 0 | 0 | 0 | 0 | 0 | 0 | 0 | 0 | 0 | 0 | 0 | 0 | 2298.1099
2025-01-16 | 3255.276 | 22.87 | 0 | 0 | 0 | 1 | 0 | 0 | 0 | 0 | 0 | 0 | 0 | 0 | 0 | 0 | 0 | 0 | 0 | 0 | 0 | 0 | 0 | 0 | 0 | 0 | 0 | 0 | 2277.7367
2025-01-16 | 3232.161 | 23.02 | 0 | 0 | 0 | 0 | 1 | 0 | 0 | 0 | 0 | 0 | 0 | 0 | 0 | 0 | 0 | 0 | 0 | 0 | 0 | 0 | 0 | 0 | 0 | 0 | 0 | 0 | 2275.3008
2025-01-16 | 3224.736 | 23 | 0 | 0 | 0 | 0 | 0 | 1 | 0 | 0 | 0 | 0 | 0 | 0 | 0 | 0 | 0 | 0 | 0 | 0 | 0 | 0 | 0 | 0 | 0 | 0 | 0 | 0 | 2295.7792
2025-01-16 | 3293.63 | 23.05 | 0 | 0 | 0 | 0 | 0 | 0 | 1 | 0 | 0 | 0 | 0 | 0 | 0 | 0 | 0 | 0 | 0 | 0 | 0 | 0 | 0 | 0 | 0 | 0 | 0 | 0 | 2340.3713
2025-01-16 | 3412.569 | 23.04 | 0 | 0 | 0 | 0 | 0 | 0 | 0 | 1 | 0 | 0 | 0 | 0 | 0 | 0 | 0 | 0 | 0 | 0 | 0 | 0 | 0 | 0 | 0 | 0 | 0 | 0 | 2444.0223
2025-01-16 | 3721.944 | 23.24 | 0 | 0 | 0 | 0 | 0 | 0 | 0 | 0 | 1 | 0 | 0 | 0 | 0 | 0 | 0 | 0 | 0 | 0 | 0 | 0 | 0 | 0 | 0 | 0 | 0 | 0 | 2650.9819
2025-01-16 | 4304.729 | 23.01 | 0 | 0 | 0 | 0 | 0 | 0 | 0 | 0 | 0 | 1 | 0 | 0 | 0 | 0 | 0 | 0 | 0 | 0 | 0 | 0 | 0 | 0 | 0 | 0 | 0 | 0 | 2860.4095
2025-01-16 | 4827.49 | 23.35 | 0 | 0 | 0 | 0 | 0 | 0 | 0 | 0 | 0 | 0 | 1 | 0 | 0 | 0 | 0 | 0 | 0 | 0 | 0 | 0 | 0 | 0 | 0 | 0 | 0 | 0 | 3106.3105
2025-01-16 | 5267.899 | 22.69 | 0 | 0 | 0 | 0 | 0 | 0 | 0 | 0 | 0 | 0 | 0 | 1 | 0 | 0 | 0 | 0 | 0 | 0 | 0 | 0 | 0 | 0 | 0 | 0 | 0 | 0 | 3262.0652
2025-01-16 | 5532.182 | 21.86 | 0 | 0 | 0 | 0 | 0 | 0 | 0 | 0 | 0 | 0 | 0 | 0 | 1 | 0 | 0 | 0 | 0 | 0 | 0 | 0 | 0 | 0 | 0 | 0 | 0 | 0 | 3334.3052
2025-01-16 | 5634.157 | 20.76 | 0 | 0 | 0 | 0 | 0 | 0 | 0 | 0 | 0 | 0 | 0 | 0 | 0 | 1 | 0 | 0 | 0 | 0 | 0 | 0 | 0 | 0 | 0 | 0 | 0 | 0 | 3300.6365
2025-01-16 | 5539.032 | 20 | 0 | 0 | 0 | 0 | 0 | 0 | 0 | 0 | 0 | 0 | 0 | 0 | 0 | 0 | 1 | 0 | 0 | 0 | 0 | 0 | 0 | 0 | 0 | 0 | 0 | 0 | 3253.3249
2025-01-16 | 5599.673 | 19.69 | 0 | 0 | 0 | 0 | 0 | 0 | 0 | 0 | 0 | 0 | 0 | 0 | 0 | 0 | 0 | 1 | 0 | 0 | 0 | 0 | 0 | 0 | 0 | 0 | 0 | 0 | 3218.5355
2025-01-16 | 5500.512 | 19.72 | 0 | 0 | 0 | 0 | 0 | 0 | 0 | 0 | 0 | 0 | 0 | 0 | 0 | 0 | 0 | 0 | 1 | 0 | 0 | 0 | 0 | 0 | 0 | 0 | 0 | 0 | 3163.1606
2025-01-16 | 5276.366 | 20.15 | 0 | 0 | 0 | 0 | 0 | 0 | 0 | 0 | 0 | 0 | 0 | 0 | 0 | 0 | 0 | 0 | 0 | 1 | 0 | 0 | 0 | 0 | 0 | 0 | 0 | 0 | 3059.9684
2025-01-16 | 5107.605 | 20.77 | 0 | 0 | 0 | 0 | 0 | 0 | 0 | 0 | 0 | 0 | 0 | 0 | 0 | 0 | 0 | 0 | 0 | 0 | 1 | 0 | 0 | 0 | 0 | 0 | 0 | 0 | 2916.8994
2025-01-16 | 4795.194 | 21.46 | 0 | 0 | 0 | 0 | 0 | 0 | 0 | 0 | 0 | 0 | 0 | 0 | 0 | 0 | 0 | 0 | 0 | 0 | 0 | 1 | 0 | 0 | 0 | 0 | 0 | 0 | 2814.1714
2025-01-16 | 4425.992 | 21.8 | 0 | 0 | 0 | 0 | 0 | 0 | 0 | 0 | 0 | 0 | 0 | 0 | 0 | 0 | 0 | 0 | 0 | 0 | 0 | 0 | 1 | 0 | 0 | 0 | 0 | 0 | 2766.1353
2025-01-16 | 4203.81 | 22.32 | 0 | 0 | 0 | 0 | 0 | 0 | 0 | 0 | 0 | 0 | 0 | 0 | 0 | 0 | 0 | 0 | 0 | 0 | 0 | 0 | 0 | 1 | 0 | 0 | 0 | 0 | 2725.9384
2025-01-16 | 3956.385 | 22.65 | 0 | 0 | 0 | 0 | 0 | 0 | 0 | 0 | 0 | 0 | 0 | 0 | 0 | 0 | 0 | 0 | 0 | 0 | 0 | 0 | 0 | 0 | 1 | 0 | 0 | 0 | 2639.4524
2025-01-16 | 3703.833 | 22.83 | 0 | 0 | 0 | 0 | 0 | 0 | 0 | 0 | 0 | 0 | 0 | 0 | 0 | 0 | 0 | 0 | 0 | 0 | 0 | 0 | 0 | 0 | 0 | 1 | 0 | 0 | 2521.5746
2025-01-16 | 3441.852 | 23 | 0 | 0 | 0 | 0 | 0 | 0 | 0 | 0 | 0 | 0 | 0 | 0 | 0 | 0 | 0 | 0 | 0 | 0 | 0 | 0 | 0 | 0 | 0 | 0 | 1 | 0 | 2419.8839
2025-01-16 | 3285.573 | 23.09 | 0 | 0 | 0 | 0 | 0 | 0 | 0 | 0 | 0 | 0 | 0 | 0 | 0 | 0 | 0 | 0 | 0 | 0 | 0 | 0 | 0 | 0 | 0 | 0 | 0 | 1 | 2345.4361
2025-01-17 | 3241.185 | 23.2 | 0 | 0 | 1 | 0 | 0 | 0 | 0 | 0 | 0 | 0 | 0 | 0 | 0 | 0 | 0 | 0 | 0 | 0 | 0 | 0 | 0 | 0 | 0 | 0 | 0 | 0 | 2313.9115
2025-01-17 | 3221.902 | 23.25 | 0 | 0 | 0 | 1 | 0 | 0 | 0 | 0 | 0 | 0 | 0 | 0 | 0 | 0 | 0 | 0 | 0 | 0 | 0 | 0 | 0 | 0 | 0 | 0 | 0 | 0 | 2290.5124
2025-01-17 | 3153.668 | 23.44 | 0 | 0 | 0 | 0 | 1 | 0 | 0 | 0 | 0 | 0 | 0 | 0 | 0 | 0 | 0 | 0 | 0 | 0 | 0 | 0 | 0 | 0 | 0 | 0 | 0 | 0 | 2289.4213
2025-01-17 | 3183.272 | 23.39 | 0 | 0 | 0 | 0 | 0 | 1 | 0 | 0 | 0 | 0 | 0 | 0 | 0 | 0 | 0 | 0 | 0 | 0 | 0 | 0 | 0 | 0 | 0 | 0 | 0 | 0 | 2308.8912
2025-01-17 | 3234.979 | 23.6 | 0 | 0 | 0 | 0 | 0 | 0 | 1 | 0 | 0 | 0 | 0 | 0 | 0 | 0 | 0 | 0 | 0 | 0 | 0 | 0 | 0 | 0 | 0 | 0 | 0 | 0 | 2358.8625
2025-01-17 | 3356.731 | 23.89 | 0 | 0 | 0 | 0 | 0 | 0 | 0 | 1 | 0 | 0 | 0 | 0 | 0 | 0 | 0 | 0 | 0 | 0 | 0 | 0 | 0 | 0 | 0 | 0 | 0 | 0 | 2472.5996
2025-01-17 | 3577.883 | 24.16 | 0 | 0 | 0 | 0 | 0 | 0 | 0 | 0 | 1 | 0 | 0 | 0 | 0 | 0 | 0 | 0 | 0 | 0 | 0 | 0 | 0 | 0 | 0 | 0 | 0 | 0 | 2681.9126
2025-01-17 | 4126.463 | 24.22 | 0 | 0 | 0 | 0 | 0 | 0 | 0 | 0 | 0 | 1 | 0 | 0 | 0 | 0 | 0 | 0 | 0 | 0 | 0 | 0 | 0 | 0 | 0 | 0 | 0 | 0 | 2901.0901
2025-01-17 | 4603.849 | 24.33 | 0 | 0 | 0 | 0 | 0 | 0 | 0 | 0 | 0 | 0 | 1 | 0 | 0 | 0 | 0 | 0 | 0 | 0 | 0 | 0 | 0 | 0 | 0 | 0 | 0 | 0 | 3139.2584
2025-01-17 | 4820.901 | 23.43 | 0 | 0 | 0 | 0 | 0 | 0 | 0 | 0 | 0 | 0 | 0 | 1 | 0 | 0 | 0 | 0 | 0 | 0 | 0 | 0 | 0 | 0 | 0 | 0 | 0 | 0 | 3286.9442
2025-01-17 | 5072.314 | 22.66 | 0 | 0 | 0 | 0 | 0 | 0 | 0 | 0 | 0 | 0 | 0 | 0 | 1 | 0 | 0 | 0 | 0 | 0 | 0 | 0 | 0 | 0 | 0 | 0 | 0 | 0 | 3361.2014
2025-01-17 | 5251.587 | 21.91 | 0 | 0 | 0 | 0 | 0 | 0 | 0 | 0 | 0 | 0 | 0 | 0 | 0 | 1 | 0 | 0 | 0 | 0 | 0 | 0 | 0 | 0 | 0 | 0 | 0 | 0 | 3339.2999
2025-01-17 | 5178.135 | 21.38 | 0 | 0 | 0 | 0 | 0 | 0 | 0 | 0 | 0 | 0 | 0 | 0 | 0 | 0 | 1 | 0 | 0 | 0 | 0 | 0 | 0 | 0 | 0 | 0 | 0 | 0 | 3299.721
2025-01-17 | 5267.778 | 20.9 | 0 | 0 | 0 | 0 | 0 | 0 | 0 | 0 | 0 | 0 | 0 | 0 | 0 | 0 | 0 | 1 | 0 | 0 | 0 | 0 | 0 | 0 | 0 | 0 | 0 | 0 | 3259.2161
2025-01-17 | 5105.446 | 20.68 | 0 | 0 | 0 | 0 | 0 | 0 | 0 | 0 | 0 | 0 | 0 | 0 | 0 | 0 | 0 | 0 | 1 | 0 | 0 | 0 | 0 | 0 | 0 | 0 | 0 | 0 | 3195.4362
2025-01-17 | 4943.734 | 20.71 | 0 | 0 | 0 | 0 | 0 | 0 | 0 | 0 | 0 | 0 | 0 | 0 | 0 | 0 | 0 | 0 | 0 | 1 | 0 | 0 | 0 | 0 | 0 | 0 | 0 | 0 | 3078.7958
2025-01-17 | 4765.335 | 20.93 | 0 | 0 | 0 | 0 | 0 | 0 | 0 | 0 | 0 | 0 | 0 | 0 | 0 | 0 | 0 | 0 | 0 | 0 | 1 | 0 | 0 | 0 | 0 | 0 | 0 | 0 | 2922.2786
2025-01-17 | 4585.91 | 21.46 | 0 | 0 | 0 | 0 | 0 | 0 | 0 | 0 | 0 | 0 | 0 | 0 | 0 | 0 | 0 | 0 | 0 | 0 | 0 | 1 | 0 | 0 | 0 | 0 | 0 | 0 | 2814.1714
2025-01-17 | 4292.15 | 21.68 | 0 | 0 | 0 | 0 | 0 | 0 | 0 | 0 | 0 | 0 | 0 | 0 | 0 | 0 | 0 | 0 | 0 | 0 | 0 | 0 | 1 | 0 | 0 | 0 | 0 | 0 | 2762.1009
2025-01-17 | 4008.042 | 21.81 | 0 | 0 | 0 | 0 | 0 | 0 | 0 | 0 | 0 | 0 | 0 | 0 | 0 | 0 | 0 | 0 | 0 | 0 | 0 | 0 | 0 | 1 | 0 | 0 | 0 | 0 | 2708.7921
2025-01-17 | 3845.734 | 21.83 | 0 | 0 | 0 | 0 | 0 | 0 | 0 | 0 | 0 | 0 | 0 | 0 | 0 | 0 | 0 | 0 | 0 | 0 | 0 | 0 | 0 | 0 | 1 | 0 | 0 | 0 | 2611.8837
2025-01-17 | 3574.313 | 21.68 | 0 | 0 | 0 | 0 | 0 | 0 | 0 | 0 | 0 | 0 | 0 | 0 | 0 | 0 | 0 | 0 | 0 | 0 | 0 | 0 | 0 | 0 | 0 | 1 | 0 | 0 | 2482.9112
2025-01-17 | 3339.481 | 21.64 | 0 | 0 | 0 | 0 | 0 | 0 | 0 | 0 | 0 | 0 | 0 | 0 | 0 | 0 | 0 | 0 | 0 | 0 | 0 | 0 | 0 | 0 | 0 | 0 | 1 | 0 | 2374.1603
2025-01-17 | 3207.605 | 21.47 | 0 | 0 | 0 | 0 | 0 | 0 | 0 | 0 | 0 | 0 | 0 | 0 | 0 | 0 | 0 | 0 | 0 | 0 | 0 | 0 | 0 | 0 | 0 | 0 | 0 | 1 | 2290.9712
2025-01-18 | 3044.899 | 21.5 | 0 | 1 | 1 | 0 | 0 | 0 | 0 | 0 | 0 | 0 | 0 | 0 | 0 | 0 | 0 | 0 | 0 | 0 | 0 | 0 | 0 | 0 | 0 | 0 | 0 | 0 | 1991.6038
2025-01-18 | 2996.878 | 21.75 | 0 | 1 | 0 | 1 | 0 | 0 | 0 | 0 | 0 | 0 | 0 | 0 | 0 | 0 | 0 | 0 | 0 | 0 | 0 | 0 | 0 | 0 | 0 | 0 | 0 | 0 | 1974.9289
2025-01-18 | 2957.187 | 21.91 | 0 | 1 | 0 | 0 | 1 | 0 | 0 | 0 | 0 | 0 | 0 | 0 | 0 | 0 | 0 | 0 | 0 | 0 | 0 | 0 | 0 | 0 | 0 | 0 | 0 | 0 | 1972.8291
2025-01-18 | 2986.173 | 22.05 | 0 | 1 | 0 | 0 | 0 | 1 | 0 | 0 | 0 | 0 | 0 | 0 | 0 | 0 | 0 | 0 | 0 | 0 | 0 | 0 | 0 | 0 | 0 | 0 | 0 | 0 | 1998.6868
2025-01-18 | 2992.152 | 22.06 | 0 | 1 | 0 | 0 | 0 | 0 | 1 | 0 | 0 | 0 | 0 | 0 | 0 | 0 | 0 | 0 | 0 | 0 | 0 | 0 | 0 | 0 | 0 | 0 | 0 | 0 | 2041.9341
2025-01-18 | 3021.438 | 21.93 | 0 | 1 | 0 | 0 | 0 | 0 | 0 | 1 | 0 | 0 | 0 | 0 | 0 | 0 | 0 | 0 | 0 | 0 | 0 | 0 | 0 | 0 | 0 | 0 | 0 | 0 | 2141.5507
2025-01-18 | 3140.275 | 22.03 | 0 | 1 | 0 | 0 | 0 | 0 | 0 | 0 | 1 | 0 | 0 | 0 | 0 | 0 | 0 | 0 | 0 | 0 | 0 | 0 | 0 | 0 | 0 | 0 | 0 | 0 | 2345.1482
2025-01-18 | 3378.862 | 22.14 | 0 | 1 | 0 | 0 | 0 | 0 | 0 | 0 | 0 | 1 | 0 | 0 | 0 | 0 | 0 | 0 | 0 | 0 | 0 | 0 | 0 | 0 | 0 | 0 | 0 | 0 | 2566.0067
2025-01-18 | 3625.059 | 22.03 | 0 | 1 | 0 | 0 | 0 | 0 | 0 | 0 | 0 | 0 | 1 | 0 | 0 | 0 | 0 | 0 | 0 | 0 | 0 | 0 | 0 | 0 | 0 | 0 | 0 | 0 | 2796.7786
2025-01-18 | 3931.542 | 21.8 | 0 | 1 | 0 | 0 | 0 | 0 | 0 | 0 | 0 | 0 | 0 | 1 | 0 | 0 | 0 | 0 | 0 | 0 | 0 | 0 | 0 | 0 | 0 | 0 | 0 | 0 | 2966.99
2025-01-18 | 4243.29 | 21.4 | 0 | 1 | 0 | 0 | 0 | 0 | 0 | 0 | 0 | 0 | 0 | 0 | 1 | 0 | 0 | 0 | 0 | 0 | 0 | 0 | 0 | 0 | 0 | 0 | 0 | 0 | 3053.6867
2025-01-18 | 4345.097 | 20.96 | 0 | 1 | 0 | 0 | 0 | 0 | 0 | 0 | 0 | 0 | 0 | 0 | 0 | 1 | 0 | 0 | 0 | 0 | 0 | 0 | 0 | 0 | 0 | 0 | 0 | 0 | 3042.2075
2025-01-18 | 4376.959 | 20.6 | 0 | 1 | 0 | 0 | 0 | 0 | 0 | 0 | 0 | 0 | 0 | 0 | 0 | 0 | 1 | 0 | 0 | 0 | 0 | 0 | 0 | 0 | 0 | 0 | 0 | 0 | 3008.3441
2025-01-18 | 4279.703 | 20.28 | 0 | 1 | 0 | 0 | 0 | 0 | 0 | 0 | 0 | 0 | 0 | 0 | 0 | 0 | 0 | 1 | 0 | 0 | 0 | 0 | 0 | 0 | 0 | 0 | 0 | 0 | 2973.2184
2025-01-18 | 4269.432 | 20.17 | 0 | 1 | 0 | 0 | 0 | 0 | 0 | 0 | 0 | 0 | 0 | 0 | 0 | 0 | 0 | 0 | 1 | 0 | 0 | 0 | 0 | 0 | 0 | 0 | 0 | 0 | 2913.1367
2025-01-18 | 4064.459 | 20.27 | 0 | 1 | 0 | 0 | 0 | 0 | 0 | 0 | 0 | 0 | 0 | 0 | 0 | 0 | 0 | 0 | 0 | 1 | 0 | 0 | 0 | 0 | 0 | 0 | 0 | 0 | 2798.8498
2025-01-18 | 4079.924 | 20.24 | 0 | 1 | 0 | 0 | 0 | 0 | 0 | 0 | 0 | 0 | 0 | 0 | 0 | 0 | 0 | 0 | 0 | 0 | 1 | 0 | 0 | 0 | 0 | 0 | 0 | 0 | 2633.9275
2025-01-18 | 4072.993 | 20.6 | 0 | 1 | 0 | 0 | 0 | 0 | 0 | 0 | 0 | 0 | 0 | 0 | 0 | 0 | 0 | 0 | 0 | 0 | 0 | 1 | 0 | 0 | 0 | 0 | 0 | 0 | 2520.1049
2025-01-18 | 3997.638 | 20.82 | 0 | 1 | 0 | 0 | 0 | 0 | 0 | 0 | 0 | 0 | 0 | 0 | 0 | 0 | 0 | 0 | 0 | 0 | 0 | 0 | 1 | 0 | 0 | 0 | 0 | 0 | 2468.0343
2025-01-18 | 3878.052 | 20.82 | 0 | 1 | 0 | 0 | 0 | 0 | 0 | 0 | 0 | 0 | 0 | 0 | 0 | 0 | 0 | 0 | 0 | 0 | 0 | 0 | 0 | 1 | 0 | 0 | 0 | 0 | 2410.3549
2025-01-18 | 3747.485 | 20.95 | 0 | 1 | 0 | 0 | 0 | 0 | 0 | 0 | 0 | 0 | 0 | 0 | 0 | 0 | 0 | 0 | 0 | 0 | 0 | 0 | 0 | 0 | 1 | 0 | 0 | 0 | 2317.1448
2025-01-18 | 3605.598 | 20.96 | 0 | 1 | 0 | 0 | 0 | 0 | 0 | 0 | 0 | 0 | 0 | 0 | 0 | 0 | 0 | 0 | 0 | 0 | 0 | 0 | 0 | 0 | 0 | 1 | 0 | 0 | 2193.5515
2025-01-18 | 3415.438 | 21.03 | 0 | 1 | 0 | 0 | 0 | 0 | 0 | 0 | 0 | 0 | 0 | 0 | 0 | 0 | 0 | 0 | 0 | 0 | 0 | 0 | 0 | 0 | 0 | 0 | 1 | 0 | 2088.4988
2025-01-18 | 3324.071 | 21.05 | 0 | 1 | 0 | 0 | 0 | 0 | 0 | 0 | 0 | 0 | 0 | 0 | 0 | 0 | 0 | 0 | 0 | 0 | 0 | 0 | 0 | 0 | 0 | 0 | 0 | 1 | 2011.6976
2025-01-19 | 3233.898 | 21.33 | 0 | 1 | 1 | 0 | 0 | 0 | 0 | 0 | 0 | 0 | 0 | 0 | 0 | 0 | 0 | 0 | 0 | 0 | 0 | 0 | 0 | 0 | 0 | 0 | 0 | 0 | 1985.8884
2025-01-19 | 3178.126 | 21.89 | 0 | 1 | 0 | 1 | 0 | 0 | 0 | 0 | 0 | 0 | 0 | 0 | 0 | 0 | 0 | 0 | 0 | 0 | 0 | 0 | 0 | 0 | 0 | 0 | 0 | 0 | 1979.6357
2025-01-19 | 3167.304 | 22.24 | 0 | 1 | 0 | 0 | 1 | 0 | 0 | 0 | 0 | 0 | 0 | 0 | 0 | 0 | 0 | 0 | 0 | 0 | 0 | 0 | 0 | 0 | 0 | 0 | 0 | 0 | 1983.9239
2025-01-19 | 3208.511 | 22.38 | 0 | 1 | 0 | 0 | 0 | 1 | 0 | 0 | 0 | 0 | 0 | 0 | 0 | 0 | 0 | 0 | 0 | 0 | 0 | 0 | 0 | 0 | 0 | 0 | 0 | 0 | 2009.7816
2025-01-19 | 3271.017 | 22.42 | 0 | 1 | 0 | 0 | 0 | 0 | 1 | 0 | 0 | 0 | 0 | 0 | 0 | 0 | 0 | 0 | 0 | 0 | 0 | 0 | 0 | 0 | 0 | 0 | 0 | 0 | 2054.0374
2025-01-19 | 3319.935 | 22.13 | 0 | 1 | 0 | 0 | 0 | 0 | 0 | 1 | 0 | 0 | 0 | 0 | 0 | 0 | 0 | 0 | 0 | 0 | 0 | 0 | 0 | 0 | 0 | 0 | 0 | 0 | 2148.2747
2025-01-19 | 3389.536 | 22.24 | 0 | 1 | 0 | 0 | 0 | 0 | 0 | 0 | 1 | 0 | 0 | 0 | 0 | 0 | 0 | 0 | 0 | 0 | 0 | 0 | 0 | 0 | 0 | 0 | 0 | 0 | 2352.2085
2025-01-19 | 3520.268 | 22.34 | 0 | 1 | 0 | 0 | 0 | 0 | 0 | 0 | 0 | 1 | 0 | 0 | 0 | 0 | 0 | 0 | 0 | 0 | 0 | 0 | 0 | 0 | 0 | 0 | 0 | 0 | 2572.7308
2025-01-19 | 3632.095 | 22.24 | 0 | 1 | 0 | 0 | 0 | 0 | 0 | 0 | 0 | 0 | 1 | 0 | 0 | 0 | 0 | 0 | 0 | 0 | 0 | 0 | 0 | 0 | 0 | 0 | 0 | 0 | 2803.8388
2025-01-19 | 3789.616 | 22.15 | 0 | 1 | 0 | 0 | 0 | 0 | 0 | 0 | 0 | 0 | 0 | 1 | 0 | 0 | 0 | 0 | 0 | 0 | 0 | 0 | 0 | 0 | 0 | 0 | 0 | 0 | 2978.7571
2025-01-19 | 4055.635 | 22.07 | 0 | 1 | 0 | 0 | 0 | 0 | 0 | 0 | 0 | 0 | 0 | 0 | 1 | 0 | 0 | 0 | 0 | 0 | 0 | 0 | 0 | 0 | 0 | 0 | 0 | 0 | 3076.2124
2025-01-19 | 4128.211 | 21.92 | 0 | 1 | 0 | 0 | 0 | 0 | 0 | 0 | 0 | 0 | 0 | 0 | 0 | 1 | 0 | 0 | 0 | 0 | 0 | 0 | 0 | 0 | 0 | 0 | 0 | 0 | 3074.483
2025-01-19 | 4153.174 | 21.77 | 0 | 1 | 0 | 0 | 0 | 0 | 0 | 0 | 0 | 0 | 0 | 0 | 0 | 0 | 1 | 0 | 0 | 0 | 0 | 0 | 0 | 0 | 0 | 0 | 0 | 0 | 3047.6798
2025-01-19 | 4138.784 | 21.51 | 0 | 1 | 0 | 0 | 0 | 0 | 0 | 0 | 0 | 0 | 0 | 0 | 0 | 0 | 0 | 1 | 0 | 0 | 0 | 0 | 0 | 0 | 0 | 0 | 0 | 0 | 3014.5714
2025-01-19 | 4103.336 | 21.41 | 0 | 1 | 0 | 0 | 0 | 0 | 0 | 0 | 0 | 0 | 0 | 0 | 0 | 0 | 0 | 0 | 1 | 0 | 0 | 0 | 0 | 0 | 0 | 0 | 0 | 0 | 2954.8259
2025-01-19 | 4044.854 | 21.4 | 0 | 1 | 0 | 0 | 0 | 0 | 0 | 0 | 0 | 0 | 0 | 0 | 0 | 0 | 0 | 0 | 0 | 1 | 0 | 0 | 0 | 0 | 0 | 0 | 0 | 0 | 2836.8408
2025-01-19 | 4143.455 | 21.57 | 0 | 1 | 0 | 0 | 0 | 0 | 0 | 0 | 0 | 0 | 0 | 0 | 0 | 0 | 0 | 0 | 0 | 0 | 1 | 0 | 0 | 0 | 0 | 0 | 0 | 0 | 2678.6425
2025-01-19 | 4143.484 | 22.14 | 0 | 1 | 0 | 0 | 0 | 0 | 0 | 0 | 0 | 0 | 0 | 0 | 0 | 0 | 0 | 0 | 0 | 0 | 0 | 1 | 0 | 0 | 0 | 0 | 0 | 0 | 2571.8802
2025-01-19 | 4080.516 | 22.44 | 0 | 1 | 0 | 0 | 0 | 0 | 0 | 0 | 0 | 0 | 0 | 0 | 0 | 0 | 0 | 0 | 0 | 0 | 0 | 0 | 1 | 0 | 0 | 0 | 0 | 0 | 2522.4993
2025-01-19 | 3974.434 | 22.57 | 0 | 1 | 0 | 0 | 0 | 0 | 0 | 0 | 0 | 0 | 0 | 0 | 0 | 0 | 0 | 0 | 0 | 0 | 0 | 0 | 0 | 1 | 0 | 0 | 0 | 0 | 2469.1904
2025-01-19 | 3828.234 | 22.65 | 0 | 1 | 0 | 0 | 0 | 0 | 0 | 0 | 0 | 0 | 0 | 0 | 0 | 0 | 0 | 0 | 0 | 0 | 0 | 0 | 0 | 0 | 1 | 0 | 0 | 0 | 2374.2993
2025-01-19 | 3683.499 | 23.02 | 0 | 1 | 0 | 0 | 0 | 0 | 0 | 0 | 0 | 0 | 0 | 0 | 0 | 0 | 0 | 0 | 0 | 0 | 0 | 0 | 0 | 0 | 0 | 1 | 0 | 0 | 2262.8094
2025-01-19 | 3526.006 | 23.35 | 0 | 1 | 0 | 0 | 0 | 0 | 0 | 0 | 0 | 0 | 0 | 0 | 0 | 0 | 0 | 0 | 0 | 0 | 0 | 0 | 0 | 0 | 0 | 0 | 1 | 0 | 2166.498
2025-01-19 | 3383.192 | 23.71 | 0 | 1 | 0 | 0 | 0 | 0 | 0 | 0 | 0 | 0 | 0 | 0 | 0 | 0 | 0 | 0 | 0 | 0 | 0 | 0 | 0 | 0 | 0 | 0 | 0 | 1 | 2101.1276
2025-01-20 | 3348.978 | 24.22 | 0 | 0 | 1 | 0 | 0 | 0 | 0 | 0 | 0 | 0 | 0 | 0 | 0 | 0 | 0 | 0 | 0 | 0 | 0 | 0 | 0 | 0 | 0 | 0 | 0 | 0 | 2348.2042
2025-01-20 | 3345.696 | 24.73 | 0 | 0 | 0 | 1 | 0 | 0 | 0 | 0 | 0 | 0 | 0 | 0 | 0 | 0 | 0 | 0 | 0 | 0 | 0 | 0 | 0 | 0 | 0 | 0 | 0 | 0 | 2340.2705
2025-01-20 | 3373.457 | 25.24 | 0 | 0 | 0 | 0 | 1 | 0 | 0 | 0 | 0 | 0 | 0 | 0 | 0 | 0 | 0 | 0 | 0 | 0 | 0 | 0 | 0 | 0 | 0 | 0 | 0 | 0 | 2349.9379
2025-01-20 | 3378.152 | 25.62 | 0 | 0 | 0 | 0 | 0 | 1 | 0 | 0 | 0 | 0 | 0 | 0 | 0 | 0 | 0 | 0 | 0 | 0 | 0 | 0 | 0 | 0 | 0 | 0 | 0 | 0 | 2383.8645
2025-01-20 | 3463.672 | 25.87 | 0 | 0 | 0 | 0 | 0 | 0 | 1 | 0 | 0 | 0 | 0 | 0 | 0 | 0 | 0 | 0 | 0 | 0 | 0 | 0 | 0 | 0 | 0 | 0 | 0 | 0 | 2435.1806
2025-01-20 | 3563.568 | 25.94 | 0 | 0 | 0 | 0 | 0 | 0 | 0 | 1 | 0 | 0 | 0 | 0 | 0 | 0 | 0 | 0 | 0 | 0 | 0 | 0 | 0 | 0 | 0 | 0 | 0 | 0 | 2541.5212
2025-01-20 | 3803.138 | 26.2 | 0 | 0 | 0 | 0 | 0 | 0 | 0 | 0 | 1 | 0 | 0 | 0 | 0 | 0 | 0 | 0 | 0 | 0 | 0 | 0 | 0 | 0 | 0 | 0 | 0 | 0 | 2750.4981
2025-01-20 | 4360.024 | 26.29 | 0 | 0 | 0 | 0 | 0 | 0 | 0 | 0 | 0 | 1 | 0 | 0 | 0 | 0 | 0 | 0 | 0 | 0 | 0 | 0 | 0 | 0 | 0 | 0 | 0 | 0 | 2970.6841
2025-01-20 | 4955.703 | 26.36 | 0 | 0 | 0 | 0 | 0 | 0 | 0 | 0 | 0 | 0 | 1 | 0 | 0 | 0 | 0 | 0 | 0 | 0 | 0 | 0 | 0 | 0 | 0 | 0 | 0 | 0 | 3207.5077
2025-01-20 | 5368.425 | 26.32 | 0 | 0 | 0 | 0 | 0 | 0 | 0 | 0 | 0 | 0 | 0 | 1 | 0 | 0 | 0 | 0 | 0 | 0 | 0 | 0 | 0 | 0 | 0 | 0 | 0 | 0 | 3384.1069
2025-01-20 | 5581.921 | 25.61 | 0 | 0 | 0 | 0 | 0 | 0 | 0 | 0 | 0 | 0 | 0 | 0 | 1 | 0 | 0 | 0 | 0 | 0 | 0 | 0 | 0 | 0 | 0 | 0 | 0 | 0 | 3460.3814
2025-01-20 | 5626.867 | 24.88 | 0 | 0 | 0 | 0 | 0 | 0 | 0 | 0 | 0 | 0 | 0 | 0 | 0 | 1 | 0 | 0 | 0 | 0 | 0 | 0 | 0 | 0 | 0 | 0 | 0 | 0 | 3439.1522
2025-01-20 | 5512.869 | 24.16 | 0 | 0 | 0 | 0 | 0 | 0 | 0 | 0 | 0 | 0 | 0 | 0 | 0 | 0 | 1 | 0 | 0 | 0 | 0 | 0 | 0 | 0 | 0 | 0 | 0 | 0 | 3393.1855
2025-01-20 | 5543.666 | 23.67 | 0 | 0 | 0 | 0 | 0 | 0 | 0 | 0 | 0 | 0 | 0 | 0 | 0 | 0 | 0 | 1 | 0 | 0 | 0 | 0 | 0 | 0 | 0 | 0 | 0 | 0 | 3352.3444
2025-01-20 | 5621.914 | 23.26 | 0 | 0 | 0 | 0 | 0 | 0 | 0 | 0 | 0 | 0 | 0 | 0 | 0 | 0 | 0 | 0 | 1 | 0 | 0 | 0 | 0 | 0 | 0 | 0 | 0 | 0 | 3282.1766
2025-01-20 | 5403.243 | 23.14 | 0 | 0 | 0 | 0 | 0 | 0 | 0 | 0 | 0 | 0 | 0 | 0 | 0 | 0 | 0 | 0 | 0 | 1 | 0 | 0 | 0 | 0 | 0 | 0 | 0 | 0 | 3160.4932
2025-01-20 | 5243.469 | 23.36 | 0 | 0 | 0 | 0 | 0 | 0 | 0 | 0 | 0 | 0 | 0 | 0 | 0 | 0 | 0 | 0 | 0 | 0 | 1 | 0 | 0 | 0 | 0 | 0 | 0 | 0 | 3003.976
2025-01-20 | 5054.611 | 23.95 | 0 | 0 | 0 | 0 | 0 | 0 | 0 | 0 | 0 | 0 | 0 | 0 | 0 | 0 | 0 | 0 | 0 | 0 | 0 | 1 | 0 | 0 | 0 | 0 | 0 | 0 | 2897.886
2025-01-20 | 4733.629 | 24.34 | 0 | 0 | 0 | 0 | 0 | 0 | 0 | 0 | 0 | 0 | 0 | 0 | 0 | 0 | 0 | 0 | 0 | 0 | 0 | 0 | 1 | 0 | 0 | 0 | 0 | 0 | 2851.531
2025-01-20 | 4499.937 | 24.69 | 0 | 0 | 0 | 0 | 0 | 0 | 0 | 0 | 0 | 0 | 0 | 0 | 0 | 0 | 0 | 0 | 0 | 0 | 0 | 0 | 0 | 1 | 0 | 0 | 0 | 0 | 2805.6186
2025-01-20 | 4218.941 | 25.12 | 0 | 0 | 0 | 0 | 0 | 0 | 0 | 0 | 0 | 0 | 0 | 0 | 0 | 0 | 0 | 0 | 0 | 0 | 0 | 0 | 0 | 0 | 1 | 0 | 0 | 0 | 2722.4946
2025-01-20 | 4030.101 | 25.56 | 0 | 0 | 0 | 0 | 0 | 0 | 0 | 0 | 0 | 0 | 0 | 0 | 0 | 0 | 0 | 0 | 0 | 0 | 0 | 0 | 0 | 0 | 0 | 1 | 0 | 0 | 2613.3581
2025-01-20 | 3776.198 | 25.73 | 0 | 0 | 0 | 0 | 0 | 0 | 0 | 0 | 0 | 0 | 0 | 0 | 0 | 0 | 0 | 0 | 0 | 0 | 0 | 0 | 0 | 0 | 0 | 0 | 1 | 0 | 2511.6674
2025-01-20 | 3641.087 | 25.98 | 0 | 0 | 0 | 0 | 0 | 0 | 0 | 0 | 0 | 0 | 0 | 0 | 0 | 0 | 0 | 0 | 0 | 0 | 0 | 0 | 0 | 0 | 0 | 0 | 0 | 1 | 2442.5988
2025-01-21 | 3592.794 | 25.95 | 0 | 0 | 1 | 0 | 0 | 0 | 0 | 0 | 0 | 0 | 0 | 0 | 0 | 0 | 0 | 0 | 0 | 0 | 0 | 0 | 0 | 0 | 0 | 0 | 0 | 0 | 2406.3673
2025-01-21 | 3593.42 | 25.99 | 0 | 0 | 0 | 1 | 0 | 0 | 0 | 0 | 0 | 0 | 0 | 0 | 0 | 0 | 0 | 0 | 0 | 0 | 0 | 0 | 0 | 0 | 0 | 0 | 0 | 0 | 2382.6321
2025-01-21 | 3596.59 | 26.26 | 0 | 0 | 0 | 0 | 1 | 0 | 0 | 0 | 0 | 0 | 0 | 0 | 0 | 0 | 0 | 0 | 0 | 0 | 0 | 0 | 0 | 0 | 0 | 0 | 0 | 0 | 2384.2306
2025-01-21 | 3752.362 | 26.21 | 0 | 0 | 0 | 0 | 0 | 1 | 0 | 0 | 0 | 0 | 0 | 0 | 0 | 0 | 0 | 0 | 0 | 0 | 0 | 0 | 0 | 0 | 0 | 0 | 0 | 0 | 2403.7005
2025-01-21 | 3757.84 | 26.07 | 0 | 0 | 0 | 0 | 0 | 0 | 1 | 0 | 0 | 0 | 0 | 0 | 0 | 0 | 0 | 0 | 0 | 0 | 0 | 0 | 0 | 0 | 0 | 0 | 0 | 0 | 2441.9047
2025-01-21 | 3799.916 | 26.27 | 0 | 0 | 0 | 0 | 0 | 0 | 0 | 1 | 0 | 0 | 0 | 0 | 0 | 0 | 0 | 0 | 0 | 0 | 0 | 0 | 0 | 0 | 0 | 0 | 0 | 0 | 2552.616
2025-01-21 | 4077.891 | 26.2 | 0 | 0 | 0 | 0 | 0 | 0 | 0 | 0 | 1 | 0 | 0 | 0 | 0 | 0 | 0 | 0 | 0 | 0 | 0 | 0 | 0 | 0 | 0 | 0 | 0 | 0 | 2750.4981
2025-01-21 | 4697.274 | 26.06 | 0 | 0 | 0 | 0 | 0 | 0 | 0 | 0 | 0 | 1 | 0 | 0 | 0 | 0 | 0 | 0 | 0 | 0 | 0 | 0 | 0 | 0 | 0 | 0 | 0 | 0 | 2962.9514
2025-01-21 | 5257.552 | 25.86 | 0 | 0 | 0 | 0 | 0 | 0 | 0 | 0 | 0 | 0 | 1 | 0 | 0 | 0 | 0 | 0 | 0 | 0 | 0 | 0 | 0 | 0 | 0 | 0 | 0 | 0 | 3190.6975
2025-01-21 | 5449.573 | 24.99 | 0 | 0 | 0 | 0 | 0 | 0 | 0 | 0 | 0 | 0 | 0 | 1 | 0 | 0 | 0 | 0 | 0 | 0 | 0 | 0 | 0 | 0 | 0 | 0 | 0 | 0 | 3339.3919
2025-01-21 | 5824.456 | 24.05 | 0 | 0 | 0 | 0 | 0 | 0 | 0 | 0 | 0 | 0 | 0 | 0 | 1 | 0 | 0 | 0 | 0 | 0 | 0 | 0 | 0 | 0 | 0 | 0 | 0 | 0 | 3407.9337
2025-01-21 | 5894.524 | 22.84 | 0 | 0 | 0 | 0 | 0 | 0 | 0 | 0 | 0 | 0 | 0 | 0 | 0 | 1 | 0 | 0 | 0 | 0 | 0 | 0 | 0 | 0 | 0 | 0 | 0 | 0 | 3370.5668
2025-01-21 | 5791.975 | 21.98 | 0 | 0 | 0 | 0 | 0 | 0 | 0 | 0 | 0 | 0 | 0 | 0 | 0 | 0 | 1 | 0 | 0 | 0 | 0 | 0 | 0 | 0 | 0 | 0 | 0 | 0 | 3319.8932
2025-01-21 | 5639.826 | 21.6 | 0 | 0 | 0 | 0 | 0 | 0 | 0 | 0 | 0 | 0 | 0 | 0 | 0 | 0 | 0 | 1 | 0 | 0 | 0 | 0 | 0 | 0 | 0 | 0 | 0 | 0 | 3282.7503
2025-01-21 | 5770.975 | 21.07 | 0 | 0 | 0 | 0 | 0 | 0 | 0 | 0 | 0 | 0 | 0 | 0 | 0 | 0 | 0 | 0 | 1 | 0 | 0 | 0 | 0 | 0 | 0 | 0 | 0 | 0 | 3208.5481
2025-01-21 | 5743.751 | 21.02 | 0 | 0 | 0 | 0 | 0 | 0 | 0 | 0 | 0 | 0 | 0 | 0 | 0 | 0 | 0 | 0 | 0 | 1 | 0 | 0 | 0 | 0 | 0 | 0 | 0 | 0 | 3089.2181
2025-01-21 | 5582.395 | 21.4 | 0 | 0 | 0 | 0 | 0 | 0 | 0 | 0 | 0 | 0 | 0 | 0 | 0 | 0 | 0 | 0 | 0 | 0 | 1 | 0 | 0 | 0 | 0 | 0 | 0 | 0 | 2938.0802
2025-01-21 | 5241.086 | 21.92 | 0 | 0 | 0 | 0 | 0 | 0 | 0 | 0 | 0 | 0 | 0 | 0 | 0 | 0 | 0 | 0 | 0 | 0 | 0 | 1 | 0 | 0 | 0 | 0 | 0 | 0 | 2829.6368
2025-01-21 | 4914.47 | 22.43 | 0 | 0 | 0 | 0 | 0 | 0 | 0 | 0 | 0 | 0 | 0 | 0 | 0 | 0 | 0 | 0 | 0 | 0 | 0 | 0 | 1 | 0 | 0 | 0 | 0 | 0 | 2787.3161
2025-01-21 | 4633.708 | 22.72 | 0 | 0 | 0 | 0 | 0 | 0 | 0 | 0 | 0 | 0 | 0 | 0 | 0 | 0 | 0 | 0 | 0 | 0 | 0 | 0 | 0 | 1 | 0 | 0 | 0 | 0 | 2739.3866
2025-01-21 | 4374.125 | 23.13 | 0 | 0 | 0 | 0 | 0 | 0 | 0 | 0 | 0 | 0 | 0 | 0 | 0 | 0 | 0 | 0 | 0 | 0 | 0 | 0 | 0 | 0 | 1 | 0 | 0 | 0 | 2655.5902
2025-01-21 | 4071.458 | 23.34 | 0 | 0 | 0 | 0 | 0 | 0 | 0 | 0 | 0 | 0 | 0 | 0 | 0 | 0 | 0 | 0 | 0 | 0 | 0 | 0 | 0 | 0 | 0 | 1 | 0 | 0 | 2538.721
2025-01-21 | 3871.193 | 23.68 | 0 | 0 | 0 | 0 | 0 | 0 | 0 | 0 | 0 | 0 | 0 | 0 | 0 | 0 | 0 | 0 | 0 | 0 | 0 | 0 | 0 | 0 | 0 | 0 | 1 | 0 | 2442.7458
2025-01-21 | 3701.667 | 23.66 | 0 | 0 | 0 | 0 | 0 | 0 | 0 | 0 | 0 | 0 | 0 | 0 | 0 | 0 | 0 | 0 | 0 | 0 | 0 | 0 | 0 | 0 | 0 | 0 | 0 | 1 | 2364.5997
2025-01-22 | 3648.016 | 23.85 | 0 | 0 | 1 | 0 | 0 | 0 | 0 | 0 | 0 | 0 | 0 | 0 | 0 | 0 | 0 | 0 | 0 | 0 | 0 | 0 | 0 | 0 | 0 | 0 | 0 | 0 | 2335.7647
2025-01-22 | 3679.667 | 24.12 | 0 | 0 | 0 | 1 | 0 | 0 | 0 | 0 | 0 | 0 | 0 | 0 | 0 | 0 | 0 | 0 | 0 | 0 | 0 | 0 | 0 | 0 | 0 | 0 | 0 | 0 | 2319.7621
2025-01-22 | 3659.401 | 24.53 | 0 | 0 | 0 | 0 | 1 | 0 | 0 | 0 | 0 | 0 | 0 | 0 | 0 | 0 | 0 | 0 | 0 | 0 | 0 | 0 | 0 | 0 | 0 | 0 | 0 | 0 | 2326.0675
2025-01-22 | 3681.055 | 24.6 | 0 | 0 | 0 | 0 | 0 | 1 | 0 | 0 | 0 | 0 | 0 | 0 | 0 | 0 | 0 | 0 | 0 | 0 | 0 | 0 | 0 | 0 | 0 | 0 | 0 | 0 | 2349.5718
2025-01-22 | 3773.409 | 24.73 | 0 | 0 | 0 | 0 | 0 | 0 | 1 | 0 | 0 | 0 | 0 | 0 | 0 | 0 | 0 | 0 | 0 | 0 | 0 | 0 | 0 | 0 | 0 | 0 | 0 | 0 | 2396.8535
2025-01-22 | 3888.477 | 24.78 | 0 | 0 | 0 | 0 | 0 | 0 | 0 | 1 | 0 | 0 | 0 | 0 | 0 | 0 | 0 | 0 | 0 | 0 | 0 | 0 | 0 | 0 | 0 | 0 | 0 | 0 | 2502.5217
2025-01-22 | 4214.898 | 25.08 | 0 | 0 | 0 | 0 | 0 | 0 | 0 | 0 | 1 | 0 | 0 | 0 | 0 | 0 | 0 | 0 | 0 | 0 | 0 | 0 | 0 | 0 | 0 | 0 | 0 | 0 | 2712.8433
2025-01-22 | 4788.472 | 24.78 | 0 | 0 | 0 | 0 | 0 | 0 | 0 | 0 | 0 | 1 | 0 | 0 | 0 | 0 | 0 | 0 | 0 | 0 | 0 | 0 | 0 | 0 | 0 | 0 | 0 | 0 | 2919.9174
2025-01-22 | 5400.086 | 24.3 | 0 | 0 | 0 | 0 | 0 | 0 | 0 | 0 | 0 | 0 | 1 | 0 | 0 | 0 | 0 | 0 | 0 | 0 | 0 | 0 | 0 | 0 | 0 | 0 | 0 | 0 | 3138.2498
2025-01-22 | 5760.242 | 23.31 | 0 | 0 | 0 | 0 | 0 | 0 | 0 | 0 | 0 | 0 | 0 | 1 | 0 | 0 | 0 | 0 | 0 | 0 | 0 | 0 | 0 | 0 | 0 | 0 | 0 | 0 | 3282.9098
2025-01-22 | 6055.554 | 22.21 | 0 | 0 | 0 | 0 | 0 | 0 | 0 | 0 | 0 | 0 | 0 | 0 | 1 | 0 | 0 | 0 | 0 | 0 | 0 | 0 | 0 | 0 | 0 | 0 | 0 | 0 | 3346.0723
2025-01-22 | 6070.008 | 21.35 | 0 | 0 | 0 | 0 | 0 | 0 | 0 | 0 | 0 | 0 | 0 | 0 | 0 | 1 | 0 | 0 | 0 | 0 | 0 | 0 | 0 | 0 | 0 | 0 | 0 | 0 | 3320.4725
2025-01-22 | 6072.299 | 20.84 | 0 | 0 | 0 | 0 | 0 | 0 | 0 | 0 | 0 | 0 | 0 | 0 | 0 | 0 | 1 | 0 | 0 | 0 | 0 | 0 | 0 | 0 | 0 | 0 | 0 | 0 | 3281.566
2025-01-22 | 6142.966 | 20.52 | 0 | 0 | 0 | 0 | 0 | 0 | 0 | 0 | 0 | 0 | 0 | 0 | 0 | 0 | 0 | 1 | 0 | 0 | 0 | 0 | 0 | 0 | 0 | 0 | 0 | 0 | 3246.4404
2025-01-22 | 5979.135 | 20.55 | 0 | 0 | 0 | 0 | 0 | 0 | 0 | 0 | 0 | 0 | 0 | 0 | 0 | 0 | 0 | 0 | 1 | 0 | 0 | 0 | 0 | 0 | 0 | 0 | 0 | 0 | 3191.0655
2025-01-22 | 5844.362 | 20.5 | 0 | 0 | 0 | 0 | 0 | 0 | 0 | 0 | 0 | 0 | 0 | 0 | 0 | 0 | 0 | 0 | 0 | 1 | 0 | 0 | 0 | 0 | 0 | 0 | 0 | 0 | 3071.7356
2025-01-22 | 5653.112 | 20.46 | 0 | 0 | 0 | 0 | 0 | 0 | 0 | 0 | 0 | 0 | 0 | 0 | 0 | 0 | 0 | 0 | 0 | 0 | 1 | 0 | 0 | 0 | 0 | 0 | 0 | 0 | 2906.4771
2025-01-22 | 5381.612 | 20.6 | 0 | 0 | 0 | 0 | 0 | 0 | 0 | 0 | 0 | 0 | 0 | 0 | 0 | 0 | 0 | 0 | 0 | 0 | 0 | 1 | 0 | 0 | 0 | 0 | 0 | 0 | 2785.258
2025-01-22 | 4952.723 | 20.81 | 0 | 0 | 0 | 0 | 0 | 0 | 0 | 0 | 0 | 0 | 0 | 0 | 0 | 0 | 0 | 0 | 0 | 0 | 0 | 0 | 1 | 0 | 0 | 0 | 0 | 0 | 2732.8512
2025-01-22 | 4674.661 | 20.78 | 0 | 0 | 0 | 0 | 0 | 0 | 0 | 0 | 0 | 0 | 0 | 0 | 0 | 0 | 0 | 0 | 0 | 0 | 0 | 0 | 0 | 1 | 0 | 0 | 0 | 0 | 2674.1631
2025-01-22 | 4510.032 | 20.84 | 0 | 0 | 0 | 0 | 0 | 0 | 0 | 0 | 0 | 0 | 0 | 0 | 0 | 0 | 0 | 0 | 0 | 0 | 0 | 0 | 0 | 0 | 1 | 0 | 0 | 0 | 2578.5996
2025-01-22 | 4182.593 | 21.03 | 0 | 0 | 0 | 0 | 0 | 0 | 0 | 0 | 0 | 0 | 0 | 0 | 0 | 0 | 0 | 0 | 0 | 0 | 0 | 0 | 0 | 0 | 0 | 1 | 0 | 0 | 2461.058
2025-01-22 | 3907.422 | 21.27 | 0 | 0 | 0 | 0 | 0 | 0 | 0 | 0 | 0 | 0 | 0 | 0 | 0 | 0 | 0 | 0 | 0 | 0 | 0 | 0 | 0 | 0 | 0 | 0 | 1 | 0 | 2361.7208
2025-01-22 | 3732.849 | 21.49 | 0 | 0 | 0 | 0 | 0 | 0 | 0 | 0 | 0 | 0 | 0 | 0 | 0 | 0 | 0 | 0 | 0 | 0 | 0 | 0 | 0 | 0 | 0 | 0 | 0 | 1 | 2291.6436
2025-01-23 | 3634.562 | 21.52 | 0 | 0 | 1 | 0 | 0 | 0 | 0 | 0 | 0 | 0 | 0 | 0 | 0 | 0 | 0 | 0 | 0 | 0 | 0 | 0 | 0 | 0 | 0 | 0 | 0 | 0 | 2257.4293
2025-01-23 | 3595.574 | 21.46 | 0 | 0 | 0 | 1 | 0 | 0 | 0 | 0 | 0 | 0 | 0 | 0 | 0 | 0 | 0 | 0 | 0 | 0 | 0 | 0 | 0 | 0 | 0 | 0 | 0 | 0 | 2230.3321
2025-01-23 | 3588.684 | 21.5 | 0 | 0 | 0 | 0 | 1 | 0 | 0 | 0 | 0 | 0 | 0 | 0 | 0 | 0 | 0 | 0 | 0 | 0 | 0 | 0 | 0 | 0 | 0 | 0 | 0 | 0 | 2224.1979
2025-01-23 | 3561.901 | 21.54 | 0 | 0 | 0 | 0 | 0 | 1 | 0 | 0 | 0 | 0 | 0 | 0 | 0 | 0 | 0 | 0 | 0 | 0 | 0 | 0 | 0 | 0 | 0 | 0 | 0 | 0 | 2246.6936
2025-01-23 | 3639.773 | 21.74 | 0 | 0 | 0 | 0 | 0 | 0 | 1 | 0 | 0 | 0 | 0 | 0 | 0 | 0 | 0 | 0 | 0 | 0 | 0 | 0 | 0 | 0 | 0 | 0 | 0 | 0 | 2296.3287
2025-01-23 | 3729.402 | 21.92 | 0 | 0 | 0 | 0 | 0 | 0 | 0 | 1 | 0 | 0 | 0 | 0 | 0 | 0 | 0 | 0 | 0 | 0 | 0 | 0 | 0 | 0 | 0 | 0 | 0 | 0 | 2406.3676
2025-01-23 | 3987.921 | 21.95 | 0 | 0 | 0 | 0 | 0 | 0 | 0 | 0 | 1 | 0 | 0 | 0 | 0 | 0 | 0 | 0 | 0 | 0 | 0 | 0 | 0 | 0 | 0 | 0 | 0 | 0 | 2607.6117
2025-01-23 | 4455.277 | 22.05 | 0 | 0 | 0 | 0 | 0 | 0 | 0 | 0 | 0 | 1 | 0 | 0 | 0 | 0 | 0 | 0 | 0 | 0 | 0 | 0 | 0 | 0 | 0 | 0 | 0 | 0 | 2828.134
2025-01-23 | 4918.061 | 21.89 | 0 | 0 | 0 | 0 | 0 | 0 | 0 | 0 | 0 | 0 | 1 | 0 | 0 | 0 | 0 | 0 | 0 | 0 | 0 | 0 | 0 | 0 | 0 | 0 | 0 | 0 | 3057.2248
2025-01-23 | 5350.103 | 21.33 | 0 | 0 | 0 | 0 | 0 | 0 | 0 | 0 | 0 | 0 | 0 | 1 | 0 | 0 | 0 | 0 | 0 | 0 | 0 | 0 | 0 | 0 | 0 | 0 | 0 | 0 | 3216.3415
2025-01-23 | 5660.34 | 20.46 | 0 | 0 | 0 | 0 | 0 | 0 | 0 | 0 | 0 | 0 | 0 | 0 | 1 | 0 | 0 | 0 | 0 | 0 | 0 | 0 | 0 | 0 | 0 | 0 | 0 | 0 | 3287.2367
2025-01-23 | 5659.05 | 19.87 | 0 | 0 | 0 | 0 | 0 | 0 | 0 | 0 | 0 | 0 | 0 | 0 | 0 | 1 | 0 | 0 | 0 | 0 | 0 | 0 | 0 | 0 | 0 | 0 | 0 | 0 | 3270.7144
2025-01-23 | 5575.943 | 19.45 | 0 | 0 | 0 | 0 | 0 | 0 | 0 | 0 | 0 | 0 | 0 | 0 | 0 | 0 | 1 | 0 | 0 | 0 | 0 | 0 | 0 | 0 | 0 | 0 | 0 | 0 | 3234.8338
2025-01-23 | 5519.214 | 18.97 | 0 | 0 | 0 | 0 | 0 | 0 | 0 | 0 | 0 | 0 | 0 | 0 | 0 | 0 | 0 | 1 | 0 | 0 | 0 | 0 | 0 | 0 | 0 | 0 | 0 | 0 | 3194.3289
2025-01-23 | 5391.772 | 18.69 | 0 | 0 | 0 | 0 | 0 | 0 | 0 | 0 | 0 | 0 | 0 | 0 | 0 | 0 | 0 | 0 | 1 | 0 | 0 | 0 | 0 | 0 | 0 | 0 | 0 | 0 | 3128.5317
2025-01-23 | 5407.283 | 18.59 | 0 | 0 | 0 | 0 | 0 | 0 | 0 | 0 | 0 | 0 | 0 | 0 | 0 | 0 | 0 | 0 | 0 | 1 | 0 | 0 | 0 | 0 | 0 | 0 | 0 | 0 | 3007.5207
2025-01-23 | 5229.614 | 18.86 | 0 | 0 | 0 | 0 | 0 | 0 | 0 | 0 | 0 | 0 | 0 | 0 | 0 | 0 | 0 | 0 | 0 | 0 | 1 | 0 | 0 | 0 | 0 | 0 | 0 | 0 | 2852.6845
2025-01-23 | 5008.944 | 19.38 | 0 | 0 | 0 | 0 | 0 | 0 | 0 | 0 | 0 | 0 | 0 | 0 | 0 | 0 | 0 | 0 | 0 | 0 | 0 | 1 | 0 | 0 | 0 | 0 | 0 | 0 | 2744.2412
2025-01-23 | 4631.332 | 19.8 | 0 | 0 | 0 | 0 | 0 | 0 | 0 | 0 | 0 | 0 | 0 | 0 | 0 | 0 | 0 | 0 | 0 | 0 | 0 | 0 | 1 | 0 | 0 | 0 | 0 | 0 | 2698.8947
2025-01-23 | 4349.967 | 20.12 | 0 | 0 | 0 | 0 | 0 | 0 | 0 | 0 | 0 | 0 | 0 | 0 | 0 | 0 | 0 | 0 | 0 | 0 | 0 | 0 | 0 | 1 | 0 | 0 | 0 | 0 | 2651.9737
2025-01-23 | 4163.827 | 20.5 | 0 | 0 | 0 | 0 | 0 | 0 | 0 | 0 | 0 | 0 | 0 | 0 | 0 | 0 | 0 | 0 | 0 | 0 | 0 | 0 | 0 | 0 | 1 | 0 | 0 | 0 | 2567.1687
2025-01-23 | 3914.943 | 20.86 | 0 | 0 | 0 | 0 | 0 | 0 | 0 | 0 | 0 | 0 | 0 | 0 | 0 | 0 | 0 | 0 | 0 | 0 | 0 | 0 | 0 | 0 | 0 | 1 | 0 | 0 | 2455.3426
2025-01-23 | 3715.628 | 21.05 | 0 | 0 | 0 | 0 | 0 | 0 | 0 | 0 | 0 | 0 | 0 | 0 | 0 | 0 | 0 | 0 | 0 | 0 | 0 | 0 | 0 | 0 | 0 | 0 | 1 | 0 | 2354.3243
2025-01-23 | 3491.729 | 21.4 | 0 | 0 | 0 | 0 | 0 | 0 | 0 | 0 | 0 | 0 | 0 | 0 | 0 | 0 | 0 | 0 | 0 | 0 | 0 | 0 | 0 | 0 | 0 | 0 | 0 | 1 | 2288.6178
2025-01-24 | 3473.743 | 21.89 | 0 | 0 | 1 | 0 | 0 | 0 | 0 | 0 | 0 | 0 | 0 | 0 | 0 | 0 | 0 | 0 | 0 | 0 | 0 | 0 | 0 | 0 | 0 | 0 | 0 | 0 | 2269.8688
2025-01-24 | 3399.509 | 22.22 | 0 | 0 | 0 | 1 | 0 | 0 | 0 | 0 | 0 | 0 | 0 | 0 | 0 | 0 | 0 | 0 | 0 | 0 | 0 | 0 | 0 | 0 | 0 | 0 | 0 | 0 | 2255.8835
2025-01-24 | 3391.571 | 22.65 | 0 | 0 | 0 | 0 | 1 | 0 | 0 | 0 | 0 | 0 | 0 | 0 | 0 | 0 | 0 | 0 | 0 | 0 | 0 | 0 | 0 | 0 | 0 | 0 | 0 | 0 | 2262.8613
2025-01-24 | 3447.516 | 22.65 | 0 | 0 | 0 | 0 | 0 | 1 | 0 | 0 | 0 | 0 | 0 | 0 | 0 | 0 | 0 | 0 | 0 | 0 | 0 | 0 | 0 | 0 | 0 | 0 | 0 | 0 | 2284.0121
2025-01-24 | 3456.843 | 22.86 | 0 | 0 | 0 | 0 | 0 | 0 | 1 | 0 | 0 | 0 | 0 | 0 | 0 | 0 | 0 | 0 | 0 | 0 | 0 | 0 | 0 | 0 | 0 | 0 | 0 | 0 | 2333.9835
2025-01-24 | 3588.276 | 22.64 | 0 | 0 | 0 | 0 | 0 | 0 | 0 | 1 | 0 | 0 | 0 | 0 | 0 | 0 | 0 | 0 | 0 | 0 | 0 | 0 | 0 | 0 | 0 | 0 | 0 | 0 | 2430.5742
2025-01-24 | 3888.903 | 22.56 | 0 | 0 | 0 | 0 | 0 | 0 | 0 | 0 | 1 | 0 | 0 | 0 | 0 | 0 | 0 | 0 | 0 | 0 | 0 | 0 | 0 | 0 | 0 | 0 | 0 | 0 | 2628.1201
2025-01-24 | 4492.405 | 22.52 | 0 | 0 | 0 | 0 | 0 | 0 | 0 | 0 | 0 | 1 | 0 | 0 | 0 | 0 | 0 | 0 | 0 | 0 | 0 | 0 | 0 | 0 | 0 | 0 | 0 | 0 | 2843.9355
2025-01-24 | 4988.036 | 22.52 | 0 | 0 | 0 | 0 | 0 | 0 | 0 | 0 | 0 | 0 | 1 | 0 | 0 | 0 | 0 | 0 | 0 | 0 | 0 | 0 | 0 | 0 | 0 | 0 | 0 | 0 | 3078.4056
2025-01-24 | 5348.228 | 22.15 | 0 | 0 | 0 | 0 | 0 | 0 | 0 | 0 | 0 | 0 | 0 | 1 | 0 | 0 | 0 | 0 | 0 | 0 | 0 | 0 | 0 | 0 | 0 | 0 | 0 | 0 | 3243.9102
2025-01-24 | 5510.194 | 21.62 | 0 | 0 | 0 | 0 | 0 | 0 | 0 | 0 | 0 | 0 | 0 | 0 | 1 | 0 | 0 | 0 | 0 | 0 | 0 | 0 | 0 | 0 | 0 | 0 | 0 | 0 | 3326.2363
2025-01-24 | 5590.58 | 20.74 | 0 | 0 | 0 | 0 | 0 | 0 | 0 | 0 | 0 | 0 | 0 | 0 | 0 | 1 | 0 | 0 | 0 | 0 | 0 | 0 | 0 | 0 | 0 | 0 | 0 | 0 | 3299.9641
2025-01-24 | 5498.849 | 19.99 | 0 | 0 | 0 | 0 | 0 | 0 | 0 | 0 | 0 | 0 | 0 | 0 | 0 | 0 | 1 | 0 | 0 | 0 | 0 | 0 | 0 | 0 | 0 | 0 | 0 | 0 | 3252.9887
2025-01-24 | 5417.409 | 19.66 | 0 | 0 | 0 | 0 | 0 | 0 | 0 | 0 | 0 | 0 | 0 | 0 | 0 | 0 | 0 | 1 | 0 | 0 | 0 | 0 | 0 | 0 | 0 | 0 | 0 | 0 | 3217.5269
2025-01-24 | 5369.772 | 19.54 | 0 | 0 | 0 | 0 | 0 | 0 | 0 | 0 | 0 | 0 | 0 | 0 | 0 | 0 | 0 | 0 | 1 | 0 | 0 | 0 | 0 | 0 | 0 | 0 | 0 | 0 | 3157.109
2025-01-24 | 5246.546 | 19.51 | 0 | 0 | 0 | 0 | 0 | 0 | 0 | 0 | 0 | 0 | 0 | 0 | 0 | 0 | 0 | 0 | 0 | 1 | 0 | 0 | 0 | 0 | 0 | 0 | 0 | 0 | 3038.4514
2025-01-24 | 5170.301 | 19.71 | 0 | 0 | 0 | 0 | 0 | 0 | 0 | 0 | 0 | 0 | 0 | 0 | 0 | 0 | 0 | 0 | 0 | 0 | 1 | 0 | 0 | 0 | 0 | 0 | 0 | 0 | 2881.2618
2025-01-24 | 4982.483 | 19.97 | 0 | 0 | 0 | 0 | 0 | 0 | 0 | 0 | 0 | 0 | 0 | 0 | 0 | 0 | 0 | 0 | 0 | 0 | 0 | 1 | 0 | 0 | 0 | 0 | 0 | 0 | 2764.0772
2025-01-24 | 4676.414 | 20.25 | 0 | 0 | 0 | 0 | 0 | 0 | 0 | 0 | 0 | 0 | 0 | 0 | 0 | 0 | 0 | 0 | 0 | 0 | 0 | 0 | 1 | 0 | 0 | 0 | 0 | 0 | 2714.0238
2025-01-24 | 4375.815 | 20.25 | 0 | 0 | 0 | 0 | 0 | 0 | 0 | 0 | 0 | 0 | 0 | 0 | 0 | 0 | 0 | 0 | 0 | 0 | 0 | 0 | 0 | 1 | 0 | 0 | 0 | 0 | 2656.3444
2025-01-24 | 4210.796 | 20.49 | 0 | 0 | 0 | 0 | 0 | 0 | 0 | 0 | 0 | 0 | 0 | 0 | 0 | 0 | 0 | 0 | 0 | 0 | 0 | 0 | 0 | 0 | 1 | 0 | 0 | 0 | 2566.8325
2025-01-24 | 3982.345 | 20.5 | 0 | 0 | 0 | 0 | 0 | 0 | 0 | 0 | 0 | 0 | 0 | 0 | 0 | 0 | 0 | 0 | 0 | 0 | 0 | 0 | 0 | 0 | 0 | 1 | 0 | 0 | 2443.2393
2025-01-24 | 3741.001 | 20.58 | 0 | 0 | 0 | 0 | 0 | 0 | 0 | 0 | 0 | 0 | 0 | 0 | 0 | 0 | 0 | 0 | 0 | 0 | 0 | 0 | 0 | 0 | 0 | 0 | 1 | 0 | 2338.5228
2025-01-24 | 3549.09 | 20.77 | 0 | 0 | 0 | 0 | 0 | 0 | 0 | 0 | 0 | 0 | 0 | 0 | 0 | 0 | 0 | 0 | 0 | 0 | 0 | 0 | 0 | 0 | 0 | 0 | 0 | 1 | 2267.437
2025-01-25 | 3419.426 | 21.02 | 0 | 1 | 1 | 0 | 0 | 0 | 0 | 0 | 0 | 0 | 0 | 0 | 0 | 0 | 0 | 0 | 0 | 0 | 0 | 0 | 0 | 0 | 0 | 0 | 0 | 0 | 1975.4661
2025-01-25 | 3402.284 | 21.3 | 0 | 1 | 0 | 1 | 0 | 0 | 0 | 0 | 0 | 0 | 0 | 0 | 0 | 0 | 0 | 0 | 0 | 0 | 0 | 0 | 0 | 0 | 0 | 0 | 0 | 0 | 1959.7997
2025-01-25 | 3385.033 | 21.23 | 0 | 1 | 0 | 0 | 1 | 0 | 0 | 0 | 0 | 0 | 0 | 0 | 0 | 0 | 0 | 0 | 0 | 0 | 0 | 0 | 0 | 0 | 0 | 0 | 0 | 0 | 1949.9673
2025-01-25 | 3396.521 | 21.22 | 0 | 1 | 0 | 0 | 0 | 1 | 0 | 0 | 0 | 0 | 0 | 0 | 0 | 0 | 0 | 0 | 0 | 0 | 0 | 0 | 0 | 0 | 0 | 0 | 0 | 0 | 1970.782
2025-01-25 | 3434.377 | 21.23 | 0 | 1 | 0 | 0 | 0 | 0 | 1 | 0 | 0 | 0 | 0 | 0 | 0 | 0 | 0 | 0 | 0 | 0 | 0 | 0 | 0 | 0 | 0 | 0 | 0 | 0 | 2014.0293
2025-01-25 | 3459.949 | 21.29 | 0 | 1 | 0 | 0 | 0 | 0 | 0 | 1 | 0 | 0 | 0 | 0 | 0 | 0 | 0 | 0 | 0 | 0 | 0 | 0 | 0 | 0 | 0 | 0 | 0 | 0 | 2120.0337
2025-01-25 | 3572.386 | 21.34 | 0 | 1 | 0 | 0 | 0 | 0 | 0 | 0 | 1 | 0 | 0 | 0 | 0 | 0 | 0 | 0 | 0 | 0 | 0 | 0 | 0 | 0 | 0 | 0 | 0 | 0 | 2321.9502
2025-01-25 | 3813.233 | 21.09 | 0 | 1 | 0 | 0 | 0 | 0 | 0 | 0 | 0 | 1 | 0 | 0 | 0 | 0 | 0 | 0 | 0 | 0 | 0 | 0 | 0 | 0 | 0 | 0 | 0 | 0 | 2530.7054
2025-01-25 | 4054.018 | 21.16 | 0 | 1 | 0 | 0 | 0 | 0 | 0 | 0 | 0 | 0 | 1 | 0 | 0 | 0 | 0 | 0 | 0 | 0 | 0 | 0 | 0 | 0 | 0 | 0 | 0 | 0 | 2767.5289
2025-01-25 | 4483.594 | 20.55 | 0 | 1 | 0 | 0 | 0 | 0 | 0 | 0 | 0 | 0 | 0 | 1 | 0 | 0 | 0 | 0 | 0 | 0 | 0 | 0 | 0 | 0 | 0 | 0 | 0 | 0 | 2924.9646
2025-01-25 | 4756.592 | 20.26 | 0 | 1 | 0 | 0 | 0 | 0 | 0 | 0 | 0 | 0 | 0 | 0 | 1 | 0 | 0 | 0 | 0 | 0 | 0 | 0 | 0 | 0 | 0 | 0 | 0 | 0 | 3015.3596
2025-01-25 | 4876.477 | 19.7 | 0 | 1 | 0 | 0 | 0 | 0 | 0 | 0 | 0 | 0 | 0 | 0 | 0 | 1 | 0 | 0 | 0 | 0 | 0 | 0 | 0 | 0 | 0 | 0 | 0 | 0 | 2999.8459
2025-01-25 | 4882.828 | 19.38 | 0 | 1 | 0 | 0 | 0 | 0 | 0 | 0 | 0 | 0 | 0 | 0 | 0 | 0 | 1 | 0 | 0 | 0 | 0 | 0 | 0 | 0 | 0 | 0 | 0 | 0 | 2967.3273
2025-01-25 | 4845.184 | 19.1 | 0 | 1 | 0 | 0 | 0 | 0 | 0 | 0 | 0 | 0 | 0 | 0 | 0 | 0 | 0 | 1 | 0 | 0 | 0 | 0 | 0 | 0 | 0 | 0 | 0 | 0 | 2933.5465
2025-01-25 | 4751.165 | 18.7 | 0 | 1 | 0 | 0 | 0 | 0 | 0 | 0 | 0 | 0 | 0 | 0 | 0 | 0 | 0 | 0 | 1 | 0 | 0 | 0 | 0 | 0 | 0 | 0 | 0 | 0 | 2863.7148
2025-01-25 | 4684.267 | 18.93 | 0 | 1 | 0 | 0 | 0 | 0 | 0 | 0 | 0 | 0 | 0 | 0 | 0 | 0 | 0 | 0 | 0 | 1 | 0 | 0 | 0 | 0 | 0 | 0 | 0 | 0 | 2753.7986
2025-01-25 | 4595.126 | 19.05 | 0 | 1 | 0 | 0 | 0 | 0 | 0 | 0 | 0 | 0 | 0 | 0 | 0 | 0 | 0 | 0 | 0 | 0 | 1 | 0 | 0 | 0 | 0 | 0 | 0 | 0 | 2593.9193
2025-01-25 | 4527.691 | 19.38 | 0 | 1 | 0 | 0 | 0 | 0 | 0 | 0 | 0 | 0 | 0 | 0 | 0 | 0 | 0 | 0 | 0 | 0 | 0 | 1 | 0 | 0 | 0 | 0 | 0 | 0 | 2479.0881
2025-01-25 | 4416.098 | 19.79 | 0 | 1 | 0 | 0 | 0 | 0 | 0 | 0 | 0 | 0 | 0 | 0 | 0 | 0 | 0 | 0 | 0 | 0 | 0 | 0 | 1 | 0 | 0 | 0 | 0 | 0 | 2433.4054
2025-01-25 | 4206.369 | 20.05 | 0 | 1 | 0 | 0 | 0 | 0 | 0 | 0 | 0 | 0 | 0 | 0 | 0 | 0 | 0 | 0 | 0 | 0 | 0 | 0 | 0 | 1 | 0 | 0 | 0 | 0 | 2384.4672
2025-01-25 | 4061.987 | 20.24 | 0 | 1 | 0 | 0 | 0 | 0 | 0 | 0 | 0 | 0 | 0 | 0 | 0 | 0 | 0 | 0 | 0 | 0 | 0 | 0 | 0 | 0 | 1 | 0 | 0 | 0 | 2293.2743
2025-01-25 | 3877.644 | 20.27 | 0 | 1 | 0 | 0 | 0 | 0 | 0 | 0 | 0 | 0 | 0 | 0 | 0 | 0 | 0 | 0 | 0 | 0 | 0 | 0 | 0 | 0 | 0 | 1 | 0 | 0 | 2170.3535
2025-01-25 | 3640.073 | 20.21 | 0 | 1 | 0 | 0 | 0 | 0 | 0 | 0 | 0 | 0 | 0 | 0 | 0 | 0 | 0 | 0 | 0 | 0 | 0 | 0 | 0 | 0 | 0 | 0 | 1 | 0 | 2060.9302
2025-01-25 | 3495.583 | 19.99 | 0 | 1 | 0 | 0 | 0 | 0 | 0 | 0 | 0 | 0 | 0 | 0 | 0 | 0 | 0 | 0 | 0 | 0 | 0 | 0 | 0 | 0 | 0 | 0 | 0 | 1 | 1976.06
2025-01-26 | 3312.858 | 19.94 | 0 | 1 | 1 | 0 | 0 | 0 | 0 | 0 | 0 | 0 | 0 | 0 | 0 | 0 | 0 | 0 | 0 | 0 | 0 | 0 | 0 | 0 | 0 | 0 | 0 | 0 | 1939.1561
2025-01-26 | 3290.344 | 20.11 | 0 | 1 | 0 | 1 | 0 | 0 | 0 | 0 | 0 | 0 | 0 | 0 | 0 | 0 | 0 | 0 | 0 | 0 | 0 | 0 | 0 | 0 | 0 | 0 | 0 | 0 | 1919.7916
2025-01-26 | 3231.952 | 20.48 | 0 | 1 | 0 | 0 | 1 | 0 | 0 | 0 | 0 | 0 | 0 | 0 | 0 | 0 | 0 | 0 | 0 | 0 | 0 | 0 | 0 | 0 | 0 | 0 | 0 | 0 | 1924.7521
2025-01-26 | 3245.7 | 20.49 | 0 | 1 | 0 | 0 | 0 | 1 | 0 | 0 | 0 | 0 | 0 | 0 | 0 | 0 | 0 | 0 | 0 | 0 | 0 | 0 | 0 | 0 | 0 | 0 | 0 | 0 | 1946.2391
2025-01-26 | 3286.65 | 20.43 | 0 | 1 | 0 | 0 | 0 | 0 | 1 | 0 | 0 | 0 | 0 | 0 | 0 | 0 | 0 | 0 | 0 | 0 | 0 | 0 | 0 | 0 | 0 | 0 | 0 | 0 | 1987.133
2025-01-26 | 3307.762 | 20.47 | 0 | 1 | 0 | 0 | 0 | 0 | 0 | 1 | 0 | 0 | 0 | 0 | 0 | 0 | 0 | 0 | 0 | 0 | 0 | 0 | 0 | 0 | 0 | 0 | 0 | 0 | 2092.465
2025-01-26 | 3406.098 | 20.48 | 0 | 1 | 0 | 0 | 0 | 0 | 0 | 0 | 1 | 0 | 0 | 0 | 0 | 0 | 0 | 0 | 0 | 0 | 0 | 0 | 0 | 0 | 0 | 0 | 0 | 0 | 2293.0367
2025-01-26 | 3524.484 | 20.59 | 0 | 1 | 0 | 0 | 0 | 0 | 0 | 0 | 0 | 1 | 0 | 0 | 0 | 0 | 0 | 0 | 0 | 0 | 0 | 0 | 0 | 0 | 0 | 0 | 0 | 0 | 2513.8952
2025-01-26 | 3604.045 | 20.48 | 0 | 1 | 0 | 0 | 0 | 0 | 0 | 0 | 0 | 0 | 1 | 0 | 0 | 0 | 0 | 0 | 0 | 0 | 0 | 0 | 0 | 0 | 0 | 0 | 0 | 0 | 2744.6671
2025-01-26 | 3732.806 | 20.1 | 0 | 1 | 0 | 0 | 0 | 0 | 0 | 0 | 0 | 0 | 0 | 1 | 0 | 0 | 0 | 0 | 0 | 0 | 0 | 0 | 0 | 0 | 0 | 0 | 0 | 0 | 2909.8355
2025-01-26 | 3929.037 | 19.71 | 0 | 1 | 0 | 0 | 0 | 0 | 0 | 0 | 0 | 0 | 0 | 0 | 1 | 0 | 0 | 0 | 0 | 0 | 0 | 0 | 0 | 0 | 0 | 0 | 0 | 0 | 2996.8684
2025-01-26 | 4052.816 | 19.32 | 0 | 1 | 0 | 0 | 0 | 0 | 0 | 0 | 0 | 0 | 0 | 0 | 0 | 1 | 0 | 0 | 0 | 0 | 0 | 0 | 0 | 0 | 0 | 0 | 0 | 0 | 2987.0702
2025-01-26 | 4108.625 | 19.18 | 0 | 1 | 0 | 0 | 0 | 0 | 0 | 0 | 0 | 0 | 0 | 0 | 0 | 0 | 1 | 0 | 0 | 0 | 0 | 0 | 0 | 0 | 0 | 0 | 0 | 0 | 2960.6032
2025-01-26 | 4060.042 | 18.8 | 0 | 1 | 0 | 0 | 0 | 0 | 0 | 0 | 0 | 0 | 0 | 0 | 0 | 0 | 0 | 1 | 0 | 0 | 0 | 0 | 0 | 0 | 0 | 0 | 0 | 0 | 2923.4604
2025-01-26 | 4050.913 | 18.67 | 0 | 1 | 0 | 0 | 0 | 0 | 0 | 0 | 0 | 0 | 0 | 0 | 0 | 0 | 0 | 0 | 1 | 0 | 0 | 0 | 0 | 0 | 0 | 0 | 0 | 0 | 2862.7062
2025-01-26 | 3955.405 | 18.81 | 0 | 1 | 0 | 0 | 0 | 0 | 0 | 0 | 0 | 0 | 0 | 0 | 0 | 0 | 0 | 0 | 0 | 1 | 0 | 0 | 0 | 0 | 0 | 0 | 0 | 0 | 2749.7641
2025-01-26 | 4018.089 | 18.95 | 0 | 1 | 0 | 0 | 0 | 0 | 0 | 0 | 0 | 0 | 0 | 0 | 0 | 0 | 0 | 0 | 0 | 0 | 1 | 0 | 0 | 0 | 0 | 0 | 0 | 0 | 2590.5573
2025-01-26 | 4072.844 | 19.23 | 0 | 1 | 0 | 0 | 0 | 0 | 0 | 0 | 0 | 0 | 0 | 0 | 0 | 0 | 0 | 0 | 0 | 0 | 0 | 1 | 0 | 0 | 0 | 0 | 0 | 0 | 2474.045
2025-01-26 | 4048.793 | 19.6 | 0 | 1 | 0 | 0 | 0 | 0 | 0 | 0 | 0 | 0 | 0 | 0 | 0 | 0 | 0 | 0 | 0 | 0 | 0 | 0 | 1 | 0 | 0 | 0 | 0 | 0 | 2427.0175
2025-01-26 | 3881.908 | 19.8 | 0 | 1 | 0 | 0 | 0 | 0 | 0 | 0 | 0 | 0 | 0 | 0 | 0 | 0 | 0 | 0 | 0 | 0 | 0 | 0 | 0 | 1 | 0 | 0 | 0 | 0 | 2376.0621
2025-01-26 | 3796.704 | 20.05 | 0 | 1 | 0 | 0 | 0 | 0 | 0 | 0 | 0 | 0 | 0 | 0 | 0 | 0 | 0 | 0 | 0 | 0 | 0 | 0 | 0 | 0 | 1 | 0 | 0 | 0 | 2286.8865
2025-01-26 | 3625.28 | 20.25 | 0 | 1 | 0 | 0 | 0 | 0 | 0 | 0 | 0 | 0 | 0 | 0 | 0 | 0 | 0 | 0 | 0 | 0 | 0 | 0 | 0 | 0 | 0 | 1 | 0 | 0 | 2169.6811
2025-01-26 | 3432.215 | 20.44 | 0 | 1 | 0 | 0 | 0 | 0 | 0 | 0 | 0 | 0 | 0 | 0 | 0 | 0 | 0 | 0 | 0 | 0 | 0 | 0 | 0 | 0 | 0 | 0 | 1 | 0 | 2068.6628
2025-01-26 | 3269.262 | 20.58 | 0 | 1 | 0 | 0 | 0 | 0 | 0 | 0 | 0 | 0 | 0 | 0 | 0 | 0 | 0 | 0 | 0 | 0 | 0 | 0 | 0 | 0 | 0 | 0 | 0 | 1 | 1995.896
2025-01-27 | 3262.679 | 20.28 | 0 | 0 | 1 | 0 | 0 | 0 | 0 | 0 | 0 | 0 | 0 | 0 | 0 | 0 | 0 | 0 | 0 | 0 | 0 | 0 | 0 | 0 | 0 | 0 | 0 | 0 | 2215.7401
2025-01-27 | 3188.361 | 20.43 | 0 | 0 | 0 | 1 | 0 | 0 | 0 | 0 | 0 | 0 | 0 | 0 | 0 | 0 | 0 | 0 | 0 | 0 | 0 | 0 | 0 | 0 | 0 | 0 | 0 | 0 | 2195.7031
2025-01-27 | 3246.269 | 20.33 | 0 | 0 | 0 | 0 | 1 | 0 | 0 | 0 | 0 | 0 | 0 | 0 | 0 | 0 | 0 | 0 | 0 | 0 | 0 | 0 | 0 | 0 | 0 | 0 | 0 | 0 | 2184.8621
2025-01-27 | 3218.317 | 20.35 | 0 | 0 | 0 | 0 | 0 | 1 | 0 | 0 | 0 | 0 | 0 | 0 | 0 | 0 | 0 | 0 | 0 | 0 | 0 | 0 | 0 | 0 | 0 | 0 | 0 | 0 | 2206.6854
2025-01-27 | 3292.465 | 20.48 | 0 | 0 | 0 | 0 | 0 | 0 | 1 | 0 | 0 | 0 | 0 | 0 | 0 | 0 | 0 | 0 | 0 | 0 | 0 | 0 | 0 | 0 | 0 | 0 | 0 | 0 | 2253.9671
2025-01-27 | 3385.537 | 20.51 | 0 | 0 | 0 | 0 | 0 | 0 | 0 | 1 | 0 | 0 | 0 | 0 | 0 | 0 | 0 | 0 | 0 | 0 | 0 | 0 | 0 | 0 | 0 | 0 | 0 | 0 | 2358.9629
2025-01-27 | 3694.257 | 20.62 | 0 | 0 | 0 | 0 | 0 | 0 | 0 | 0 | 1 | 0 | 0 | 0 | 0 | 0 | 0 | 0 | 0 | 0 | 0 | 0 | 0 | 0 | 0 | 0 | 0 | 0 | 2562.8967
2025-01-27 | 4161.05 | 20.22 | 0 | 0 | 0 | 0 | 0 | 0 | 0 | 0 | 0 | 1 | 0 | 0 | 0 | 0 | 0 | 0 | 0 | 0 | 0 | 0 | 0 | 0 | 0 | 0 | 0 | 0 | 2766.6088
2025-01-27 | 4697.22 | 20.35 | 0 | 0 | 0 | 0 | 0 | 0 | 0 | 0 | 0 | 0 | 1 | 0 | 0 | 0 | 0 | 0 | 0 | 0 | 0 | 0 | 0 | 0 | 0 | 0 | 0 | 0 | 3005.4495
2025-01-27 | 5123.743 | 19.79 | 0 | 0 | 0 | 0 | 0 | 0 | 0 | 0 | 0 | 0 | 0 | 1 | 0 | 0 | 0 | 0 | 0 | 0 | 0 | 0 | 0 | 0 | 0 | 0 | 0 | 0 | 3164.5662
2025-01-27 | 5314.296 | 19.31 | 0 | 0 | 0 | 0 | 0 | 0 | 0 | 0 | 0 | 0 | 0 | 0 | 1 | 0 | 0 | 0 | 0 | 0 | 0 | 0 | 0 | 0 | 0 | 0 | 0 | 0 | 3248.5734
2025-01-27 | 5334.309 | 18.93 | 0 | 0 | 0 | 0 | 0 | 0 | 0 | 0 | 0 | 0 | 0 | 0 | 0 | 1 | 0 | 0 | 0 | 0 | 0 | 0 | 0 | 0 | 0 | 0 | 0 | 0 | 3239.1113
2025-01-27 | 5275.987 | 18.71 | 0 | 0 | 0 | 0 | 0 | 0 | 0 | 0 | 0 | 0 | 0 | 0 | 0 | 0 | 1 | 0 | 0 | 0 | 0 | 0 | 0 | 0 | 0 | 0 | 0 | 0 | 3209.9547
2025-01-27 | 5324.354 | 18.57 | 0 | 0 | 0 | 0 | 0 | 0 | 0 | 0 | 0 | 0 | 0 | 0 | 0 | 0 | 0 | 1 | 0 | 0 | 0 | 0 | 0 | 0 | 0 | 0 | 0 | 0 | 3180.8808
2025-01-27 | 5351.723 | 18.59 | 0 | 0 | 0 | 0 | 0 | 0 | 0 | 0 | 0 | 0 | 0 | 0 | 0 | 0 | 0 | 0 | 1 | 0 | 0 | 0 | 0 | 0 | 0 | 0 | 0 | 0 | 3125.1697
2025-01-27 | 5298.63 | 18.7 | 0 | 0 | 0 | 0 | 0 | 0 | 0 | 0 | 0 | 0 | 0 | 0 | 0 | 0 | 0 | 0 | 0 | 1 | 0 | 0 | 0 | 0 | 0 | 0 | 0 | 0 | 3011.219
2025-01-27 | 5149.16 | 19.08 | 0 | 0 | 0 | 0 | 0 | 0 | 0 | 0 | 0 | 0 | 0 | 0 | 0 | 0 | 0 | 0 | 0 | 0 | 1 | 0 | 0 | 0 | 0 | 0 | 0 | 0 | 2860.081
2025-01-27 | 4909.921 | 19.44 | 0 | 0 | 0 | 0 | 0 | 0 | 0 | 0 | 0 | 0 | 0 | 0 | 0 | 0 | 0 | 0 | 0 | 0 | 0 | 1 | 0 | 0 | 0 | 0 | 0 | 0 | 2746.2584
2025-01-27 | 4531.787 | 19.79 | 0 | 0 | 0 | 0 | 0 | 0 | 0 | 0 | 0 | 0 | 0 | 0 | 0 | 0 | 0 | 0 | 0 | 0 | 0 | 0 | 1 | 0 | 0 | 0 | 0 | 0 | 2698.5585
2025-01-27 | 4243.725 | 19.98 | 0 | 0 | 0 | 0 | 0 | 0 | 0 | 0 | 0 | 0 | 0 | 0 | 0 | 0 | 0 | 0 | 0 | 0 | 0 | 0 | 0 | 1 | 0 | 0 | 0 | 0 | 2647.2669
2025-01-27 | 4023.139 | 20.24 | 0 | 0 | 0 | 0 | 0 | 0 | 0 | 0 | 0 | 0 | 0 | 0 | 0 | 0 | 0 | 0 | 0 | 0 | 0 | 0 | 0 | 0 | 1 | 0 | 0 | 0 | 2558.4274
2025-01-27 | 3759.66 | 20.72 | 0 | 0 | 0 | 0 | 0 | 0 | 0 | 0 | 0 | 0 | 0 | 0 | 0 | 0 | 0 | 0 | 0 | 0 | 0 | 0 | 0 | 0 | 0 | 1 | 0 | 0 | 2450.6357
2025-01-27 | 3540.638 | 20.76 | 0 | 0 | 0 | 0 | 0 | 0 | 0 | 0 | 0 | 0 | 0 | 0 | 0 | 0 | 0 | 0 | 0 | 0 | 0 | 0 | 0 | 0 | 0 | 0 | 1 | 0 | 2344.5744
2025-01-27 | 3380.541 | 20.9 | 0 | 0 | 0 | 0 | 0 | 0 | 0 | 0 | 0 | 0 | 0 | 0 | 0 | 0 | 0 | 0 | 0 | 0 | 0 | 0 | 0 | 0 | 0 | 0 | 0 | 1 | 2271.8076
2025-01-28 | 3309.872 | 20.89 | 0 | 0 | 1 | 0 | 0 | 0 | 0 | 0 | 0 | 0 | 0 | 0 | 0 | 0 | 0 | 0 | 0 | 0 | 0 | 0 | 0 | 0 | 0 | 0 | 0 | 0 | 2236.2485
2025-01-28 | 3250.935 | 21.17 | 0 | 0 | 0 | 1 | 0 | 0 | 0 | 0 | 0 | 0 | 0 | 0 | 0 | 0 | 0 | 0 | 0 | 0 | 0 | 0 | 0 | 0 | 0 | 0 | 0 | 0 | 2220.5822
2025-01-28 | 3246.053 | 21.41 | 0 | 0 | 0 | 0 | 1 | 0 | 0 | 0 | 0 | 0 | 0 | 0 | 0 | 0 | 0 | 0 | 0 | 0 | 0 | 0 | 0 | 0 | 0 | 0 | 0 | 0 | 2221.1721
2025-01-28 | 3268.743 | 21.88 | 0 | 0 | 0 | 0 | 0 | 1 | 0 | 0 | 0 | 0 | 0 | 0 | 0 | 0 | 0 | 0 | 0 | 0 | 0 | 0 | 0 | 0 | 0 | 0 | 0 | 0 | 2258.1245
2025-01-28 | 3370.079 | 22.45 | 0 | 0 | 0 | 0 | 0 | 0 | 1 | 0 | 0 | 0 | 0 | 0 | 0 | 0 | 0 | 0 | 0 | 0 | 0 | 0 | 0 | 0 | 0 | 0 | 0 | 0 | 2320.1991
2025-01-28 | 3488.011 | 23.06 | 0 | 0 | 0 | 0 | 0 | 0 | 0 | 1 | 0 | 0 | 0 | 0 | 0 | 0 | 0 | 0 | 0 | 0 | 0 | 0 | 0 | 0 | 0 | 0 | 0 | 0 | 2444.6947
2025-01-28 | 3801.857 | 23.57 | 0 | 0 | 0 | 0 | 0 | 0 | 0 | 0 | 1 | 0 | 0 | 0 | 0 | 0 | 0 | 0 | 0 | 0 | 0 | 0 | 0 | 0 | 0 | 0 | 0 | 0 | 2662.0766
2025-01-28 | 4321.792 | 24.2 | 0 | 0 | 0 | 0 | 0 | 0 | 0 | 0 | 0 | 1 | 0 | 0 | 0 | 0 | 0 | 0 | 0 | 0 | 0 | 0 | 0 | 0 | 0 | 0 | 0 | 0 | 2900.4176
2025-01-28 | 4921.594 | 24.48 | 0 | 0 | 0 | 0 | 0 | 0 | 0 | 0 | 0 | 0 | 1 | 0 | 0 | 0 | 0 | 0 | 0 | 0 | 0 | 0 | 0 | 0 | 0 | 0 | 0 | 0 | 3144.3015
2025-01-28 | 5331.883 | 24.06 | 0 | 0 | 0 | 0 | 0 | 0 | 0 | 0 | 0 | 0 | 0 | 1 | 0 | 0 | 0 | 0 | 0 | 0 | 0 | 0 | 0 | 0 | 0 | 0 | 0 | 0 | 3308.125
2025-01-28 | 5477.317 | 23.29 | 0 | 0 | 0 | 0 | 0 | 0 | 0 | 0 | 0 | 0 | 0 | 0 | 1 | 0 | 0 | 0 | 0 | 0 | 0 | 0 | 0 | 0 | 0 | 0 | 0 | 0 | 3382.3822
2025-01-28 | 5619.194 | 22.62 | 0 | 0 | 0 | 0 | 0 | 0 | 0 | 0 | 0 | 0 | 0 | 0 | 0 | 1 | 0 | 0 | 0 | 0 | 0 | 0 | 0 | 0 | 0 | 0 | 0 | 0 | 3363.1703
2025-01-28 | 5528.395 | 22.1 | 0 | 0 | 0 | 0 | 0 | 0 | 0 | 0 | 0 | 0 | 0 | 0 | 0 | 0 | 1 | 0 | 0 | 0 | 0 | 0 | 0 | 0 | 0 | 0 | 0 | 0 | 3323.9276
2025-01-28 | 5486.065 | 21.8 | 0 | 0 | 0 | 0 | 0 | 0 | 0 | 0 | 0 | 0 | 0 | 0 | 0 | 0 | 0 | 1 | 0 | 0 | 0 | 0 | 0 | 0 | 0 | 0 | 0 | 0 | 3289.4744
2025-01-28 | 5407.127 | 21.31 | 0 | 0 | 0 | 0 | 0 | 0 | 0 | 0 | 0 | 0 | 0 | 0 | 0 | 0 | 0 | 0 | 1 | 0 | 0 | 0 | 0 | 0 | 0 | 0 | 0 | 0 | 3216.617
2025-01-28 | 5506.099 | 21.12 | 0 | 0 | 0 | 0 | 0 | 0 | 0 | 0 | 0 | 0 | 0 | 0 | 0 | 0 | 0 | 0 | 0 | 1 | 0 | 0 | 0 | 0 | 0 | 0 | 0 | 0 | 3092.5802
2025-01-28 | 5252.965 | 21.11 | 0 | 0 | 0 | 0 | 0 | 0 | 0 | 0 | 0 | 0 | 0 | 0 | 0 | 0 | 0 | 0 | 0 | 0 | 1 | 0 | 0 | 0 | 0 | 0 | 0 | 0 | 2928.3303
2025-01-28 | 4986.858 | 21.47 | 0 | 0 | 0 | 0 | 0 | 0 | 0 | 0 | 0 | 0 | 0 | 0 | 0 | 0 | 0 | 0 | 0 | 0 | 0 | 1 | 0 | 0 | 0 | 0 | 0 | 0 | 2814.5076
2025-01-28 | 4593.362 | 21.85 | 0 | 0 | 0 | 0 | 0 | 0 | 0 | 0 | 0 | 0 | 0 | 0 | 0 | 0 | 0 | 0 | 0 | 0 | 0 | 0 | 1 | 0 | 0 | 0 | 0 | 0 | 2767.8163
2025-01-28 | 4325.324 | 21.81 | 0 | 0 | 0 | 0 | 0 | 0 | 0 | 0 | 0 | 0 | 0 | 0 | 0 | 0 | 0 | 0 | 0 | 0 | 0 | 0 | 0 | 1 | 0 | 0 | 0 | 0 | 2708.7921
2025-01-28 | 4085.759 | 21.71 | 0 | 0 | 0 | 0 | 0 | 0 | 0 | 0 | 0 | 0 | 0 | 0 | 0 | 0 | 0 | 0 | 0 | 0 | 0 | 0 | 0 | 0 | 1 | 0 | 0 | 0 | 2607.8493
2025-01-28 | 3735.47 | 21.76 | 0 | 0 | 0 | 0 | 0 | 0 | 0 | 0 | 0 | 0 | 0 | 0 | 0 | 0 | 0 | 0 | 0 | 0 | 0 | 0 | 0 | 0 | 0 | 1 | 0 | 0 | 2485.6009
2025-01-28 | 3459.752 | 22.3 | 0 | 0 | 0 | 0 | 0 | 0 | 0 | 0 | 0 | 0 | 0 | 0 | 0 | 0 | 0 | 0 | 0 | 0 | 0 | 0 | 0 | 0 | 0 | 0 | 1 | 0 | 2396.3497
2025-01-28 | 3307.513 | 22.32 | 0 | 0 | 0 | 0 | 0 | 0 | 0 | 0 | 0 | 0 | 0 | 0 | 0 | 0 | 0 | 0 | 0 | 0 | 0 | 0 | 0 | 0 | 0 | 0 | 0 | 1 | 2319.5485
2025-01-29 | 3164.249 | 22.08 | 0 | 0 | 1 | 0 | 0 | 0 | 0 | 0 | 0 | 0 | 0 | 0 | 0 | 0 | 0 | 0 | 0 | 0 | 0 | 0 | 0 | 0 | 0 | 0 | 0 | 0 | 2276.2567
2025-01-29 | 3157.107 | 22.31 | 0 | 0 | 0 | 1 | 0 | 0 | 0 | 0 | 0 | 0 | 0 | 0 | 0 | 0 | 0 | 0 | 0 | 0 | 0 | 0 | 0 | 0 | 0 | 0 | 0 | 0 | 2258.9093
2025-01-29 | 3137.942 | 22.51 | 0 | 0 | 0 | 0 | 1 | 0 | 0 | 0 | 0 | 0 | 0 | 0 | 0 | 0 | 0 | 0 | 0 | 0 | 0 | 0 | 0 | 0 | 0 | 0 | 0 | 0 | 2258.1544
2025-01-29 | 3141.998 | 23.04 | 0 | 0 | 0 | 0 | 0 | 1 | 0 | 0 | 0 | 0 | 0 | 0 | 0 | 0 | 0 | 0 | 0 | 0 | 0 | 0 | 0 | 0 | 0 | 0 | 0 | 0 | 2297.1241
2025-01-29 | 3197.723 | 23 | 0 | 0 | 0 | 0 | 0 | 0 | 1 | 0 | 0 | 0 | 0 | 0 | 0 | 0 | 0 | 0 | 0 | 0 | 0 | 0 | 0 | 0 | 0 | 0 | 0 | 0 | 2338.6903
2025-01-29 | 3228.753 | 23.3 | 0 | 0 | 0 | 0 | 0 | 0 | 0 | 1 | 0 | 0 | 0 | 0 | 0 | 0 | 0 | 0 | 0 | 0 | 0 | 0 | 0 | 0 | 0 | 0 | 0 | 0 | 2452.7636
2025-01-29 | 3545.303 | 23.7 | 0 | 0 | 0 | 0 | 0 | 0 | 0 | 0 | 1 | 0 | 0 | 0 | 0 | 0 | 0 | 0 | 0 | 0 | 0 | 0 | 0 | 0 | 0 | 0 | 0 | 0 | 2666.4473
2025-01-29 | 3998.641 | 23.91 | 0 | 0 | 0 | 0 | 0 | 0 | 0 | 0 | 0 | 1 | 0 | 0 | 0 | 0 | 0 | 0 | 0 | 0 | 0 | 0 | 0 | 0 | 0 | 0 | 0 | 0 | 2890.6678
2025-01-29 | 4503.652 | 24.1 | 0 | 0 | 0 | 0 | 0 | 0 | 0 | 0 | 0 | 0 | 1 | 0 | 0 | 0 | 0 | 0 | 0 | 0 | 0 | 0 | 0 | 0 | 0 | 0 | 0 | 0 | 3131.5257
2025-01-29 | 4982.492 | 24.06 | 0 | 0 | 0 | 0 | 0 | 0 | 0 | 0 | 0 | 0 | 0 | 1 | 0 | 0 | 0 | 0 | 0 | 0 | 0 | 0 | 0 | 0 | 0 | 0 | 0 | 0 | 3308.125
2025-01-29 | 5218.42 | 24.02 | 0 | 0 | 0 | 0 | 0 | 0 | 0 | 0 | 0 | 0 | 0 | 0 | 1 | 0 | 0 | 0 | 0 | 0 | 0 | 0 | 0 | 0 | 0 | 0 | 0 | 0 | 3406.9251
2025-01-29 | 5265.254 | 23.57 | 0 | 0 | 0 | 0 | 0 | 0 | 0 | 0 | 0 | 0 | 0 | 0 | 0 | 1 | 0 | 0 | 0 | 0 | 0 | 0 | 0 | 0 | 0 | 0 | 0 | 0 | 3395.1096
2025-01-29 | 5248.854 | 23.3 | 0 | 0 | 0 | 0 | 0 | 0 | 0 | 0 | 0 | 0 | 0 | 0 | 0 | 0 | 1 | 0 | 0 | 0 | 0 | 0 | 0 | 0 | 0 | 0 | 0 | 0 | 3364.272
2025-01-29 | 5304.149 | 23.04 | 0 | 0 | 0 | 0 | 0 | 0 | 0 | 0 | 0 | 0 | 0 | 0 | 0 | 0 | 0 | 1 | 0 | 0 | 0 | 0 | 0 | 0 | 0 | 0 | 0 | 0 | 3331.1636
2025-01-29 | 5288.359 | 22.7 | 0 | 0 | 0 | 0 | 0 | 0 | 0 | 0 | 0 | 0 | 0 | 0 | 0 | 0 | 0 | 0 | 1 | 0 | 0 | 0 | 0 | 0 | 0 | 0 | 0 | 0 | 3263.3492
2025-01-29 | 5252.83 | 22.57 | 0 | 0 | 0 | 0 | 0 | 0 | 0 | 0 | 0 | 0 | 0 | 0 | 0 | 0 | 0 | 0 | 0 | 1 | 0 | 0 | 0 | 0 | 0 | 0 | 0 | 0 | 3141.3296
2025-01-29 | 5187.693 | 22.71 | 0 | 0 | 0 | 0 | 0 | 0 | 0 | 0 | 0 | 0 | 0 | 0 | 0 | 0 | 0 | 0 | 0 | 0 | 1 | 0 | 0 | 0 | 0 | 0 | 0 | 0 | 2982.1228
2025-01-29 | 4874.197 | 23.28 | 0 | 0 | 0 | 0 | 0 | 0 | 0 | 0 | 0 | 0 | 0 | 0 | 0 | 0 | 0 | 0 | 0 | 0 | 0 | 1 | 0 | 0 | 0 | 0 | 0 | 0 | 2875.3604
2025-01-29 | 4619.173 | 24.05 | 0 | 0 | 0 | 0 | 0 | 0 | 0 | 0 | 0 | 0 | 0 | 0 | 0 | 0 | 0 | 0 | 0 | 0 | 0 | 0 | 1 | 0 | 0 | 0 | 0 | 0 | 2841.7811
2025-01-29 | 4432.328 | 24.6 | 0 | 0 | 0 | 0 | 0 | 0 | 0 | 0 | 0 | 0 | 0 | 0 | 0 | 0 | 0 | 0 | 0 | 0 | 0 | 0 | 0 | 1 | 0 | 0 | 0 | 0 | 2802.5928
2025-01-29 | 4156.149 | 25.32 | 0 | 0 | 0 | 0 | 0 | 0 | 0 | 0 | 0 | 0 | 0 | 0 | 0 | 0 | 0 | 0 | 0 | 0 | 0 | 0 | 0 | 0 | 1 | 0 | 0 | 0 | 2729.2187
2025-01-29 | 3839.165 | 26.08 | 0 | 0 | 0 | 0 | 0 | 0 | 0 | 0 | 0 | 0 | 0 | 0 | 0 | 0 | 0 | 0 | 0 | 0 | 0 | 0 | 0 | 0 | 0 | 1 | 0 | 0 | 2630.8407
2025-01-29 | 3577.982 | 26.27 | 0 | 0 | 0 | 0 | 0 | 0 | 0 | 0 | 0 | 0 | 0 | 0 | 0 | 0 | 0 | 0 | 0 | 0 | 0 | 0 | 0 | 0 | 0 | 0 | 1 | 0 | 2529.8224
2025-01-29 | 3500.844 | 26.25 | 0 | 0 | 0 | 0 | 0 | 0 | 0 | 0 | 0 | 0 | 0 | 0 | 0 | 0 | 0 | 0 | 0 | 0 | 0 | 0 | 0 | 0 | 0 | 0 | 0 | 1 | 2451.6763
2025-01-30 | 3431.698 | 26.45 | 0 | 0 | 1 | 0 | 0 | 0 | 0 | 0 | 0 | 0 | 0 | 0 | 0 | 0 | 0 | 0 | 0 | 0 | 0 | 0 | 0 | 0 | 0 | 0 | 0 | 0 | 2423.1775
2025-01-30 | 3398.826 | 26.43 | 0 | 0 | 0 | 1 | 0 | 0 | 0 | 0 | 0 | 0 | 0 | 0 | 0 | 0 | 0 | 0 | 0 | 0 | 0 | 0 | 0 | 0 | 0 | 0 | 0 | 0 | 2397.4251
2025-01-30 | 3407.259 | 26.8 | 0 | 0 | 0 | 0 | 1 | 0 | 0 | 0 | 0 | 0 | 0 | 0 | 0 | 0 | 0 | 0 | 0 | 0 | 0 | 0 | 0 | 0 | 0 | 0 | 0 | 0 | 2402.3856
2025-01-30 | 3407.287 | 27.07 | 0 | 0 | 0 | 0 | 0 | 1 | 0 | 0 | 0 | 0 | 0 | 0 | 0 | 0 | 0 | 0 | 0 | 0 | 0 | 0 | 0 | 0 | 0 | 0 | 0 | 0 | 2432.6139
2025-01-30 | 3443.53 | 27.11 | 0 | 0 | 0 | 0 | 0 | 0 | 1 | 0 | 0 | 0 | 0 | 0 | 0 | 0 | 0 | 0 | 0 | 0 | 0 | 0 | 0 | 0 | 0 | 0 | 0 | 0 | 2476.8698
2025-01-30 | 3565.69 | 26.92 | 0 | 0 | 0 | 0 | 0 | 0 | 0 | 1 | 0 | 0 | 0 | 0 | 0 | 0 | 0 | 0 | 0 | 0 | 0 | 0 | 0 | 0 | 0 | 0 | 0 | 0 | 2574.4692
2025-01-30 | 3908.635 | 26.89 | 0 | 0 | 0 | 0 | 0 | 0 | 0 | 0 | 1 | 0 | 0 | 0 | 0 | 0 | 0 | 0 | 0 | 0 | 0 | 0 | 0 | 0 | 0 | 0 | 0 | 0 | 2773.6961
2025-01-30 | 4443.493 | 26.7 | 0 | 0 | 0 | 0 | 0 | 0 | 0 | 0 | 0 | 1 | 0 | 0 | 0 | 0 | 0 | 0 | 0 | 0 | 0 | 0 | 0 | 0 | 0 | 0 | 0 | 0 | 2984.4685
2025-01-30 | 4994.686 | 26.52 | 0 | 0 | 0 | 0 | 0 | 0 | 0 | 0 | 0 | 0 | 1 | 0 | 0 | 0 | 0 | 0 | 0 | 0 | 0 | 0 | 0 | 0 | 0 | 0 | 0 | 0 | 3212.8869
2025-01-30 | 5424.225 | 25.82 | 0 | 0 | 0 | 0 | 0 | 0 | 0 | 0 | 0 | 0 | 0 | 1 | 0 | 0 | 0 | 0 | 0 | 0 | 0 | 0 | 0 | 0 | 0 | 0 | 0 | 0 | 3367.2968
2025-01-30 | 5623.854 | 24.82 | 0 | 0 | 0 | 0 | 0 | 0 | 0 | 0 | 0 | 0 | 0 | 0 | 1 | 0 | 0 | 0 | 0 | 0 | 0 | 0 | 0 | 0 | 0 | 0 | 0 | 0 | 3433.8213
2025-01-30 | 5592.98 | 23.92 | 0 | 0 | 0 | 0 | 0 | 0 | 0 | 0 | 0 | 0 | 0 | 0 | 0 | 1 | 0 | 0 | 0 | 0 | 0 | 0 | 0 | 0 | 0 | 0 | 0 | 0 | 3406.8767
2025-01-30 | 5540.083 | 23.16 | 0 | 0 | 0 | 0 | 0 | 0 | 0 | 0 | 0 | 0 | 0 | 0 | 0 | 0 | 1 | 0 | 0 | 0 | 0 | 0 | 0 | 0 | 0 | 0 | 0 | 0 | 3359.5652
2025-01-30 | 5550.499 | 22.26 | 0 | 0 | 0 | 0 | 0 | 0 | 0 | 0 | 0 | 0 | 0 | 0 | 0 | 0 | 0 | 1 | 0 | 0 | 0 | 0 | 0 | 0 | 0 | 0 | 0 | 0 | 3304.9398
2025-01-30 | 5510.072 | 21.95 | 0 | 0 | 0 | 0 | 0 | 0 | 0 | 0 | 0 | 0 | 0 | 0 | 0 | 0 | 0 | 0 | 1 | 0 | 0 | 0 | 0 | 0 | 0 | 0 | 0 | 0 | 3238.134
2025-01-30 | 5397.759 | 21.83 | 0 | 0 | 0 | 0 | 0 | 0 | 0 | 0 | 0 | 0 | 0 | 0 | 0 | 0 | 0 | 0 | 0 | 1 | 0 | 0 | 0 | 0 | 0 | 0 | 0 | 0 | 3116.4506
2025-01-30 | 5239.503 | 21.83 | 0 | 0 | 0 | 0 | 0 | 0 | 0 | 0 | 0 | 0 | 0 | 0 | 0 | 0 | 0 | 0 | 0 | 0 | 1 | 0 | 0 | 0 | 0 | 0 | 0 | 0 | 2952.5369
2025-01-30 | 4909.076 | 22.18 | 0 | 0 | 0 | 0 | 0 | 0 | 0 | 0 | 0 | 0 | 0 | 0 | 0 | 0 | 0 | 0 | 0 | 0 | 0 | 1 | 0 | 0 | 0 | 0 | 0 | 0 | 2838.3781
2025-01-30 | 4604.216 | 22.57 | 0 | 0 | 0 | 0 | 0 | 0 | 0 | 0 | 0 | 0 | 0 | 0 | 0 | 0 | 0 | 0 | 0 | 0 | 0 | 0 | 1 | 0 | 0 | 0 | 0 | 0 | 2792.023
2025-01-30 | 4284.124 | 22.93 | 0 | 0 | 0 | 0 | 0 | 0 | 0 | 0 | 0 | 0 | 0 | 0 | 0 | 0 | 0 | 0 | 0 | 0 | 0 | 0 | 0 | 1 | 0 | 0 | 0 | 0 | 2746.4468
2025-01-30 | 4008.841 | 23.47 | 0 | 0 | 0 | 0 | 0 | 0 | 0 | 0 | 0 | 0 | 0 | 0 | 0 | 0 | 0 | 0 | 0 | 0 | 0 | 0 | 0 | 0 | 1 | 0 | 0 | 0 | 2667.0211
2025-01-30 | 3722.751 | 23.73 | 0 | 0 | 0 | 0 | 0 | 0 | 0 | 0 | 0 | 0 | 0 | 0 | 0 | 0 | 0 | 0 | 0 | 0 | 0 | 0 | 0 | 0 | 0 | 1 | 0 | 0 | 2551.8329
2025-01-30 | 3465.137 | 24.28 | 0 | 0 | 0 | 0 | 0 | 0 | 0 | 0 | 0 | 0 | 0 | 0 | 0 | 0 | 0 | 0 | 0 | 0 | 0 | 0 | 0 | 0 | 0 | 0 | 1 | 0 | 2462.918
2025-01-30 | 3259.473 | 24.47 | 0 | 0 | 0 | 0 | 0 | 0 | 0 | 0 | 0 | 0 | 0 | 0 | 0 | 0 | 0 | 0 | 0 | 0 | 0 | 0 | 0 | 0 | 0 | 0 | 0 | 1 | 2391.8321
2025-01-31 | 3213.467 | 24.73 | 0 | 0 | 1 | 0 | 0 | 0 | 0 | 0 | 0 | 0 | 0 | 0 | 0 | 0 | 0 | 0 | 0 | 0 | 0 | 0 | 0 | 0 | 0 | 0 | 0 | 0 | 2365.3505
2025-01-31 | 3194.93 | 24.9 | 0 | 0 | 0 | 1 | 0 | 0 | 0 | 0 | 0 | 0 | 0 | 0 | 0 | 0 | 0 | 0 | 0 | 0 | 0 | 0 | 0 | 0 | 0 | 0 | 0 | 0 | 2345.986
2025-01-31 | 3182.952 | 24.94 | 0 | 0 | 0 | 0 | 1 | 0 | 0 | 0 | 0 | 0 | 0 | 0 | 0 | 0 | 0 | 0 | 0 | 0 | 0 | 0 | 0 | 0 | 0 | 0 | 0 | 0 | 2339.8518
2025-01-31 | 3198.574 | 24.77 | 0 | 0 | 0 | 0 | 0 | 1 | 0 | 0 | 0 | 0 | 0 | 0 | 0 | 0 | 0 | 0 | 0 | 0 | 0 | 0 | 0 | 0 | 0 | 0 | 0 | 0 | 2355.2872
2025-01-31 | 3260.939 | 24.31 | 0 | 0 | 0 | 0 | 0 | 0 | 1 | 0 | 0 | 0 | 0 | 0 | 0 | 0 | 0 | 0 | 0 | 0 | 0 | 0 | 0 | 0 | 0 | 0 | 0 | 0 | 2382.7329
2025-01-31 | 3344.829 | 24.25 | 0 | 0 | 0 | 0 | 0 | 0 | 0 | 1 | 0 | 0 | 0 | 0 | 0 | 0 | 0 | 0 | 0 | 0 | 0 | 0 | 0 | 0 | 0 | 0 | 0 | 0 | 2484.7029
2025-01-31 | 3656.743 | 23.9 | 0 | 0 | 0 | 0 | 0 | 0 | 0 | 0 | 1 | 0 | 0 | 0 | 0 | 0 | 0 | 0 | 0 | 0 | 0 | 0 | 0 | 0 | 0 | 0 | 0 | 0 | 2673.1713
2025-01-31 | 4142.793 | 23.37 | 0 | 0 | 0 | 0 | 0 | 0 | 0 | 0 | 0 | 1 | 0 | 0 | 0 | 0 | 0 | 0 | 0 | 0 | 0 | 0 | 0 | 0 | 0 | 0 | 0 | 0 | 2872.5128
2025-01-31 | 4689.958 | 23.45 | 0 | 0 | 0 | 0 | 0 | 0 | 0 | 0 | 0 | 0 | 1 | 0 | 0 | 0 | 0 | 0 | 0 | 0 | 0 | 0 | 0 | 0 | 0 | 0 | 0 | 0 | 3109.6725
2025-01-31 | 4985.632 | 22.85 | 0 | 0 | 0 | 0 | 0 | 0 | 0 | 0 | 0 | 0 | 0 | 1 | 0 | 0 | 0 | 0 | 0 | 0 | 0 | 0 | 0 | 0 | 0 | 0 | 0 | 0 | 3267.4444
2025-01-31 | 5298.022 | 22.06 | 0 | 0 | 0 | 0 | 0 | 0 | 0 | 0 | 0 | 0 | 0 | 0 | 1 | 0 | 0 | 0 | 0 | 0 | 0 | 0 | 0 | 0 | 0 | 0 | 0 | 0 | 3341.0292
2025-01-31 | 5379.185 | 21.26 | 0 | 0 | 0 | 0 | 0 | 0 | 0 | 0 | 0 | 0 | 0 | 0 | 0 | 1 | 0 | 0 | 0 | 0 | 0 | 0 | 0 | 0 | 0 | 0 | 0 | 0 | 3317.4467
2025-01-31 | 5347.417 | 20.5 | 0 | 0 | 0 | 0 | 0 | 0 | 0 | 0 | 0 | 0 | 0 | 0 | 0 | 0 | 1 | 0 | 0 | 0 | 0 | 0 | 0 | 0 | 0 | 0 | 0 | 0 | 3270.1351
2025-01-31 | 5262.331 | 20.03 | 0 | 0 | 0 | 0 | 0 | 0 | 0 | 0 | 0 | 0 | 0 | 0 | 0 | 0 | 0 | 1 | 0 | 0 | 0 | 0 | 0 | 0 | 0 | 0 | 0 | 0 | 3229.9664
2025-01-31 | 5163.609 | 19.82 | 0 | 0 | 0 | 0 | 0 | 0 | 0 | 0 | 0 | 0 | 0 | 0 | 0 | 0 | 0 | 0 | 1 | 0 | 0 | 0 | 0 | 0 | 0 | 0 | 0 | 0 | 3166.5227
2025-01-31 | 5029.712 | 19.83 | 0 | 0 | 0 | 0 | 0 | 0 | 0 | 0 | 0 | 0 | 0 | 0 | 0 | 0 | 0 | 0 | 0 | 1 | 0 | 0 | 0 | 0 | 0 | 0 | 0 | 0 | 3049.2099
2025-01-31 | 4802.886 | 20.06 | 0 | 0 | 0 | 0 | 0 | 0 | 0 | 0 | 0 | 0 | 0 | 0 | 0 | 0 | 0 | 0 | 0 | 0 | 1 | 0 | 0 | 0 | 0 | 0 | 0 | 0 | 2893.0289
2025-01-31 | 4543.752 | 20.55 | 0 | 0 | 0 | 0 | 0 | 0 | 0 | 0 | 0 | 0 | 0 | 0 | 0 | 0 | 0 | 0 | 0 | 0 | 0 | 1 | 0 | 0 | 0 | 0 | 0 | 0 | 2783.577
2025-01-31 | 4285.424 | 20.89 | 0 | 0 | 0 | 0 | 0 | 0 | 0 | 0 | 0 | 0 | 0 | 0 | 0 | 0 | 0 | 0 | 0 | 0 | 0 | 0 | 1 | 0 | 0 | 0 | 0 | 0 | 2735.5408
2025-01-31 | 4117.048 | 21.14 | 0 | 0 | 0 | 0 | 0 | 0 | 0 | 0 | 0 | 0 | 0 | 0 | 0 | 0 | 0 | 0 | 0 | 0 | 0 | 0 | 0 | 1 | 0 | 0 | 0 | 0 | 2686.2664
2025-01-31 | 3908.458 | 21.19 | 0 | 0 | 0 | 0 | 0 | 0 | 0 | 0 | 0 | 0 | 0 | 0 | 0 | 0 | 0 | 0 | 0 | 0 | 0 | 0 | 0 | 0 | 1 | 0 | 0 | 0 | 2590.3667
2025-01-31 | 3726.159 | 21.14 | 0 | 0 | 0 | 0 | 0 | 0 | 0 | 0 | 0 | 0 | 0 | 0 | 0 | 0 | 0 | 0 | 0 | 0 | 0 | 0 | 0 | 0 | 0 | 1 | 0 | 0 | 2464.7563
2025-01-31 | 3449.516 | 21.45 | 0 | 0 | 0 | 0 | 0 | 0 | 0 | 0 | 0 | 0 | 0 | 0 | 0 | 0 | 0 | 0 | 0 | 0 | 0 | 0 | 0 | 0 | 0 | 0 | 1 | 0 | 2367.7724
2025-01-31 | 3318.113 | 21.8 | 0 | 0 | 0 | 0 | 0 | 0 | 0 | 0 | 0 | 0 | 0 | 0 | 0 | 0 | 0 | 0 | 0 | 0 | 0 | 0 | 0 | 0 | 0 | 0 | 0 | 1 | 2302.0659
2025-02-01 | 3261.734 | 22.35 | 0 | 1 | 1 | 0 | 0 | 0 | 0 | 0 | 0 | 0 | 0 | 0 | 0 | 0 | 0 | 0 | 0 | 0 | 0 | 0 | 0 | 0 | 0 | 0 | 0 | 0 | 2020.1811
2025-02-01 | 3262.569 | 23.17 | 0 | 1 | 0 | 1 | 0 | 0 | 0 | 0 | 0 | 0 | 0 | 0 | 0 | 0 | 0 | 0 | 0 | 0 | 0 | 0 | 0 | 0 | 0 | 0 | 0 | 0 | 2022.6697
2025-02-01 | 3292.829 | 23.55 | 0 | 1 | 0 | 0 | 1 | 0 | 0 | 0 | 0 | 0 | 0 | 0 | 0 | 0 | 0 | 0 | 0 | 0 | 0 | 0 | 0 | 0 | 0 | 0 | 0 | 0 | 2027.9665
2025-02-01 | 3295.974 | 23.86 | 0 | 1 | 0 | 0 | 0 | 1 | 0 | 0 | 0 | 0 | 0 | 0 | 0 | 0 | 0 | 0 | 0 | 0 | 0 | 0 | 0 | 0 | 0 | 0 | 0 | 0 | 2059.5396
2025-02-01 | 3361.437 | 24.14 | 0 | 1 | 0 | 0 | 0 | 0 | 1 | 0 | 0 | 0 | 0 | 0 | 0 | 0 | 0 | 0 | 0 | 0 | 0 | 0 | 0 | 0 | 0 | 0 | 0 | 0 | 2111.8644
2025-02-01 | 3425.451 | 23.9 | 0 | 1 | 0 | 0 | 0 | 0 | 0 | 1 | 0 | 0 | 0 | 0 | 0 | 0 | 0 | 0 | 0 | 0 | 0 | 0 | 0 | 0 | 0 | 0 | 0 | 0 | 2207.7827
2025-02-01 | 3630.486 | 24.06 | 0 | 1 | 0 | 0 | 0 | 0 | 0 | 0 | 1 | 0 | 0 | 0 | 0 | 0 | 0 | 0 | 0 | 0 | 0 | 0 | 0 | 0 | 0 | 0 | 0 | 0 | 2413.3975
2025-02-01 | 3811.372 | 23.68 | 0 | 1 | 0 | 0 | 0 | 0 | 0 | 0 | 0 | 1 | 0 | 0 | 0 | 0 | 0 | 0 | 0 | 0 | 0 | 0 | 0 | 0 | 0 | 0 | 0 | 0 | 2617.782
2025-02-01 | 4031.881 | 23.68 | 0 | 1 | 0 | 0 | 0 | 0 | 0 | 0 | 0 | 0 | 1 | 0 | 0 | 0 | 0 | 0 | 0 | 0 | 0 | 0 | 0 | 0 | 0 | 0 | 0 | 0 | 2852.2521
2025-02-01 | 4360.204 | 23.01 | 0 | 1 | 0 | 0 | 0 | 0 | 0 | 0 | 0 | 0 | 0 | 1 | 0 | 0 | 0 | 0 | 0 | 0 | 0 | 0 | 0 | 0 | 0 | 0 | 0 | 0 | 3007.6706
2025-02-01 | 4591.547 | 21.9 | 0 | 1 | 0 | 0 | 0 | 0 | 0 | 0 | 0 | 0 | 0 | 0 | 1 | 0 | 0 | 0 | 0 | 0 | 0 | 0 | 0 | 0 | 0 | 0 | 0 | 0 | 3070.4969
2025-02-01 | 4693.245 | 21.08 | 0 | 1 | 0 | 0 | 0 | 0 | 0 | 0 | 0 | 0 | 0 | 0 | 0 | 1 | 0 | 0 | 0 | 0 | 0 | 0 | 0 | 0 | 0 | 0 | 0 | 0 | 3046.2419
2025-02-01 | 4704.244 | 20.39 | 0 | 1 | 0 | 0 | 0 | 0 | 0 | 0 | 0 | 0 | 0 | 0 | 0 | 0 | 1 | 0 | 0 | 0 | 0 | 0 | 0 | 0 | 0 | 0 | 0 | 0 | 3001.2838
2025-02-01 | 4654.715 | 19.99 | 0 | 1 | 0 | 0 | 0 | 0 | 0 | 0 | 0 | 0 | 0 | 0 | 0 | 0 | 0 | 1 | 0 | 0 | 0 | 0 | 0 | 0 | 0 | 0 | 0 | 0 | 2963.4685
2025-02-01 | 4548.58 | 19.33 | 0 | 1 | 0 | 0 | 0 | 0 | 0 | 0 | 0 | 0 | 0 | 0 | 0 | 0 | 0 | 0 | 1 | 0 | 0 | 0 | 0 | 0 | 0 | 0 | 0 | 0 | 2884.8956
2025-02-01 | 4454.474 | 19.5 | 0 | 1 | 0 | 0 | 0 | 0 | 0 | 0 | 0 | 0 | 0 | 0 | 0 | 0 | 0 | 0 | 0 | 1 | 0 | 0 | 0 | 0 | 0 | 0 | 0 | 0 | 2772.9622
2025-02-01 | 4416.178 | 20.08 | 0 | 1 | 0 | 0 | 0 | 0 | 0 | 0 | 0 | 0 | 0 | 0 | 0 | 0 | 0 | 0 | 0 | 0 | 1 | 0 | 0 | 0 | 0 | 0 | 0 | 0 | 2628.5483
2025-02-01 | 4407.205 | 20.6 | 0 | 1 | 0 | 0 | 0 | 0 | 0 | 0 | 0 | 0 | 0 | 0 | 0 | 0 | 0 | 0 | 0 | 0 | 0 | 1 | 0 | 0 | 0 | 0 | 0 | 0 | 2520.1049
2025-02-01 | 4456.677 | 21.33 | 0 | 1 | 0 | 0 | 0 | 0 | 0 | 0 | 0 | 0 | 0 | 0 | 0 | 0 | 0 | 0 | 0 | 0 | 0 | 0 | 1 | 0 | 0 | 0 | 0 | 0 | 2485.1807
2025-02-01 | 4313.837 | 21.79 | 0 | 1 | 0 | 0 | 0 | 0 | 0 | 0 | 0 | 0 | 0 | 0 | 0 | 0 | 0 | 0 | 0 | 0 | 0 | 0 | 0 | 1 | 0 | 0 | 0 | 0 | 2442.9666
2025-02-01 | 4214.209 | 22.2 | 0 | 1 | 0 | 0 | 0 | 0 | 0 | 0 | 0 | 0 | 0 | 0 | 0 | 0 | 0 | 0 | 0 | 0 | 0 | 0 | 0 | 0 | 1 | 0 | 0 | 0 | 2359.1702
2025-02-01 | 4029.772 | 22.35 | 0 | 1 | 0 | 0 | 0 | 0 | 0 | 0 | 0 | 0 | 0 | 0 | 0 | 0 | 0 | 0 | 0 | 0 | 0 | 0 | 0 | 0 | 0 | 1 | 0 | 0 | 2240.2838
2025-02-01 | 3812.824 | 22.34 | 0 | 1 | 0 | 0 | 0 | 0 | 0 | 0 | 0 | 0 | 0 | 0 | 0 | 0 | 0 | 0 | 0 | 0 | 0 | 0 | 0 | 0 | 0 | 0 | 1 | 0 | 2132.5414
2025-02-01 | 3677.286 | 22.54 | 0 | 1 | 0 | 0 | 0 | 0 | 0 | 0 | 0 | 0 | 0 | 0 | 0 | 0 | 0 | 0 | 0 | 0 | 0 | 0 | 0 | 0 | 0 | 0 | 0 | 1 | 2061.7918
2025-02-02 | 3593.914 | 22.8 | 0 | 1 | 1 | 0 | 0 | 0 | 0 | 0 | 0 | 0 | 0 | 0 | 0 | 0 | 0 | 0 | 0 | 0 | 0 | 0 | 0 | 0 | 0 | 0 | 0 | 0 | 2035.3102
2025-02-02 | 3551.469 | 22.81 | 0 | 1 | 0 | 1 | 0 | 0 | 0 | 0 | 0 | 0 | 0 | 0 | 0 | 0 | 0 | 0 | 0 | 0 | 0 | 0 | 0 | 0 | 0 | 0 | 0 | 0 | 2010.5664
2025-02-02 | 3517.907 | 22.93 | 0 | 1 | 0 | 0 | 1 | 0 | 0 | 0 | 0 | 0 | 0 | 0 | 0 | 0 | 0 | 0 | 0 | 0 | 0 | 0 | 0 | 0 | 0 | 0 | 0 | 0 | 2007.1219
2025-02-02 | 3542.73 | 23.07 | 0 | 1 | 0 | 0 | 0 | 1 | 0 | 0 | 0 | 0 | 0 | 0 | 0 | 0 | 0 | 0 | 0 | 0 | 0 | 0 | 0 | 0 | 0 | 0 | 0 | 0 | 2032.9796
2025-02-02 | 3525.958 | 22.88 | 0 | 1 | 0 | 0 | 0 | 0 | 1 | 0 | 0 | 0 | 0 | 0 | 0 | 0 | 0 | 0 | 0 | 0 | 0 | 0 | 0 | 0 | 0 | 0 | 0 | 0 | 2069.5028
2025-02-02 | 3559.88 | 22.97 | 0 | 1 | 0 | 0 | 0 | 0 | 0 | 1 | 0 | 0 | 0 | 0 | 0 | 0 | 0 | 0 | 0 | 0 | 0 | 0 | 0 | 0 | 0 | 0 | 0 | 0 | 2176.5158
2025-02-02 | 3654.349 | 23.18 | 0 | 1 | 0 | 0 | 0 | 0 | 0 | 0 | 1 | 0 | 0 | 0 | 0 | 0 | 0 | 0 | 0 | 0 | 0 | 0 | 0 | 0 | 0 | 0 | 0 | 0 | 2383.8116
2025-02-02 | 3756.802 | 23.11 | 0 | 1 | 0 | 0 | 0 | 0 | 0 | 0 | 0 | 1 | 0 | 0 | 0 | 0 | 0 | 0 | 0 | 0 | 0 | 0 | 0 | 0 | 0 | 0 | 0 | 0 | 2598.6184
2025-02-02 | 3876.486 | 22.93 | 0 | 1 | 0 | 0 | 0 | 0 | 0 | 0 | 0 | 0 | 1 | 0 | 0 | 0 | 0 | 0 | 0 | 0 | 0 | 0 | 0 | 0 | 0 | 0 | 0 | 0 | 2827.0369
2025-02-02 | 4163.118 | 22.47 | 0 | 1 | 0 | 0 | 0 | 0 | 0 | 0 | 0 | 0 | 0 | 1 | 0 | 0 | 0 | 0 | 0 | 0 | 0 | 0 | 0 | 0 | 0 | 0 | 0 | 0 | 2989.5156
2025-02-02 | 4354.399 | 21.83 | 0 | 1 | 0 | 0 | 0 | 0 | 0 | 0 | 0 | 0 | 0 | 0 | 1 | 0 | 0 | 0 | 0 | 0 | 0 | 0 | 0 | 0 | 0 | 0 | 0 | 0 | 3068.1435
2025-02-02 | 4483.381 | 21.05 | 0 | 1 | 0 | 0 | 0 | 0 | 0 | 0 | 0 | 0 | 0 | 0 | 0 | 1 | 0 | 0 | 0 | 0 | 0 | 0 | 0 | 0 | 0 | 0 | 0 | 0 | 3045.2333
2025-02-02 | 4459.815 | 20.23 | 0 | 1 | 0 | 0 | 0 | 0 | 0 | 0 | 0 | 0 | 0 | 0 | 0 | 0 | 1 | 0 | 0 | 0 | 0 | 0 | 0 | 0 | 0 | 0 | 0 | 0 | 2995.9045
2025-02-02 | 4444.036 | 19.82 | 0 | 1 | 0 | 0 | 0 | 0 | 0 | 0 | 0 | 0 | 0 | 0 | 0 | 0 | 0 | 1 | 0 | 0 | 0 | 0 | 0 | 0 | 0 | 0 | 0 | 0 | 2957.7531
2025-02-02 | 4334.863 | 19.28 | 0 | 1 | 0 | 0 | 0 | 0 | 0 | 0 | 0 | 0 | 0 | 0 | 0 | 0 | 0 | 0 | 1 | 0 | 0 | 0 | 0 | 0 | 0 | 0 | 0 | 0 | 2883.2146
2025-02-02 | 4250.602 | 19.2 | 0 | 1 | 0 | 0 | 0 | 0 | 0 | 0 | 0 | 0 | 0 | 0 | 0 | 0 | 0 | 0 | 0 | 1 | 0 | 0 | 0 | 0 | 0 | 0 | 0 | 0 | 2762.8761
2025-02-02 | 4257.602 | 19.6 | 0 | 1 | 0 | 0 | 0 | 0 | 0 | 0 | 0 | 0 | 0 | 0 | 0 | 0 | 0 | 0 | 0 | 0 | 1 | 0 | 0 | 0 | 0 | 0 | 0 | 0 | 2612.4105
2025-02-02 | 4241.682 | 19.85 | 0 | 1 | 0 | 0 | 0 | 0 | 0 | 0 | 0 | 0 | 0 | 0 | 0 | 0 | 0 | 0 | 0 | 0 | 0 | 1 | 0 | 0 | 0 | 0 | 0 | 0 | 2494.8896
2025-02-02 | 4242.36 | 20.1 | 0 | 1 | 0 | 0 | 0 | 0 | 0 | 0 | 0 | 0 | 0 | 0 | 0 | 0 | 0 | 0 | 0 | 0 | 0 | 0 | 1 | 0 | 0 | 0 | 0 | 0 | 2443.8277
2025-02-02 | 4040.349 | 20.54 | 0 | 1 | 0 | 0 | 0 | 0 | 0 | 0 | 0 | 0 | 0 | 0 | 0 | 0 | 0 | 0 | 0 | 0 | 0 | 0 | 0 | 1 | 0 | 0 | 0 | 0 | 2400.9412
2025-02-02 | 3863.473 | 20.91 | 0 | 1 | 0 | 0 | 0 | 0 | 0 | 0 | 0 | 0 | 0 | 0 | 0 | 0 | 0 | 0 | 0 | 0 | 0 | 0 | 0 | 0 | 1 | 0 | 0 | 0 | 2315.8
2025-02-02 | 3710.249 | 21.16 | 0 | 1 | 0 | 0 | 0 | 0 | 0 | 0 | 0 | 0 | 0 | 0 | 0 | 0 | 0 | 0 | 0 | 0 | 0 | 0 | 0 | 0 | 0 | 1 | 0 | 0 | 2200.2756
2025-02-02 | 3523.306 | 21.35 | 0 | 1 | 0 | 0 | 0 | 0 | 0 | 0 | 0 | 0 | 0 | 0 | 0 | 0 | 0 | 0 | 0 | 0 | 0 | 0 | 0 | 0 | 0 | 0 | 1 | 0 | 2099.2573
2025-02-02 | 3366.315 | 21.49 | 0 | 1 | 0 | 0 | 0 | 0 | 0 | 0 | 0 | 0 | 0 | 0 | 0 | 0 | 0 | 0 | 0 | 0 | 0 | 0 | 0 | 0 | 0 | 0 | 0 | 1 | 2026.4905
2025-02-03 | 3348.759 | 21.66 | 0 | 0 | 1 | 0 | 0 | 0 | 0 | 0 | 0 | 0 | 0 | 0 | 0 | 0 | 0 | 0 | 0 | 0 | 0 | 0 | 0 | 0 | 0 | 0 | 0 | 0 | 2262.1362
2025-02-03 | 3289.318 | 21.78 | 0 | 0 | 0 | 1 | 0 | 0 | 0 | 0 | 0 | 0 | 0 | 0 | 0 | 0 | 0 | 0 | 0 | 0 | 0 | 0 | 0 | 0 | 0 | 0 | 0 | 0 | 2241.0906
2025-02-03 | 3262.18 | 21.85 | 0 | 0 | 0 | 0 | 1 | 0 | 0 | 0 | 0 | 0 | 0 | 0 | 0 | 0 | 0 | 0 | 0 | 0 | 0 | 0 | 0 | 0 | 0 | 0 | 0 | 0 | 2235.965
2025-02-03 | 3223.622 | 22.1 | 0 | 0 | 0 | 0 | 0 | 1 | 0 | 0 | 0 | 0 | 0 | 0 | 0 | 0 | 0 | 0 | 0 | 0 | 0 | 0 | 0 | 0 | 0 | 0 | 0 | 0 | 2265.5209
2025-02-03 | 3315.486 | 22.22 | 0 | 0 | 0 | 0 | 0 | 0 | 1 | 0 | 0 | 0 | 0 | 0 | 0 | 0 | 0 | 0 | 0 | 0 | 0 | 0 | 0 | 0 | 0 | 0 | 0 | 0 | 2312.4665
2025-02-03 | 3362.905 | 22.37 | 0 | 0 | 0 | 0 | 0 | 0 | 0 | 1 | 0 | 0 | 0 | 0 | 0 | 0 | 0 | 0 | 0 | 0 | 0 | 0 | 0 | 0 | 0 | 0 | 0 | 0 | 2421.4967
2025-02-03 | 3668.488 | 22.62 | 0 | 0 | 0 | 0 | 0 | 0 | 0 | 0 | 1 | 0 | 0 | 0 | 0 | 0 | 0 | 0 | 0 | 0 | 0 | 0 | 0 | 0 | 0 | 0 | 0 | 0 | 2630.1373
2025-02-03 | 4159.913 | 22.73 | 0 | 0 | 0 | 0 | 0 | 0 | 0 | 0 | 0 | 1 | 0 | 0 | 0 | 0 | 0 | 0 | 0 | 0 | 0 | 0 | 0 | 0 | 0 | 0 | 0 | 0 | 2850.9958
2025-02-03 | 4690.215 | 22.6 | 0 | 0 | 0 | 0 | 0 | 0 | 0 | 0 | 0 | 0 | 1 | 0 | 0 | 0 | 0 | 0 | 0 | 0 | 0 | 0 | 0 | 0 | 0 | 0 | 0 | 0 | 3081.0952
2025-02-03 | 5174.409 | 21.85 | 0 | 0 | 0 | 0 | 0 | 0 | 0 | 0 | 0 | 0 | 0 | 1 | 0 | 0 | 0 | 0 | 0 | 0 | 0 | 0 | 0 | 0 | 0 | 0 | 0 | 0 | 3233.8241
2025-02-03 | 5380.229 | 20.97 | 0 | 0 | 0 | 0 | 0 | 0 | 0 | 0 | 0 | 0 | 0 | 0 | 1 | 0 | 0 | 0 | 0 | 0 | 0 | 0 | 0 | 0 | 0 | 0 | 0 | 0 | 3304.3831
2025-02-03 | 5349.917 | 20.29 | 0 | 0 | 0 | 0 | 0 | 0 | 0 | 0 | 0 | 0 | 0 | 0 | 0 | 1 | 0 | 0 | 0 | 0 | 0 | 0 | 0 | 0 | 0 | 0 | 0 | 0 | 3284.835
2025-02-03 | 5344.215 | 19.21 | 0 | 0 | 0 | 0 | 0 | 0 | 0 | 0 | 0 | 0 | 0 | 0 | 0 | 0 | 1 | 0 | 0 | 0 | 0 | 0 | 0 | 0 | 0 | 0 | 0 | 0 | 3226.7649
2025-02-03 | 5304.957 | 18.55 | 0 | 0 | 0 | 0 | 0 | 0 | 0 | 0 | 0 | 0 | 0 | 0 | 0 | 0 | 0 | 1 | 0 | 0 | 0 | 0 | 0 | 0 | 0 | 0 | 0 | 0 | 3180.2084
2025-02-03 | 5257.129 | 18.21 | 0 | 0 | 0 | 0 | 0 | 0 | 0 | 0 | 0 | 0 | 0 | 0 | 0 | 0 | 0 | 0 | 1 | 0 | 0 | 0 | 0 | 0 | 0 | 0 | 0 | 0 | 3112.394
2025-02-03 | 5249.854 | 18.1 | 0 | 0 | 0 | 0 | 0 | 0 | 0 | 0 | 0 | 0 | 0 | 0 | 0 | 0 | 0 | 0 | 0 | 1 | 0 | 0 | 0 | 0 | 0 | 0 | 0 | 0 | 2991.0468
2025-02-03 | 4967.867 | 18.53 | 0 | 0 | 0 | 0 | 0 | 0 | 0 | 0 | 0 | 0 | 0 | 0 | 0 | 0 | 0 | 0 | 0 | 0 | 1 | 0 | 0 | 0 | 0 | 0 | 0 | 0 | 2841.5898
2025-02-03 | 4637.73 | 19.26 | 0 | 0 | 0 | 0 | 0 | 0 | 0 | 0 | 0 | 0 | 0 | 0 | 0 | 0 | 0 | 0 | 0 | 0 | 0 | 1 | 0 | 0 | 0 | 0 | 0 | 0 | 2740.2067
2025-02-03 | 4303.017 | 20 | 0 | 0 | 0 | 0 | 0 | 0 | 0 | 0 | 0 | 0 | 0 | 0 | 0 | 0 | 0 | 0 | 0 | 0 | 0 | 0 | 1 | 0 | 0 | 0 | 0 | 0 | 2705.6188
2025-02-03 | 4034.061 | 20.5 | 0 | 0 | 0 | 0 | 0 | 0 | 0 | 0 | 0 | 0 | 0 | 0 | 0 | 0 | 0 | 0 | 0 | 0 | 0 | 0 | 0 | 1 | 0 | 0 | 0 | 0 | 2664.7494
2025-02-03 | 3812.162 | 20.84 | 0 | 0 | 0 | 0 | 0 | 0 | 0 | 0 | 0 | 0 | 0 | 0 | 0 | 0 | 0 | 0 | 0 | 0 | 0 | 0 | 0 | 0 | 1 | 0 | 0 | 0 | 2578.5996
2025-02-03 | 3554.911 | 21.23 | 0 | 0 | 0 | 0 | 0 | 0 | 0 | 0 | 0 | 0 | 0 | 0 | 0 | 0 | 0 | 0 | 0 | 0 | 0 | 0 | 0 | 0 | 0 | 1 | 0 | 0 | 2467.7821
2025-02-03 | 3346.265 | 21.26 | 0 | 0 | 0 | 0 | 0 | 0 | 0 | 0 | 0 | 0 | 0 | 0 | 0 | 0 | 0 | 0 | 0 | 0 | 0 | 0 | 0 | 0 | 0 | 0 | 1 | 0 | 2361.3846
2025-02-03 | 3216.926 | 21.36 | 0 | 0 | 0 | 0 | 0 | 0 | 0 | 0 | 0 | 0 | 0 | 0 | 0 | 0 | 0 | 0 | 0 | 0 | 0 | 0 | 0 | 0 | 0 | 0 | 0 | 1 | 2287.2729
2025-02-04 | 3162.768 | 21.37 | 0 | 0 | 1 | 0 | 0 | 0 | 0 | 0 | 0 | 0 | 0 | 0 | 0 | 0 | 0 | 0 | 0 | 0 | 0 | 0 | 0 | 0 | 0 | 0 | 0 | 0 | 2252.3863
2025-02-04 | 3156.375 | 21.74 | 0 | 0 | 0 | 1 | 0 | 0 | 0 | 0 | 0 | 0 | 0 | 0 | 0 | 0 | 0 | 0 | 0 | 0 | 0 | 0 | 0 | 0 | 0 | 0 | 0 | 0 | 2239.7458
2025-02-04 | 3132.798 | 21.68 | 0 | 0 | 0 | 0 | 1 | 0 | 0 | 0 | 0 | 0 | 0 | 0 | 0 | 0 | 0 | 0 | 0 | 0 | 0 | 0 | 0 | 0 | 0 | 0 | 0 | 0 | 2230.2496
2025-02-04 | 3150.33 | 22.03 | 0 | 0 | 0 | 0 | 0 | 1 | 0 | 0 | 0 | 0 | 0 | 0 | 0 | 0 | 0 | 0 | 0 | 0 | 0 | 0 | 0 | 0 | 0 | 0 | 0 | 0 | 2263.1675
2025-02-04 | 3196.647 | 22.04 | 0 | 0 | 0 | 0 | 0 | 0 | 1 | 0 | 0 | 0 | 0 | 0 | 0 | 0 | 0 | 0 | 0 | 0 | 0 | 0 | 0 | 0 | 0 | 0 | 0 | 0 | 2306.4148
2025-02-04 | 3269.427 | 22.52 | 0 | 0 | 0 | 0 | 0 | 0 | 0 | 1 | 0 | 0 | 0 | 0 | 0 | 0 | 0 | 0 | 0 | 0 | 0 | 0 | 0 | 0 | 0 | 0 | 0 | 0 | 2426.5397
2025-02-04 | 3555.618 | 22.69 | 0 | 0 | 0 | 0 | 0 | 0 | 0 | 0 | 1 | 0 | 0 | 0 | 0 | 0 | 0 | 0 | 0 | 0 | 0 | 0 | 0 | 0 | 0 | 0 | 0 | 0 | 2632.4907
2025-02-04 | 4077.165 | 22.58 | 0 | 0 | 0 | 0 | 0 | 0 | 0 | 0 | 0 | 1 | 0 | 0 | 0 | 0 | 0 | 0 | 0 | 0 | 0 | 0 | 0 | 0 | 0 | 0 | 0 | 0 | 2845.9527
2025-02-04 | 4594.627 | 22.51 | 0 | 0 | 0 | 0 | 0 | 0 | 0 | 0 | 0 | 0 | 1 | 0 | 0 | 0 | 0 | 0 | 0 | 0 | 0 | 0 | 0 | 0 | 0 | 0 | 0 | 0 | 3078.0694
2025-02-04 | 4972.515 | 22.15 | 0 | 0 | 0 | 0 | 0 | 0 | 0 | 0 | 0 | 0 | 0 | 1 | 0 | 0 | 0 | 0 | 0 | 0 | 0 | 0 | 0 | 0 | 0 | 0 | 0 | 0 | 3243.9102
2025-02-04 | 5316.056 | 21.19 | 0 | 0 | 0 | 0 | 0 | 0 | 0 | 0 | 0 | 0 | 0 | 0 | 1 | 0 | 0 | 0 | 0 | 0 | 0 | 0 | 0 | 0 | 0 | 0 | 0 | 0 | 3311.7796
2025-02-04 | 5321.901 | 20.23 | 0 | 0 | 0 | 0 | 0 | 0 | 0 | 0 | 0 | 0 | 0 | 0 | 0 | 1 | 0 | 0 | 0 | 0 | 0 | 0 | 0 | 0 | 0 | 0 | 0 | 0 | 3282.8177
2025-02-04 | 5297.734 | 19.42 | 0 | 0 | 0 | 0 | 0 | 0 | 0 | 0 | 0 | 0 | 0 | 0 | 0 | 0 | 1 | 0 | 0 | 0 | 0 | 0 | 0 | 0 | 0 | 0 | 0 | 0 | 3233.8252
2025-02-04 | 5262.601 | 18.77 | 0 | 0 | 0 | 0 | 0 | 0 | 0 | 0 | 0 | 0 | 0 | 0 | 0 | 0 | 0 | 1 | 0 | 0 | 0 | 0 | 0 | 0 | 0 | 0 | 0 | 0 | 3187.6048
2025-02-04 | 5261.031 | 18.43 | 0 | 0 | 0 | 0 | 0 | 0 | 0 | 0 | 0 | 0 | 0 | 0 | 0 | 0 | 0 | 0 | 1 | 0 | 0 | 0 | 0 | 0 | 0 | 0 | 0 | 0 | 3119.7904
2025-02-04 | 5162.504 | 18.32 | 0 | 0 | 0 | 0 | 0 | 0 | 0 | 0 | 0 | 0 | 0 | 0 | 0 | 0 | 0 | 0 | 0 | 1 | 0 | 0 | 0 | 0 | 0 | 0 | 0 | 0 | 2998.4433
2025-02-04 | 5014.43 | 18.36 | 0 | 0 | 0 | 0 | 0 | 0 | 0 | 0 | 0 | 0 | 0 | 0 | 0 | 0 | 0 | 0 | 0 | 0 | 1 | 0 | 0 | 0 | 0 | 0 | 0 | 0 | 2835.8744
2025-02-04 | 4732.96 | 19.05 | 0 | 0 | 0 | 0 | 0 | 0 | 0 | 0 | 0 | 0 | 0 | 0 | 0 | 0 | 0 | 0 | 0 | 0 | 0 | 1 | 0 | 0 | 0 | 0 | 0 | 0 | 2733.1465
2025-02-04 | 4564.468 | 20.16 | 0 | 0 | 0 | 0 | 0 | 0 | 0 | 0 | 0 | 0 | 0 | 0 | 0 | 0 | 0 | 0 | 0 | 0 | 0 | 0 | 1 | 0 | 0 | 0 | 0 | 0 | 2710.998
2025-02-04 | 4415.171 | 20.4 | 0 | 0 | 0 | 0 | 0 | 0 | 0 | 0 | 0 | 0 | 0 | 0 | 0 | 0 | 0 | 0 | 0 | 0 | 0 | 0 | 0 | 1 | 0 | 0 | 0 | 0 | 2661.3874
2025-02-04 | 4134.258 | 20.54 | 0 | 0 | 0 | 0 | 0 | 0 | 0 | 0 | 0 | 0 | 0 | 0 | 0 | 0 | 0 | 0 | 0 | 0 | 0 | 0 | 0 | 0 | 1 | 0 | 0 | 0 | 2568.5135
2025-02-04 | 3882.972 | 20.76 | 0 | 0 | 0 | 0 | 0 | 0 | 0 | 0 | 0 | 0 | 0 | 0 | 0 | 0 | 0 | 0 | 0 | 0 | 0 | 0 | 0 | 0 | 0 | 1 | 0 | 0 | 2451.9806
2025-02-04 | 3553.246 | 20.87 | 0 | 0 | 0 | 0 | 0 | 0 | 0 | 0 | 0 | 0 | 0 | 0 | 0 | 0 | 0 | 0 | 0 | 0 | 0 | 0 | 0 | 0 | 0 | 0 | 1 | 0 | 2348.2727
2025-02-04 | 3455.399 | 21.01 | 0 | 0 | 0 | 0 | 0 | 0 | 0 | 0 | 0 | 0 | 0 | 0 | 0 | 0 | 0 | 0 | 0 | 0 | 0 | 0 | 0 | 0 | 0 | 0 | 0 | 1 | 2275.5058
2025-02-05 | 3410.547 | 21.06 | 0 | 0 | 1 | 0 | 0 | 0 | 0 | 0 | 0 | 0 | 0 | 0 | 0 | 0 | 0 | 0 | 0 | 0 | 0 | 0 | 0 | 0 | 0 | 0 | 0 | 0 | 2241.964
2025-02-05 | 3434.866 | 21.6 | 0 | 0 | 0 | 1 | 0 | 0 | 0 | 0 | 0 | 0 | 0 | 0 | 0 | 0 | 0 | 0 | 0 | 0 | 0 | 0 | 0 | 0 | 0 | 0 | 0 | 0 | 2235.0389
2025-02-05 | 3440.974 | 21.75 | 0 | 0 | 0 | 0 | 1 | 0 | 0 | 0 | 0 | 0 | 0 | 0 | 0 | 0 | 0 | 0 | 0 | 0 | 0 | 0 | 0 | 0 | 0 | 0 | 0 | 0 | 2232.603
2025-02-05 | 3429.197 | 21.86 | 0 | 0 | 0 | 0 | 0 | 1 | 0 | 0 | 0 | 0 | 0 | 0 | 0 | 0 | 0 | 0 | 0 | 0 | 0 | 0 | 0 | 0 | 0 | 0 | 0 | 0 | 2257.4521
2025-02-05 | 3491.625 | 21.89 | 0 | 0 | 0 | 0 | 0 | 0 | 1 | 0 | 0 | 0 | 0 | 0 | 0 | 0 | 0 | 0 | 0 | 0 | 0 | 0 | 0 | 0 | 0 | 0 | 0 | 0 | 2301.3718
2025-02-05 | 3554.006 | 22.04 | 0 | 0 | 0 | 0 | 0 | 0 | 0 | 1 | 0 | 0 | 0 | 0 | 0 | 0 | 0 | 0 | 0 | 0 | 0 | 0 | 0 | 0 | 0 | 0 | 0 | 0 | 2410.402
2025-02-05 | 3845.51 | 22.28 | 0 | 0 | 0 | 0 | 0 | 0 | 0 | 0 | 1 | 0 | 0 | 0 | 0 | 0 | 0 | 0 | 0 | 0 | 0 | 0 | 0 | 0 | 0 | 0 | 0 | 0 | 2618.7064
2025-02-05 | 4359.279 | 22.5 | 0 | 0 | 0 | 0 | 0 | 0 | 0 | 0 | 0 | 1 | 0 | 0 | 0 | 0 | 0 | 0 | 0 | 0 | 0 | 0 | 0 | 0 | 0 | 0 | 0 | 0 | 2843.2631
2025-02-05 | 4921.128 | 22.61 | 0 | 0 | 0 | 0 | 0 | 0 | 0 | 0 | 0 | 0 | 1 | 0 | 0 | 0 | 0 | 0 | 0 | 0 | 0 | 0 | 0 | 0 | 0 | 0 | 0 | 0 | 3081.4314
2025-02-05 | 5269.395 | 22.5 | 0 | 0 | 0 | 0 | 0 | 0 | 0 | 0 | 0 | 0 | 0 | 1 | 0 | 0 | 0 | 0 | 0 | 0 | 0 | 0 | 0 | 0 | 0 | 0 | 0 | 0 | 3255.6773
2025-02-05 | 5485.981 | 21.95 | 0 | 0 | 0 | 0 | 0 | 0 | 0 | 0 | 0 | 0 | 0 | 0 | 1 | 0 | 0 | 0 | 0 | 0 | 0 | 0 | 0 | 0 | 0 | 0 | 0 | 0 | 3337.331
2025-02-05 | 5557.271 | 21.54 | 0 | 0 | 0 | 0 | 0 | 0 | 0 | 0 | 0 | 0 | 0 | 0 | 0 | 1 | 0 | 0 | 0 | 0 | 0 | 0 | 0 | 0 | 0 | 0 | 0 | 0 | 3326.8604
2025-02-05 | 5515.889 | 21.2 | 0 | 0 | 0 | 0 | 0 | 0 | 0 | 0 | 0 | 0 | 0 | 0 | 0 | 0 | 1 | 0 | 0 | 0 | 0 | 0 | 0 | 0 | 0 | 0 | 0 | 0 | 3293.6693
2025-02-05 | 5450.1 | 20.78 | 0 | 0 | 0 | 0 | 0 | 0 | 0 | 0 | 0 | 0 | 0 | 0 | 0 | 0 | 0 | 1 | 0 | 0 | 0 | 0 | 0 | 0 | 0 | 0 | 0 | 0 | 3255.1817
2025-02-05 | 5376.125 | 20.66 | 0 | 0 | 0 | 0 | 0 | 0 | 0 | 0 | 0 | 0 | 0 | 0 | 0 | 0 | 0 | 0 | 1 | 0 | 0 | 0 | 0 | 0 | 0 | 0 | 0 | 0 | 3194.7637
2025-02-05 | 5310.334 | 20.47 | 0 | 0 | 0 | 0 | 0 | 0 | 0 | 0 | 0 | 0 | 0 | 0 | 0 | 0 | 0 | 0 | 0 | 1 | 0 | 0 | 0 | 0 | 0 | 0 | 0 | 0 | 3070.7269
2025-02-05 | 5138.16 | 20.87 | 0 | 0 | 0 | 0 | 0 | 0 | 0 | 0 | 0 | 0 | 0 | 0 | 0 | 0 | 0 | 0 | 0 | 0 | 1 | 0 | 0 | 0 | 0 | 0 | 0 | 0 | 2920.2614
2025-02-05 | 4947.62 | 21.31 | 0 | 0 | 0 | 0 | 0 | 0 | 0 | 0 | 0 | 0 | 0 | 0 | 0 | 0 | 0 | 0 | 0 | 0 | 0 | 1 | 0 | 0 | 0 | 0 | 0 | 0 | 2809.1284
2025-02-05 | 4644.946 | 21.81 | 0 | 0 | 0 | 0 | 0 | 0 | 0 | 0 | 0 | 0 | 0 | 0 | 0 | 0 | 0 | 0 | 0 | 0 | 0 | 0 | 1 | 0 | 0 | 0 | 0 | 0 | 2766.4715
2025-02-05 | 4386.445 | 21.81 | 0 | 0 | 0 | 0 | 0 | 0 | 0 | 0 | 0 | 0 | 0 | 0 | 0 | 0 | 0 | 0 | 0 | 0 | 0 | 0 | 0 | 1 | 0 | 0 | 0 | 0 | 2708.7921
2025-02-05 | 4108.865 | 22.04 | 0 | 0 | 0 | 0 | 0 | 0 | 0 | 0 | 0 | 0 | 0 | 0 | 0 | 0 | 0 | 0 | 0 | 0 | 0 | 0 | 0 | 0 | 1 | 0 | 0 | 0 | 2618.944
2025-02-05 | 3800.872 | 22.24 | 0 | 0 | 0 | 0 | 0 | 0 | 0 | 0 | 0 | 0 | 0 | 0 | 0 | 0 | 0 | 0 | 0 | 0 | 0 | 0 | 0 | 0 | 0 | 1 | 0 | 0 | 2501.7386
2025-02-05 | 3636.883 | 22.44 | 0 | 0 | 0 | 0 | 0 | 0 | 0 | 0 | 0 | 0 | 0 | 0 | 0 | 0 | 0 | 0 | 0 | 0 | 0 | 0 | 0 | 0 | 0 | 0 | 1 | 0 | 2401.0566
2025-02-05 | 3509.184 | 22.43 | 0 | 0 | 0 | 0 | 0 | 0 | 0 | 0 | 0 | 0 | 0 | 0 | 0 | 0 | 0 | 0 | 0 | 0 | 0 | 0 | 0 | 0 | 0 | 0 | 0 | 1 | 2323.2467
2025-02-06 | 3428.163 | 22.5 | 0 | 0 | 1 | 0 | 0 | 0 | 0 | 0 | 0 | 0 | 0 | 0 | 0 | 0 | 0 | 0 | 0 | 0 | 0 | 0 | 0 | 0 | 0 | 0 | 0 | 0 | 2290.3772
2025-02-06 | 3417.209 | 22.36 | 0 | 0 | 0 | 1 | 0 | 0 | 0 | 0 | 0 | 0 | 0 | 0 | 0 | 0 | 0 | 0 | 0 | 0 | 0 | 0 | 0 | 0 | 0 | 0 | 0 | 0 | 2260.5904
2025-02-06 | 3347.507 | 22.51 | 0 | 0 | 0 | 0 | 1 | 0 | 0 | 0 | 0 | 0 | 0 | 0 | 0 | 0 | 0 | 0 | 0 | 0 | 0 | 0 | 0 | 0 | 0 | 0 | 0 | 0 | 2258.1544
2025-02-06 | 3390.212 | 22.55 | 0 | 0 | 0 | 0 | 0 | 1 | 0 | 0 | 0 | 0 | 0 | 0 | 0 | 0 | 0 | 0 | 0 | 0 | 0 | 0 | 0 | 0 | 0 | 0 | 0 | 0 | 2280.6501
2025-02-06 | 3434.899 | 22.52 | 0 | 0 | 0 | 0 | 0 | 0 | 1 | 0 | 0 | 0 | 0 | 0 | 0 | 0 | 0 | 0 | 0 | 0 | 0 | 0 | 0 | 0 | 0 | 0 | 0 | 0 | 2322.5526
2025-02-06 | 3526.66 | 22.59 | 0 | 0 | 0 | 0 | 0 | 0 | 0 | 1 | 0 | 0 | 0 | 0 | 0 | 0 | 0 | 0 | 0 | 0 | 0 | 0 | 0 | 0 | 0 | 0 | 0 | 0 | 2428.8932
2025-02-06 | 3794.727 | 22.86 | 0 | 0 | 0 | 0 | 0 | 0 | 0 | 0 | 1 | 0 | 0 | 0 | 0 | 0 | 0 | 0 | 0 | 0 | 0 | 0 | 0 | 0 | 0 | 0 | 0 | 0 | 2638.2062
2025-02-06 | 4300.01 | 22.89 | 0 | 0 | 0 | 0 | 0 | 0 | 0 | 0 | 0 | 1 | 0 | 0 | 0 | 0 | 0 | 0 | 0 | 0 | 0 | 0 | 0 | 0 | 0 | 0 | 0 | 0 | 2856.375
2025-02-06 | 4751.494 | 23.06 | 0 | 0 | 0 | 0 | 0 | 0 | 0 | 0 | 0 | 0 | 1 | 0 | 0 | 0 | 0 | 0 | 0 | 0 | 0 | 0 | 0 | 0 | 0 | 0 | 0 | 0 | 3096.5606
2025-02-06 | 5126.081 | 22.38 | 0 | 0 | 0 | 0 | 0 | 0 | 0 | 0 | 0 | 0 | 0 | 1 | 0 | 0 | 0 | 0 | 0 | 0 | 0 | 0 | 0 | 0 | 0 | 0 | 0 | 0 | 3251.6429
2025-02-06 | 5481.228 | 21.56 | 0 | 0 | 0 | 0 | 0 | 0 | 0 | 0 | 0 | 0 | 0 | 0 | 1 | 0 | 0 | 0 | 0 | 0 | 0 | 0 | 0 | 0 | 0 | 0 | 0 | 0 | 3324.2191
2025-02-06 | 5474.708 | 21 | 0 | 0 | 0 | 0 | 0 | 0 | 0 | 0 | 0 | 0 | 0 | 0 | 0 | 1 | 0 | 0 | 0 | 0 | 0 | 0 | 0 | 0 | 0 | 0 | 0 | 0 | 3308.7054
2025-02-06 | 5487.765 | 20.36 | 0 | 0 | 0 | 0 | 0 | 0 | 0 | 0 | 0 | 0 | 0 | 0 | 0 | 0 | 1 | 0 | 0 | 0 | 0 | 0 | 0 | 0 | 0 | 0 | 0 | 0 | 3265.4283
2025-02-06 | 5481.831 | 19.78 | 0 | 0 | 0 | 0 | 0 | 0 | 0 | 0 | 0 | 0 | 0 | 0 | 0 | 0 | 0 | 1 | 0 | 0 | 0 | 0 | 0 | 0 | 0 | 0 | 0 | 0 | 3221.5614
2025-02-06 | 5362.999 | 19.44 | 0 | 0 | 0 | 0 | 0 | 0 | 0 | 0 | 0 | 0 | 0 | 0 | 0 | 0 | 0 | 0 | 1 | 0 | 0 | 0 | 0 | 0 | 0 | 0 | 0 | 0 | 3153.747
2025-02-06 | 5291.681 | 19.23 | 0 | 0 | 0 | 0 | 0 | 0 | 0 | 0 | 0 | 0 | 0 | 0 | 0 | 0 | 0 | 0 | 0 | 1 | 0 | 0 | 0 | 0 | 0 | 0 | 0 | 0 | 3029.0377
2025-02-06 | 5211.046 | 19.4 | 0 | 0 | 0 | 0 | 0 | 0 | 0 | 0 | 0 | 0 | 0 | 0 | 0 | 0 | 0 | 0 | 0 | 0 | 1 | 0 | 0 | 0 | 0 | 0 | 0 | 0 | 2870.8395
2025-02-06 | 4811.902 | 19.71 | 0 | 0 | 0 | 0 | 0 | 0 | 0 | 0 | 0 | 0 | 0 | 0 | 0 | 0 | 0 | 0 | 0 | 0 | 0 | 1 | 0 | 0 | 0 | 0 | 0 | 0 | 2755.3359
2025-02-06 | 4514.216 | 20.2 | 0 | 0 | 0 | 0 | 0 | 0 | 0 | 0 | 0 | 0 | 0 | 0 | 0 | 0 | 0 | 0 | 0 | 0 | 0 | 0 | 1 | 0 | 0 | 0 | 0 | 0 | 2712.3428
2025-02-06 | 4262.461 | 20.43 | 0 | 0 | 0 | 0 | 0 | 0 | 0 | 0 | 0 | 0 | 0 | 0 | 0 | 0 | 0 | 0 | 0 | 0 | 0 | 0 | 0 | 1 | 0 | 0 | 0 | 0 | 2662.396
2025-02-06 | 3986.788 | 20.69 | 0 | 0 | 0 | 0 | 0 | 0 | 0 | 0 | 0 | 0 | 0 | 0 | 0 | 0 | 0 | 0 | 0 | 0 | 0 | 0 | 0 | 0 | 1 | 0 | 0 | 0 | 2573.5566
2025-02-06 | 3729.689 | 20.89 | 0 | 0 | 0 | 0 | 0 | 0 | 0 | 0 | 0 | 0 | 0 | 0 | 0 | 0 | 0 | 0 | 0 | 0 | 0 | 0 | 0 | 0 | 0 | 1 | 0 | 0 | 2456.3512
2025-02-06 | 3516.935 | 20.99 | 0 | 0 | 0 | 0 | 0 | 0 | 0 | 0 | 0 | 0 | 0 | 0 | 0 | 0 | 0 | 0 | 0 | 0 | 0 | 0 | 0 | 0 | 0 | 0 | 1 | 0 | 2352.3071
2025-02-06 | 3344.378 | 20.93 | 0 | 0 | 0 | 0 | 0 | 0 | 0 | 0 | 0 | 0 | 0 | 0 | 0 | 0 | 0 | 0 | 0 | 0 | 0 | 0 | 0 | 0 | 0 | 0 | 0 | 1 | 2272.8162
2025-02-07 | 3264.38 | 21.2 | 0 | 0 | 1 | 0 | 0 | 0 | 0 | 0 | 0 | 0 | 0 | 0 | 0 | 0 | 0 | 0 | 0 | 0 | 0 | 0 | 0 | 0 | 0 | 0 | 0 | 0 | 2246.6708
2025-02-07 | 3239.895 | 21.15 | 0 | 0 | 0 | 1 | 0 | 0 | 0 | 0 | 0 | 0 | 0 | 0 | 0 | 0 | 0 | 0 | 0 | 0 | 0 | 0 | 0 | 0 | 0 | 0 | 0 | 0 | 2219.9098
2025-02-07 | 3264.186 | 21.49 | 0 | 0 | 0 | 0 | 1 | 0 | 0 | 0 | 0 | 0 | 0 | 0 | 0 | 0 | 0 | 0 | 0 | 0 | 0 | 0 | 0 | 0 | 0 | 0 | 0 | 0 | 2223.8617
2025-02-07 | 3295.346 | 21.58 | 0 | 0 | 0 | 0 | 0 | 1 | 0 | 0 | 0 | 0 | 0 | 0 | 0 | 0 | 0 | 0 | 0 | 0 | 0 | 0 | 0 | 0 | 0 | 0 | 0 | 0 | 2248.0384
2025-02-07 | 3341.122 | 21.79 | 0 | 0 | 0 | 0 | 0 | 0 | 1 | 0 | 0 | 0 | 0 | 0 | 0 | 0 | 0 | 0 | 0 | 0 | 0 | 0 | 0 | 0 | 0 | 0 | 0 | 0 | 2298.0097
2025-02-07 | 3430.858 | 21.82 | 0 | 0 | 0 | 0 | 0 | 0 | 0 | 1 | 0 | 0 | 0 | 0 | 0 | 0 | 0 | 0 | 0 | 0 | 0 | 0 | 0 | 0 | 0 | 0 | 0 | 0 | 2403.0055
2025-02-07 | 3704.788 | 21.88 | 0 | 0 | 0 | 0 | 0 | 0 | 0 | 0 | 1 | 0 | 0 | 0 | 0 | 0 | 0 | 0 | 0 | 0 | 0 | 0 | 0 | 0 | 0 | 0 | 0 | 0 | 2605.2583
2025-02-07 | 4221.72 | 21.83 | 0 | 0 | 0 | 0 | 0 | 0 | 0 | 0 | 0 | 1 | 0 | 0 | 0 | 0 | 0 | 0 | 0 | 0 | 0 | 0 | 0 | 0 | 0 | 0 | 0 | 0 | 2820.7375
2025-02-07 | 4787.789 | 21.67 | 0 | 0 | 0 | 0 | 0 | 0 | 0 | 0 | 0 | 0 | 1 | 0 | 0 | 0 | 0 | 0 | 0 | 0 | 0 | 0 | 0 | 0 | 0 | 0 | 0 | 0 | 3049.8283
2025-02-07 | 5118.134 | 21.12 | 0 | 0 | 0 | 0 | 0 | 0 | 0 | 0 | 0 | 0 | 0 | 1 | 0 | 0 | 0 | 0 | 0 | 0 | 0 | 0 | 0 | 0 | 0 | 0 | 0 | 0 | 3209.2813
2025-02-07 | 5378.938 | 20.57 | 0 | 0 | 0 | 0 | 0 | 0 | 0 | 0 | 0 | 0 | 0 | 0 | 1 | 0 | 0 | 0 | 0 | 0 | 0 | 0 | 0 | 0 | 0 | 0 | 0 | 0 | 3290.935
2025-02-07 | 5471.954 | 20.13 | 0 | 0 | 0 | 0 | 0 | 0 | 0 | 0 | 0 | 0 | 0 | 0 | 0 | 1 | 0 | 0 | 0 | 0 | 0 | 0 | 0 | 0 | 0 | 0 | 0 | 0 | 3279.4557
2025-02-07 | 5471.113 | 19.75 | 0 | 0 | 0 | 0 | 0 | 0 | 0 | 0 | 0 | 0 | 0 | 0 | 0 | 0 | 1 | 0 | 0 | 0 | 0 | 0 | 0 | 0 | 0 | 0 | 0 | 0 | 3244.9199
2025-02-07 | 5450.945 | 18.97 | 0 | 0 | 0 | 0 | 0 | 0 | 0 | 0 | 0 | 0 | 0 | 0 | 0 | 0 | 0 | 1 | 0 | 0 | 0 | 0 | 0 | 0 | 0 | 0 | 0 | 0 | 3194.3289
2025-02-07 | 5359.808 | 18.6 | 0 | 0 | 0 | 0 | 0 | 0 | 0 | 0 | 0 | 0 | 0 | 0 | 0 | 0 | 0 | 0 | 1 | 0 | 0 | 0 | 0 | 0 | 0 | 0 | 0 | 0 | 3125.5059
2025-02-07 | 5252.367 | 18.87 | 0 | 0 | 0 | 0 | 0 | 0 | 0 | 0 | 0 | 0 | 0 | 0 | 0 | 0 | 0 | 0 | 0 | 1 | 0 | 0 | 0 | 0 | 0 | 0 | 0 | 0 | 3016.9344
2025-02-07 | 5054.598 | 19.02 | 0 | 0 | 0 | 0 | 0 | 0 | 0 | 0 | 0 | 0 | 0 | 0 | 0 | 0 | 0 | 0 | 0 | 0 | 1 | 0 | 0 | 0 | 0 | 0 | 0 | 0 | 2858.0638
2025-02-07 | 4698.356 | 19.45 | 0 | 0 | 0 | 0 | 0 | 0 | 0 | 0 | 0 | 0 | 0 | 0 | 0 | 0 | 0 | 0 | 0 | 0 | 0 | 1 | 0 | 0 | 0 | 0 | 0 | 0 | 2746.5946
2025-02-07 | 4498.643 | 20.03 | 0 | 0 | 0 | 0 | 0 | 0 | 0 | 0 | 0 | 0 | 0 | 0 | 0 | 0 | 0 | 0 | 0 | 0 | 0 | 0 | 1 | 0 | 0 | 0 | 0 | 0 | 2706.6274
2025-02-07 | 4280.75 | 20.42 | 0 | 0 | 0 | 0 | 0 | 0 | 0 | 0 | 0 | 0 | 0 | 0 | 0 | 0 | 0 | 0 | 0 | 0 | 0 | 0 | 0 | 1 | 0 | 0 | 0 | 0 | 2662.0598
2025-02-07 | 4115.194 | 20.63 | 0 | 0 | 0 | 0 | 0 | 0 | 0 | 0 | 0 | 0 | 0 | 0 | 0 | 0 | 0 | 0 | 0 | 0 | 0 | 0 | 0 | 0 | 1 | 0 | 0 | 0 | 2571.5394
2025-02-07 | 3848.894 | 20.91 | 0 | 0 | 0 | 0 | 0 | 0 | 0 | 0 | 0 | 0 | 0 | 0 | 0 | 0 | 0 | 0 | 0 | 0 | 0 | 0 | 0 | 0 | 0 | 1 | 0 | 0 | 2457.0236
2025-02-07 | 3647.787 | 21.06 | 0 | 0 | 0 | 0 | 0 | 0 | 0 | 0 | 0 | 0 | 0 | 0 | 0 | 0 | 0 | 0 | 0 | 0 | 0 | 0 | 0 | 0 | 0 | 0 | 1 | 0 | 2354.6605
2025-02-07 | 3516.525 | 21.12 | 0 | 0 | 0 | 0 | 0 | 0 | 0 | 0 | 0 | 0 | 0 | 0 | 0 | 0 | 0 | 0 | 0 | 0 | 0 | 0 | 0 | 0 | 0 | 0 | 0 | 1 | 2279.2041
2025-02-08 | 3361.291 | 21.01 | 0 | 1 | 1 | 0 | 0 | 0 | 0 | 0 | 0 | 0 | 0 | 0 | 0 | 0 | 0 | 0 | 0 | 0 | 0 | 0 | 0 | 0 | 0 | 0 | 0 | 0 | 1975.1299
2025-02-08 | 3300.731 | 20.95 | 0 | 1 | 0 | 1 | 0 | 0 | 0 | 0 | 0 | 0 | 0 | 0 | 0 | 0 | 0 | 0 | 0 | 0 | 0 | 0 | 0 | 0 | 0 | 0 | 0 | 0 | 1948.0326
2025-02-08 | 3261.288 | 21.15 | 0 | 1 | 0 | 0 | 1 | 0 | 0 | 0 | 0 | 0 | 0 | 0 | 0 | 0 | 0 | 0 | 0 | 0 | 0 | 0 | 0 | 0 | 0 | 0 | 0 | 0 | 1947.2777
2025-02-08 | 3278.667 | 21.64 | 0 | 1 | 0 | 0 | 0 | 1 | 0 | 0 | 0 | 0 | 0 | 0 | 0 | 0 | 0 | 0 | 0 | 0 | 0 | 0 | 0 | 0 | 0 | 0 | 0 | 0 | 1984.9025
2025-02-08 | 3272.858 | 21.72 | 0 | 1 | 0 | 0 | 0 | 0 | 1 | 0 | 0 | 0 | 0 | 0 | 0 | 0 | 0 | 0 | 0 | 0 | 0 | 0 | 0 | 0 | 0 | 0 | 0 | 0 | 2030.5032
2025-02-08 | 3351.826 | 22.12 | 0 | 1 | 0 | 0 | 0 | 0 | 0 | 1 | 0 | 0 | 0 | 0 | 0 | 0 | 0 | 0 | 0 | 0 | 0 | 0 | 0 | 0 | 0 | 0 | 0 | 0 | 2147.9385
2025-02-08 | 3530.332 | 22.43 | 0 | 1 | 0 | 0 | 0 | 0 | 0 | 0 | 1 | 0 | 0 | 0 | 0 | 0 | 0 | 0 | 0 | 0 | 0 | 0 | 0 | 0 | 0 | 0 | 0 | 0 | 2358.5964
2025-02-08 | 3670.125 | 22.69 | 0 | 1 | 0 | 0 | 0 | 0 | 0 | 0 | 0 | 1 | 0 | 0 | 0 | 0 | 0 | 0 | 0 | 0 | 0 | 0 | 0 | 0 | 0 | 0 | 0 | 0 | 2584.4979
2025-02-08 | 3869.378 | 22.91 | 0 | 1 | 0 | 0 | 0 | 0 | 0 | 0 | 0 | 0 | 1 | 0 | 0 | 0 | 0 | 0 | 0 | 0 | 0 | 0 | 0 | 0 | 0 | 0 | 0 | 0 | 2826.3645
2025-02-08 | 4189.157 | 22.48 | 0 | 1 | 0 | 0 | 0 | 0 | 0 | 0 | 0 | 0 | 0 | 1 | 0 | 0 | 0 | 0 | 0 | 0 | 0 | 0 | 0 | 0 | 0 | 0 | 0 | 0 | 2989.8518
2025-02-08 | 4427.867 | 21.98 | 0 | 1 | 0 | 0 | 0 | 0 | 0 | 0 | 0 | 0 | 0 | 0 | 1 | 0 | 0 | 0 | 0 | 0 | 0 | 0 | 0 | 0 | 0 | 0 | 0 | 0 | 3073.1865
2025-02-08 | 4572.559 | 21.12 | 0 | 1 | 0 | 0 | 0 | 0 | 0 | 0 | 0 | 0 | 0 | 0 | 0 | 1 | 0 | 0 | 0 | 0 | 0 | 0 | 0 | 0 | 0 | 0 | 0 | 0 | 3047.5867
2025-02-08 | 4484.456 | 20.34 | 0 | 1 | 0 | 0 | 0 | 0 | 0 | 0 | 0 | 0 | 0 | 0 | 0 | 0 | 1 | 0 | 0 | 0 | 0 | 0 | 0 | 0 | 0 | 0 | 0 | 0 | 2999.6028
2025-02-08 | 4508.699 | 20.04 | 0 | 1 | 0 | 0 | 0 | 0 | 0 | 0 | 0 | 0 | 0 | 0 | 0 | 0 | 0 | 1 | 0 | 0 | 0 | 0 | 0 | 0 | 0 | 0 | 0 | 0 | 2965.1496
2025-02-08 | 4488.382 | 19.53 | 0 | 1 | 0 | 0 | 0 | 0 | 0 | 0 | 0 | 0 | 0 | 0 | 0 | 0 | 0 | 0 | 1 | 0 | 0 | 0 | 0 | 0 | 0 | 0 | 0 | 0 | 2891.6197
2025-02-08 | 4435.756 | 19.55 | 0 | 1 | 0 | 0 | 0 | 0 | 0 | 0 | 0 | 0 | 0 | 0 | 0 | 0 | 0 | 0 | 0 | 1 | 0 | 0 | 0 | 0 | 0 | 0 | 0 | 0 | 2774.6432
2025-02-08 | 4339.549 | 20.06 | 0 | 1 | 0 | 0 | 0 | 0 | 0 | 0 | 0 | 0 | 0 | 0 | 0 | 0 | 0 | 0 | 0 | 0 | 1 | 0 | 0 | 0 | 0 | 0 | 0 | 0 | 2627.8758
2025-02-08 | 4227.02 | 20.76 | 0 | 1 | 0 | 0 | 0 | 0 | 0 | 0 | 0 | 0 | 0 | 0 | 0 | 0 | 0 | 0 | 0 | 0 | 0 | 1 | 0 | 0 | 0 | 0 | 0 | 0 | 2525.4841
2025-02-08 | 4213.183 | 21.66 | 0 | 1 | 0 | 0 | 0 | 0 | 0 | 0 | 0 | 0 | 0 | 0 | 0 | 0 | 0 | 0 | 0 | 0 | 0 | 0 | 1 | 0 | 0 | 0 | 0 | 0 | 2496.2754
2025-02-08 | 4062.028 | 21.84 | 0 | 1 | 0 | 0 | 0 | 0 | 0 | 0 | 0 | 0 | 0 | 0 | 0 | 0 | 0 | 0 | 0 | 0 | 0 | 0 | 0 | 1 | 0 | 0 | 0 | 0 | 2444.6476
2025-02-08 | 3914.358 | 21.97 | 0 | 1 | 0 | 0 | 0 | 0 | 0 | 0 | 0 | 0 | 0 | 0 | 0 | 0 | 0 | 0 | 0 | 0 | 0 | 0 | 0 | 0 | 1 | 0 | 0 | 0 | 2351.4375
2025-02-08 | 3718.933 | 22.21 | 0 | 1 | 0 | 0 | 0 | 0 | 0 | 0 | 0 | 0 | 0 | 0 | 0 | 0 | 0 | 0 | 0 | 0 | 0 | 0 | 0 | 0 | 0 | 1 | 0 | 0 | 2235.5769
2025-02-08 | 3526.408 | 22.71 | 0 | 1 | 0 | 0 | 0 | 0 | 0 | 0 | 0 | 0 | 0 | 0 | 0 | 0 | 0 | 0 | 0 | 0 | 0 | 0 | 0 | 0 | 0 | 0 | 1 | 0 | 2144.981
2025-02-08 | 3378.585 | 22.87 | 0 | 1 | 0 | 0 | 0 | 0 | 0 | 0 | 0 | 0 | 0 | 0 | 0 | 0 | 0 | 0 | 0 | 0 | 0 | 0 | 0 | 0 | 0 | 0 | 0 | 1 | 2072.8865
2025-02-09 | 3293.195 | 23.35 | 0 | 1 | 1 | 0 | 0 | 0 | 0 | 0 | 0 | 0 | 0 | 0 | 0 | 0 | 0 | 0 | 0 | 0 | 0 | 0 | 0 | 0 | 0 | 0 | 0 | 0 | 2053.8014
2025-02-09 | 3246.758 | 23.55 | 0 | 1 | 0 | 1 | 0 | 0 | 0 | 0 | 0 | 0 | 0 | 0 | 0 | 0 | 0 | 0 | 0 | 0 | 0 | 0 | 0 | 0 | 0 | 0 | 0 | 0 | 2035.4455
2025-02-09 | 3274.182 | 23.56 | 0 | 1 | 0 | 0 | 1 | 0 | 0 | 0 | 0 | 0 | 0 | 0 | 0 | 0 | 0 | 0 | 0 | 0 | 0 | 0 | 0 | 0 | 0 | 0 | 0 | 0 | 2028.3027
2025-02-09 | 3257.897 | 23.46 | 0 | 1 | 0 | 0 | 0 | 1 | 0 | 0 | 0 | 0 | 0 | 0 | 0 | 0 | 0 | 0 | 0 | 0 | 0 | 0 | 0 | 0 | 0 | 0 | 0 | 0 | 2046.0915
2025-02-09 | 3271.543 | 23.48 | 0 | 1 | 0 | 0 | 0 | 0 | 1 | 0 | 0 | 0 | 0 | 0 | 0 | 0 | 0 | 0 | 0 | 0 | 0 | 0 | 0 | 0 | 0 | 0 | 0 | 0 | 2089.675
2025-02-09 | 3286.952 | 23.38 | 0 | 1 | 0 | 0 | 0 | 0 | 0 | 1 | 0 | 0 | 0 | 0 | 0 | 0 | 0 | 0 | 0 | 0 | 0 | 0 | 0 | 0 | 0 | 0 | 0 | 0 | 2190.3001
2025-02-09 | 3384.159 | 23.21 | 0 | 1 | 0 | 0 | 0 | 0 | 0 | 0 | 1 | 0 | 0 | 0 | 0 | 0 | 0 | 0 | 0 | 0 | 0 | 0 | 0 | 0 | 0 | 0 | 0 | 0 | 2384.8202
2025-02-09 | 3442.75 | 22.94 | 0 | 1 | 0 | 0 | 0 | 0 | 0 | 0 | 0 | 1 | 0 | 0 | 0 | 0 | 0 | 0 | 0 | 0 | 0 | 0 | 0 | 0 | 0 | 0 | 0 | 0 | 2592.903
2025-02-09 | 3569.135 | 22.47 | 0 | 1 | 0 | 0 | 0 | 0 | 0 | 0 | 0 | 0 | 1 | 0 | 0 | 0 | 0 | 0 | 0 | 0 | 0 | 0 | 0 | 0 | 0 | 0 | 0 | 0 | 2811.5715
2025-02-09 | 3779.713 | 21.79 | 0 | 1 | 0 | 0 | 0 | 0 | 0 | 0 | 0 | 0 | 0 | 1 | 0 | 0 | 0 | 0 | 0 | 0 | 0 | 0 | 0 | 0 | 0 | 0 | 0 | 0 | 2966.6538
2025-02-09 | 3965.007 | 20.75 | 0 | 1 | 0 | 0 | 0 | 0 | 0 | 0 | 0 | 0 | 0 | 0 | 1 | 0 | 0 | 0 | 0 | 0 | 0 | 0 | 0 | 0 | 0 | 0 | 0 | 0 | 3031.8335
2025-02-09 | 4005.461 | 19.42 | 0 | 1 | 0 | 0 | 0 | 0 | 0 | 0 | 0 | 0 | 0 | 0 | 0 | 1 | 0 | 0 | 0 | 0 | 0 | 0 | 0 | 0 | 0 | 0 | 0 | 0 | 2990.4322
2025-02-09 | 4043.588 | 18.62 | 0 | 1 | 0 | 0 | 0 | 0 | 0 | 0 | 0 | 0 | 0 | 0 | 0 | 0 | 1 | 0 | 0 | 0 | 0 | 0 | 0 | 0 | 0 | 0 | 0 | 0 | 2941.7758
2025-02-09 | 3979.429 | 18.14 | 0 | 1 | 0 | 0 | 0 | 0 | 0 | 0 | 0 | 0 | 0 | 0 | 0 | 0 | 0 | 1 | 0 | 0 | 0 | 0 | 0 | 0 | 0 | 0 | 0 | 0 | 2901.2709
2025-02-09 | 3998.27 | 17.82 | 0 | 1 | 0 | 0 | 0 | 0 | 0 | 0 | 0 | 0 | 0 | 0 | 0 | 0 | 0 | 0 | 1 | 0 | 0 | 0 | 0 | 0 | 0 | 0 | 0 | 0 | 2834.129
2025-02-09 | 3964.272 | 17.48 | 0 | 1 | 0 | 0 | 0 | 0 | 0 | 0 | 0 | 0 | 0 | 0 | 0 | 0 | 0 | 0 | 0 | 1 | 0 | 0 | 0 | 0 | 0 | 0 | 0 | 0 | 2705.0491
2025-02-09 | 3969.155 | 17.6 | 0 | 1 | 0 | 0 | 0 | 0 | 0 | 0 | 0 | 0 | 0 | 0 | 0 | 0 | 0 | 0 | 0 | 0 | 1 | 0 | 0 | 0 | 0 | 0 | 0 | 0 | 2545.1699
2025-02-09 | 3931.163 | 18.06 | 0 | 1 | 0 | 0 | 0 | 0 | 0 | 0 | 0 | 0 | 0 | 0 | 0 | 0 | 0 | 0 | 0 | 0 | 0 | 1 | 0 | 0 | 0 | 0 | 0 | 0 | 2434.7093
2025-02-09 | 4050.835 | 18.51 | 0 | 1 | 0 | 0 | 0 | 0 | 0 | 0 | 0 | 0 | 0 | 0 | 0 | 0 | 0 | 0 | 0 | 0 | 0 | 0 | 1 | 0 | 0 | 0 | 0 | 0 | 2390.3714
2025-02-09 | 3854.139 | 18.73 | 0 | 1 | 0 | 0 | 0 | 0 | 0 | 0 | 0 | 0 | 0 | 0 | 0 | 0 | 0 | 0 | 0 | 0 | 0 | 0 | 0 | 1 | 0 | 0 | 0 | 0 | 2340.0884
2025-02-09 | 3713.021 | 19.07 | 0 | 1 | 0 | 0 | 0 | 0 | 0 | 0 | 0 | 0 | 0 | 0 | 0 | 0 | 0 | 0 | 0 | 0 | 0 | 0 | 0 | 0 | 1 | 0 | 0 | 0 | 2253.9386
2025-02-09 | 3596.998 | 19.44 | 0 | 1 | 0 | 0 | 0 | 0 | 0 | 0 | 0 | 0 | 0 | 0 | 0 | 0 | 0 | 0 | 0 | 0 | 0 | 0 | 0 | 0 | 0 | 1 | 0 | 0 | 2142.4486
2025-02-09 | 3450.536 | 19.61 | 0 | 1 | 0 | 0 | 0 | 0 | 0 | 0 | 0 | 0 | 0 | 0 | 0 | 0 | 0 | 0 | 0 | 0 | 0 | 0 | 0 | 0 | 0 | 0 | 1 | 0 | 2040.758
2025-02-09 | 3293.567 | 19.78 | 0 | 1 | 0 | 0 | 0 | 0 | 0 | 0 | 0 | 0 | 0 | 0 | 0 | 0 | 0 | 0 | 0 | 0 | 0 | 0 | 0 | 0 | 0 | 0 | 0 | 1 | 1968.9998
2025-02-10 | 3225.073 | 19.98 | 0 | 0 | 1 | 0 | 0 | 0 | 0 | 0 | 0 | 0 | 0 | 0 | 0 | 0 | 0 | 0 | 0 | 0 | 0 | 0 | 0 | 0 | 0 | 0 | 0 | 0 | 2205.654
2025-02-10 | 3196.753 | 20.4 | 0 | 0 | 0 | 1 | 0 | 0 | 0 | 0 | 0 | 0 | 0 | 0 | 0 | 0 | 0 | 0 | 0 | 0 | 0 | 0 | 0 | 0 | 0 | 0 | 0 | 0 | 2194.6945
2025-02-10 | 3220.561 | 20.59 | 0 | 0 | 0 | 0 | 1 | 0 | 0 | 0 | 0 | 0 | 0 | 0 | 0 | 0 | 0 | 0 | 0 | 0 | 0 | 0 | 0 | 0 | 0 | 0 | 0 | 0 | 2193.6034
2025-02-10 | 3256.634 | 20.75 | 0 | 0 | 0 | 0 | 0 | 1 | 0 | 0 | 0 | 0 | 0 | 0 | 0 | 0 | 0 | 0 | 0 | 0 | 0 | 0 | 0 | 0 | 0 | 0 | 0 | 0 | 2220.1335
2025-02-10 | 3307.591 | 21.09 | 0 | 0 | 0 | 0 | 0 | 0 | 1 | 0 | 0 | 0 | 0 | 0 | 0 | 0 | 0 | 0 | 0 | 0 | 0 | 0 | 0 | 0 | 0 | 0 | 0 | 0 | 2274.4755
2025-02-10 | 3382.761 | 21.26 | 0 | 0 | 0 | 0 | 0 | 0 | 0 | 1 | 0 | 0 | 0 | 0 | 0 | 0 | 0 | 0 | 0 | 0 | 0 | 0 | 0 | 0 | 0 | 0 | 0 | 0 | 2384.1781
2025-02-10 | 3659.291 | 21.23 | 0 | 0 | 0 | 0 | 0 | 0 | 0 | 0 | 1 | 0 | 0 | 0 | 0 | 0 | 0 | 0 | 0 | 0 | 0 | 0 | 0 | 0 | 0 | 0 | 0 | 0 | 2583.4051
2025-02-10 | 4148.354 | 21.32 | 0 | 0 | 0 | 0 | 0 | 0 | 0 | 0 | 0 | 1 | 0 | 0 | 0 | 0 | 0 | 0 | 0 | 0 | 0 | 0 | 0 | 0 | 0 | 0 | 0 | 0 | 2803.5911
2025-02-10 | 4667.256 | 21.28 | 0 | 0 | 0 | 0 | 0 | 0 | 0 | 0 | 0 | 0 | 1 | 0 | 0 | 0 | 0 | 0 | 0 | 0 | 0 | 0 | 0 | 0 | 0 | 0 | 0 | 0 | 3036.7164
2025-02-10 | 5120.308 | 20.66 | 0 | 0 | 0 | 0 | 0 | 0 | 0 | 0 | 0 | 0 | 0 | 1 | 0 | 0 | 0 | 0 | 0 | 0 | 0 | 0 | 0 | 0 | 0 | 0 | 0 | 0 | 3193.8159
2025-02-10 | 5378 | 20.14 | 0 | 0 | 0 | 0 | 0 | 0 | 0 | 0 | 0 | 0 | 0 | 0 | 1 | 0 | 0 | 0 | 0 | 0 | 0 | 0 | 0 | 0 | 0 | 0 | 0 | 0 | 3276.4782
2025-02-10 | 5351.341 | 19.65 | 0 | 0 | 0 | 0 | 0 | 0 | 0 | 0 | 0 | 0 | 0 | 0 | 0 | 1 | 0 | 0 | 0 | 0 | 0 | 0 | 0 | 0 | 0 | 0 | 0 | 0 | 3263.3179
2025-02-10 | 5271.154 | 19.51 | 0 | 0 | 0 | 0 | 0 | 0 | 0 | 0 | 0 | 0 | 0 | 0 | 0 | 0 | 1 | 0 | 0 | 0 | 0 | 0 | 0 | 0 | 0 | 0 | 0 | 0 | 3236.851
2025-02-10 | 5251.406 | 19.5 | 0 | 0 | 0 | 0 | 0 | 0 | 0 | 0 | 0 | 0 | 0 | 0 | 0 | 0 | 0 | 1 | 0 | 0 | 0 | 0 | 0 | 0 | 0 | 0 | 0 | 0 | 3212.1477
2025-02-10 | 5284.616 | 19.66 | 0 | 0 | 0 | 0 | 0 | 0 | 0 | 0 | 0 | 0 | 0 | 0 | 0 | 0 | 0 | 0 | 1 | 0 | 0 | 0 | 0 | 0 | 0 | 0 | 0 | 0 | 3161.1434
2025-02-10 | 5187.922 | 19.87 | 0 | 0 | 0 | 0 | 0 | 0 | 0 | 0 | 0 | 0 | 0 | 0 | 0 | 0 | 0 | 0 | 0 | 1 | 0 | 0 | 0 | 0 | 0 | 0 | 0 | 0 | 3050.5548
2025-02-10 | 5003.46 | 19.98 | 0 | 0 | 0 | 0 | 0 | 0 | 0 | 0 | 0 | 0 | 0 | 0 | 0 | 0 | 0 | 0 | 0 | 0 | 1 | 0 | 0 | 0 | 0 | 0 | 0 | 0 | 2890.3393
2025-02-10 | 4699.906 | 20.42 | 0 | 0 | 0 | 0 | 0 | 0 | 0 | 0 | 0 | 0 | 0 | 0 | 0 | 0 | 0 | 0 | 0 | 0 | 0 | 1 | 0 | 0 | 0 | 0 | 0 | 0 | 2779.2063
2025-02-10 | 4483.506 | 20.74 | 0 | 0 | 0 | 0 | 0 | 0 | 0 | 0 | 0 | 0 | 0 | 0 | 0 | 0 | 0 | 0 | 0 | 0 | 0 | 0 | 1 | 0 | 0 | 0 | 0 | 0 | 2730.4978
2025-02-10 | 4208.447 | 20.91 | 0 | 0 | 0 | 0 | 0 | 0 | 0 | 0 | 0 | 0 | 0 | 0 | 0 | 0 | 0 | 0 | 0 | 0 | 0 | 0 | 0 | 1 | 0 | 0 | 0 | 0 | 2678.5338
2025-02-10 | 4003.591 | 21.13 | 0 | 0 | 0 | 0 | 0 | 0 | 0 | 0 | 0 | 0 | 0 | 0 | 0 | 0 | 0 | 0 | 0 | 0 | 0 | 0 | 0 | 0 | 1 | 0 | 0 | 0 | 2588.3495
2025-02-10 | 3763.304 | 21.41 | 0 | 0 | 0 | 0 | 0 | 0 | 0 | 0 | 0 | 0 | 0 | 0 | 0 | 0 | 0 | 0 | 0 | 0 | 0 | 0 | 0 | 0 | 0 | 1 | 0 | 0 | 2473.8338
2025-02-10 | 3551.21 | 21.53 | 0 | 0 | 0 | 0 | 0 | 0 | 0 | 0 | 0 | 0 | 0 | 0 | 0 | 0 | 0 | 0 | 0 | 0 | 0 | 0 | 0 | 0 | 0 | 0 | 1 | 0 | 2370.4621
2025-02-10 | 3386.857 | 21.85 | 0 | 0 | 0 | 0 | 0 | 0 | 0 | 0 | 0 | 0 | 0 | 0 | 0 | 0 | 0 | 0 | 0 | 0 | 0 | 0 | 0 | 0 | 0 | 0 | 0 | 1 | 2303.7469
2025-02-11 | 3292.037 | 22.31 | 0 | 0 | 1 | 0 | 0 | 0 | 0 | 0 | 0 | 0 | 0 | 0 | 0 | 0 | 0 | 0 | 0 | 0 | 0 | 0 | 0 | 0 | 0 | 0 | 0 | 0 | 2283.9894
2025-02-11 | 3263.71 | 22.46 | 0 | 0 | 0 | 1 | 0 | 0 | 0 | 0 | 0 | 0 | 0 | 0 | 0 | 0 | 0 | 0 | 0 | 0 | 0 | 0 | 0 | 0 | 0 | 0 | 0 | 0 | 2263.9524
2025-02-11 | 3274.202 | 22.78 | 0 | 0 | 0 | 0 | 1 | 0 | 0 | 0 | 0 | 0 | 0 | 0 | 0 | 0 | 0 | 0 | 0 | 0 | 0 | 0 | 0 | 0 | 0 | 0 | 0 | 0 | 2267.2319
2025-02-11 | 3322.276 | 23.01 | 0 | 0 | 0 | 0 | 0 | 1 | 0 | 0 | 0 | 0 | 0 | 0 | 0 | 0 | 0 | 0 | 0 | 0 | 0 | 0 | 0 | 0 | 0 | 0 | 0 | 0 | 2296.1154
2025-02-11 | 3365.497 | 23.23 | 0 | 0 | 0 | 0 | 0 | 0 | 1 | 0 | 0 | 0 | 0 | 0 | 0 | 0 | 0 | 0 | 0 | 0 | 0 | 0 | 0 | 0 | 0 | 0 | 0 | 0 | 2346.423
2025-02-11 | 3472.119 | 23.19 | 0 | 0 | 0 | 0 | 0 | 0 | 0 | 1 | 0 | 0 | 0 | 0 | 0 | 0 | 0 | 0 | 0 | 0 | 0 | 0 | 0 | 0 | 0 | 0 | 0 | 0 | 2449.0654
2025-02-11 | 3731.529 | 23.41 | 0 | 0 | 0 | 0 | 0 | 0 | 0 | 0 | 1 | 0 | 0 | 0 | 0 | 0 | 0 | 0 | 0 | 0 | 0 | 0 | 0 | 0 | 0 | 0 | 0 | 0 | 2656.6974
2025-02-11 | 4261.43 | 23.28 | 0 | 0 | 0 | 0 | 0 | 0 | 0 | 0 | 0 | 1 | 0 | 0 | 0 | 0 | 0 | 0 | 0 | 0 | 0 | 0 | 0 | 0 | 0 | 0 | 0 | 0 | 2869.487
2025-02-11 | 4778.747 | 23.12 | 0 | 0 | 0 | 0 | 0 | 0 | 0 | 0 | 0 | 0 | 1 | 0 | 0 | 0 | 0 | 0 | 0 | 0 | 0 | 0 | 0 | 0 | 0 | 0 | 0 | 0 | 3098.5778
2025-02-11 | 5195.773 | 22.37 | 0 | 0 | 0 | 0 | 0 | 0 | 0 | 0 | 0 | 0 | 0 | 1 | 0 | 0 | 0 | 0 | 0 | 0 | 0 | 0 | 0 | 0 | 0 | 0 | 0 | 0 | 3251.3067
2025-02-11 | 5456.673 | 21.54 | 0 | 0 | 0 | 0 | 0 | 0 | 0 | 0 | 0 | 0 | 0 | 0 | 1 | 0 | 0 | 0 | 0 | 0 | 0 | 0 | 0 | 0 | 0 | 0 | 0 | 0 | 3323.5467
2025-02-11 | 5358.677 | 20.95 | 0 | 0 | 0 | 0 | 0 | 0 | 0 | 0 | 0 | 0 | 0 | 0 | 0 | 1 | 0 | 0 | 0 | 0 | 0 | 0 | 0 | 0 | 0 | 0 | 0 | 0 | 3307.0244
2025-02-11 | 5262.534 | 20.23 | 0 | 0 | 0 | 0 | 0 | 0 | 0 | 0 | 0 | 0 | 0 | 0 | 0 | 0 | 1 | 0 | 0 | 0 | 0 | 0 | 0 | 0 | 0 | 0 | 0 | 0 | 3261.0576
2025-02-11 | 5194.445 | 19.34 | 0 | 0 | 0 | 0 | 0 | 0 | 0 | 0 | 0 | 0 | 0 | 0 | 0 | 0 | 0 | 1 | 0 | 0 | 0 | 0 | 0 | 0 | 0 | 0 | 0 | 0 | 3206.7684
2025-02-11 | 5177.827 | 19.4 | 0 | 0 | 0 | 0 | 0 | 0 | 0 | 0 | 0 | 0 | 0 | 0 | 0 | 0 | 0 | 0 | 1 | 0 | 0 | 0 | 0 | 0 | 0 | 0 | 0 | 0 | 3152.4021
2025-02-11 | 5268.762 | 19.39 | 0 | 0 | 0 | 0 | 0 | 0 | 0 | 0 | 0 | 0 | 0 | 0 | 0 | 0 | 0 | 0 | 0 | 1 | 0 | 0 | 0 | 0 | 0 | 0 | 0 | 0 | 3034.417
2025-02-11 | 5036.011 | 19.55 | 0 | 0 | 0 | 0 | 0 | 0 | 0 | 0 | 0 | 0 | 0 | 0 | 0 | 0 | 0 | 0 | 0 | 0 | 1 | 0 | 0 | 0 | 0 | 0 | 0 | 0 | 2875.8826
2025-02-11 | 4738.198 | 20 | 0 | 0 | 0 | 0 | 0 | 0 | 0 | 0 | 0 | 0 | 0 | 0 | 0 | 0 | 0 | 0 | 0 | 0 | 0 | 1 | 0 | 0 | 0 | 0 | 0 | 0 | 2765.0858
2025-02-11 | 4534.245 | 20.64 | 0 | 0 | 0 | 0 | 0 | 0 | 0 | 0 | 0 | 0 | 0 | 0 | 0 | 0 | 0 | 0 | 0 | 0 | 0 | 0 | 1 | 0 | 0 | 0 | 0 | 0 | 2727.1358
2025-02-11 | 4310.871 | 20.97 | 0 | 0 | 0 | 0 | 0 | 0 | 0 | 0 | 0 | 0 | 0 | 0 | 0 | 0 | 0 | 0 | 0 | 0 | 0 | 0 | 0 | 1 | 0 | 0 | 0 | 0 | 2680.551
2025-02-11 | 4051.875 | 21.35 | 0 | 0 | 0 | 0 | 0 | 0 | 0 | 0 | 0 | 0 | 0 | 0 | 0 | 0 | 0 | 0 | 0 | 0 | 0 | 0 | 0 | 0 | 1 | 0 | 0 | 0 | 2595.746
2025-02-11 | 3723.253 | 21.47 | 0 | 0 | 0 | 0 | 0 | 0 | 0 | 0 | 0 | 0 | 0 | 0 | 0 | 0 | 0 | 0 | 0 | 0 | 0 | 0 | 0 | 0 | 0 | 1 | 0 | 0 | 2475.851
2025-02-11 | 3442.738 | 21.51 | 0 | 0 | 0 | 0 | 0 | 0 | 0 | 0 | 0 | 0 | 0 | 0 | 0 | 0 | 0 | 0 | 0 | 0 | 0 | 0 | 0 | 0 | 0 | 0 | 1 | 0 | 2369.7897
2025-02-11 | 3366.878 | 21.64 | 0 | 0 | 0 | 0 | 0 | 0 | 0 | 0 | 0 | 0 | 0 | 0 | 0 | 0 | 0 | 0 | 0 | 0 | 0 | 0 | 0 | 0 | 0 | 0 | 0 | 1 | 2296.6866
2025-02-12 | 3256.077 | 21.73 | 0 | 0 | 1 | 0 | 0 | 0 | 0 | 0 | 0 | 0 | 0 | 0 | 0 | 0 | 0 | 0 | 0 | 0 | 0 | 0 | 0 | 0 | 0 | 0 | 0 | 0 | 2264.4896
2025-02-12 | 3246.331 | 21.91 | 0 | 0 | 0 | 1 | 0 | 0 | 0 | 0 | 0 | 0 | 0 | 0 | 0 | 0 | 0 | 0 | 0 | 0 | 0 | 0 | 0 | 0 | 0 | 0 | 0 | 0 | 2245.4612
2025-02-12 | 3251.46 | 22.19 | 0 | 0 | 0 | 0 | 1 | 0 | 0 | 0 | 0 | 0 | 0 | 0 | 0 | 0 | 0 | 0 | 0 | 0 | 0 | 0 | 0 | 0 | 0 | 0 | 0 | 0 | 2247.3959
2025-02-12 | 3323.204 | 22.58 | 0 | 0 | 0 | 0 | 0 | 1 | 0 | 0 | 0 | 0 | 0 | 0 | 0 | 0 | 0 | 0 | 0 | 0 | 0 | 0 | 0 | 0 | 0 | 0 | 0 | 0 | 2281.6587
2025-02-12 | 3395.37 | 22.8 | 0 | 0 | 0 | 0 | 0 | 0 | 1 | 0 | 0 | 0 | 0 | 0 | 0 | 0 | 0 | 0 | 0 | 0 | 0 | 0 | 0 | 0 | 0 | 0 | 0 | 0 | 2331.9662
2025-02-12 | 3514.204 | 23.01 | 0 | 0 | 0 | 0 | 0 | 0 | 0 | 1 | 0 | 0 | 0 | 0 | 0 | 0 | 0 | 0 | 0 | 0 | 0 | 0 | 0 | 0 | 0 | 0 | 0 | 0 | 2443.0137
2025-02-12 | 3876.791 | 23.35 | 0 | 0 | 0 | 0 | 0 | 0 | 0 | 0 | 1 | 0 | 0 | 0 | 0 | 0 | 0 | 0 | 0 | 0 | 0 | 0 | 0 | 0 | 0 | 0 | 0 | 0 | 2654.6802
2025-02-12 | 4369.918 | 23.78 | 0 | 0 | 0 | 0 | 0 | 0 | 0 | 0 | 0 | 1 | 0 | 0 | 0 | 0 | 0 | 0 | 0 | 0 | 0 | 0 | 0 | 0 | 0 | 0 | 0 | 0 | 2886.2971
2025-02-12 | 4945.1 | 24.04 | 0 | 0 | 0 | 0 | 0 | 0 | 0 | 0 | 0 | 0 | 1 | 0 | 0 | 0 | 0 | 0 | 0 | 0 | 0 | 0 | 0 | 0 | 0 | 0 | 0 | 0 | 3129.5085
2025-02-12 | 5280.81 | 23.59 | 0 | 0 | 0 | 0 | 0 | 0 | 0 | 0 | 0 | 0 | 0 | 1 | 0 | 0 | 0 | 0 | 0 | 0 | 0 | 0 | 0 | 0 | 0 | 0 | 0 | 0 | 3292.3235
2025-02-12 | 5457.283 | 22.77 | 0 | 0 | 0 | 0 | 0 | 0 | 0 | 0 | 0 | 0 | 0 | 0 | 1 | 0 | 0 | 0 | 0 | 0 | 0 | 0 | 0 | 0 | 0 | 0 | 0 | 0 | 3364.8997
2025-02-12 | 5485.258 | 22.02 | 0 | 0 | 0 | 0 | 0 | 0 | 0 | 0 | 0 | 0 | 0 | 0 | 0 | 1 | 0 | 0 | 0 | 0 | 0 | 0 | 0 | 0 | 0 | 0 | 0 | 0 | 3342.9981
2025-02-12 | 5423.317 | 21.3 | 0 | 0 | 0 | 0 | 0 | 0 | 0 | 0 | 0 | 0 | 0 | 0 | 0 | 0 | 1 | 0 | 0 | 0 | 0 | 0 | 0 | 0 | 0 | 0 | 0 | 0 | 3297.0314
2025-02-12 | 5586.052 | 20.78 | 0 | 0 | 0 | 0 | 0 | 0 | 0 | 0 | 0 | 0 | 0 | 0 | 0 | 0 | 0 | 1 | 0 | 0 | 0 | 0 | 0 | 0 | 0 | 0 | 0 | 0 | 3255.1817
2025-02-12 | 5449.22 | 20.48 | 0 | 0 | 0 | 0 | 0 | 0 | 0 | 0 | 0 | 0 | 0 | 0 | 0 | 0 | 0 | 0 | 1 | 0 | 0 | 0 | 0 | 0 | 0 | 0 | 0 | 0 | 3188.7121
2025-02-12 | 5353.838 | 20.14 | 0 | 0 | 0 | 0 | 0 | 0 | 0 | 0 | 0 | 0 | 0 | 0 | 0 | 0 | 0 | 0 | 0 | 1 | 0 | 0 | 0 | 0 | 0 | 0 | 0 | 0 | 3059.6322
2025-02-12 | 5151.863 | 20.49 | 0 | 0 | 0 | 0 | 0 | 0 | 0 | 0 | 0 | 0 | 0 | 0 | 0 | 0 | 0 | 0 | 0 | 0 | 1 | 0 | 0 | 0 | 0 | 0 | 0 | 0 | 2907.4857
2025-02-12 | 4884.345 | 20.78 | 0 | 0 | 0 | 0 | 0 | 0 | 0 | 0 | 0 | 0 | 0 | 0 | 0 | 0 | 0 | 0 | 0 | 0 | 0 | 1 | 0 | 0 | 0 | 0 | 0 | 0 | 2791.3096
2025-02-12 | 4616.939 | 21.59 | 0 | 0 | 0 | 0 | 0 | 0 | 0 | 0 | 0 | 0 | 0 | 0 | 0 | 0 | 0 | 0 | 0 | 0 | 0 | 0 | 1 | 0 | 0 | 0 | 0 | 0 | 2759.0751
2025-02-12 | 4370.976 | 21.71 | 0 | 0 | 0 | 0 | 0 | 0 | 0 | 0 | 0 | 0 | 0 | 0 | 0 | 0 | 0 | 0 | 0 | 0 | 0 | 0 | 0 | 1 | 0 | 0 | 0 | 0 | 2705.43
2025-02-12 | 4091.745 | 22.16 | 0 | 0 | 0 | 0 | 0 | 0 | 0 | 0 | 0 | 0 | 0 | 0 | 0 | 0 | 0 | 0 | 0 | 0 | 0 | 0 | 0 | 0 | 1 | 0 | 0 | 0 | 2622.9785
2025-02-12 | 3894.63 | 22.43 | 0 | 0 | 0 | 0 | 0 | 0 | 0 | 0 | 0 | 0 | 0 | 0 | 0 | 0 | 0 | 0 | 0 | 0 | 0 | 0 | 0 | 0 | 0 | 1 | 0 | 0 | 2508.1265
2025-02-12 | 3634.318 | 22.93 | 0 | 0 | 0 | 0 | 0 | 0 | 0 | 0 | 0 | 0 | 0 | 0 | 0 | 0 | 0 | 0 | 0 | 0 | 0 | 0 | 0 | 0 | 0 | 0 | 1 | 0 | 2417.5305
2025-02-12 | 3512.261 | 23.64 | 0 | 0 | 0 | 0 | 0 | 0 | 0 | 0 | 0 | 0 | 0 | 0 | 0 | 0 | 0 | 0 | 0 | 0 | 0 | 0 | 0 | 0 | 0 | 0 | 0 | 1 | 2363.9273
2025-02-13 | 3406.158 | 24.16 | 0 | 0 | 1 | 0 | 0 | 0 | 0 | 0 | 0 | 0 | 0 | 0 | 0 | 0 | 0 | 0 | 0 | 0 | 0 | 0 | 0 | 0 | 0 | 0 | 0 | 0 | 2346.187
2025-02-13 | 3378.162 | 24.7 | 0 | 0 | 0 | 1 | 0 | 0 | 0 | 0 | 0 | 0 | 0 | 0 | 0 | 0 | 0 | 0 | 0 | 0 | 0 | 0 | 0 | 0 | 0 | 0 | 0 | 0 | 2339.2619
2025-02-13 | 3364.049 | 25.01 | 0 | 0 | 0 | 0 | 1 | 0 | 0 | 0 | 0 | 0 | 0 | 0 | 0 | 0 | 0 | 0 | 0 | 0 | 0 | 0 | 0 | 0 | 0 | 0 | 0 | 0 | 2342.2052
2025-02-13 | 3366.758 | 25.6 | 0 | 0 | 0 | 0 | 0 | 1 | 0 | 0 | 0 | 0 | 0 | 0 | 0 | 0 | 0 | 0 | 0 | 0 | 0 | 0 | 0 | 0 | 0 | 0 | 0 | 0 | 2383.1921
2025-02-13 | 3376.16 | 25.77 | 0 | 0 | 0 | 0 | 0 | 0 | 1 | 0 | 0 | 0 | 0 | 0 | 0 | 0 | 0 | 0 | 0 | 0 | 0 | 0 | 0 | 0 | 0 | 0 | 0 | 0 | 2431.8186
2025-02-13 | 3431.351 | 26.15 | 0 | 0 | 0 | 0 | 0 | 0 | 0 | 1 | 0 | 0 | 0 | 0 | 0 | 0 | 0 | 0 | 0 | 0 | 0 | 0 | 0 | 0 | 0 | 0 | 0 | 0 | 2548.5815
2025-02-13 | 3649.455 | 26.48 | 0 | 0 | 0 | 0 | 0 | 0 | 0 | 0 | 1 | 0 | 0 | 0 | 0 | 0 | 0 | 0 | 0 | 0 | 0 | 0 | 0 | 0 | 0 | 0 | 0 | 0 | 2759.9118
2025-02-13 | 3992.634 | 26.55 | 0 | 0 | 0 | 0 | 0 | 0 | 0 | 0 | 0 | 1 | 0 | 0 | 0 | 0 | 0 | 0 | 0 | 0 | 0 | 0 | 0 | 0 | 0 | 0 | 0 | 0 | 2979.4254
2025-02-13 | 4363.138 | 26.52 | 0 | 0 | 0 | 0 | 0 | 0 | 0 | 0 | 0 | 0 | 1 | 0 | 0 | 0 | 0 | 0 | 0 | 0 | 0 | 0 | 0 | 0 | 0 | 0 | 0 | 0 | 3212.8869
2025-02-13 | 4722.179 | 26.07 | 0 | 0 | 0 | 0 | 0 | 0 | 0 | 0 | 0 | 0 | 0 | 1 | 0 | 0 | 0 | 0 | 0 | 0 | 0 | 0 | 0 | 0 | 0 | 0 | 0 | 0 | 3375.7019
2025-02-13 | 4994.639 | 25.09 | 0 | 0 | 0 | 0 | 0 | 0 | 0 | 0 | 0 | 0 | 0 | 0 | 1 | 0 | 0 | 0 | 0 | 0 | 0 | 0 | 0 | 0 | 0 | 0 | 0 | 0 | 3442.8988
2025-02-13 | 5170.817 | 23.81 | 0 | 0 | 0 | 0 | 0 | 0 | 0 | 0 | 0 | 0 | 0 | 0 | 0 | 1 | 0 | 0 | 0 | 0 | 0 | 0 | 0 | 0 | 0 | 0 | 0 | 0 | 3403.1785
2025-02-13 | 5122.636 | 23.1 | 0 | 0 | 0 | 0 | 0 | 0 | 0 | 0 | 0 | 0 | 0 | 0 | 0 | 0 | 1 | 0 | 0 | 0 | 0 | 0 | 0 | 0 | 0 | 0 | 0 | 0 | 3357.5479
2025-02-13 | 5191.435 | 22.99 | 0 | 0 | 0 | 0 | 0 | 0 | 0 | 0 | 0 | 0 | 0 | 0 | 0 | 0 | 0 | 1 | 0 | 0 | 0 | 0 | 0 | 0 | 0 | 0 | 0 | 0 | 3329.4826
2025-02-13 | 5147.611 | 22.58 | 0 | 0 | 0 | 0 | 0 | 0 | 0 | 0 | 0 | 0 | 0 | 0 | 0 | 0 | 0 | 0 | 1 | 0 | 0 | 0 | 0 | 0 | 0 | 0 | 0 | 0 | 3259.3148
2025-02-13 | 5084.859 | 22.55 | 0 | 0 | 0 | 0 | 0 | 0 | 0 | 0 | 0 | 0 | 0 | 0 | 0 | 0 | 0 | 0 | 0 | 1 | 0 | 0 | 0 | 0 | 0 | 0 | 0 | 0 | 3140.6572
2025-02-13 | 4930.501 | 22.92 | 0 | 0 | 0 | 0 | 0 | 0 | 0 | 0 | 0 | 0 | 0 | 0 | 0 | 0 | 0 | 0 | 0 | 0 | 1 | 0 | 0 | 0 | 0 | 0 | 0 | 0 | 2989.183
2025-02-13 | 4643.787 | 23.39 | 0 | 0 | 0 | 0 | 0 | 0 | 0 | 0 | 0 | 0 | 0 | 0 | 0 | 0 | 0 | 0 | 0 | 0 | 0 | 1 | 0 | 0 | 0 | 0 | 0 | 0 | 2879.0587
2025-02-13 | 4484.45 | 24.19 | 0 | 0 | 0 | 0 | 0 | 0 | 0 | 0 | 0 | 0 | 0 | 0 | 0 | 0 | 0 | 0 | 0 | 0 | 0 | 0 | 1 | 0 | 0 | 0 | 0 | 0 | 2846.4879
2025-02-13 | 4293.539 | 24.84 | 0 | 0 | 0 | 0 | 0 | 0 | 0 | 0 | 0 | 0 | 0 | 0 | 0 | 0 | 0 | 0 | 0 | 0 | 0 | 0 | 0 | 1 | 0 | 0 | 0 | 0 | 2810.6616
2025-02-13 | 4050.274 | 25.25 | 0 | 0 | 0 | 0 | 0 | 0 | 0 | 0 | 0 | 0 | 0 | 0 | 0 | 0 | 0 | 0 | 0 | 0 | 0 | 0 | 0 | 0 | 1 | 0 | 0 | 0 | 2726.8652
2025-02-13 | 3771.348 | 25.57 | 0 | 0 | 0 | 0 | 0 | 0 | 0 | 0 | 0 | 0 | 0 | 0 | 0 | 0 | 0 | 0 | 0 | 0 | 0 | 0 | 0 | 0 | 0 | 1 | 0 | 0 | 2613.6943
2025-02-13 | 3558.054 | 25.94 | 0 | 0 | 0 | 0 | 0 | 0 | 0 | 0 | 0 | 0 | 0 | 0 | 0 | 0 | 0 | 0 | 0 | 0 | 0 | 0 | 0 | 0 | 0 | 0 | 1 | 0 | 2518.7277
2025-02-13 | 3385.533 | 26.46 | 0 | 0 | 0 | 0 | 0 | 0 | 0 | 0 | 0 | 0 | 0 | 0 | 0 | 0 | 0 | 0 | 0 | 0 | 0 | 0 | 0 | 0 | 0 | 0 | 0 | 1 | 2458.7366
2025-02-14 | 3327.337 | 26.76 | 0 | 0 | 1 | 0 | 0 | 0 | 0 | 0 | 0 | 0 | 0 | 0 | 0 | 0 | 0 | 0 | 0 | 0 | 0 | 0 | 0 | 0 | 0 | 0 | 0 | 0 | 2433.5998
2025-02-14 | 3299.005 | 27.16 | 0 | 0 | 0 | 1 | 0 | 0 | 0 | 0 | 0 | 0 | 0 | 0 | 0 | 0 | 0 | 0 | 0 | 0 | 0 | 0 | 0 | 0 | 0 | 0 | 0 | 0 | 2421.9679
2025-02-14 | 3269.118 | 27.38 | 0 | 0 | 0 | 0 | 1 | 0 | 0 | 0 | 0 | 0 | 0 | 0 | 0 | 0 | 0 | 0 | 0 | 0 | 0 | 0 | 0 | 0 | 0 | 0 | 0 | 0 | 2421.8854
2025-02-14 | 3316.69 | 27.65 | 0 | 0 | 0 | 0 | 0 | 1 | 0 | 0 | 0 | 0 | 0 | 0 | 0 | 0 | 0 | 0 | 0 | 0 | 0 | 0 | 0 | 0 | 0 | 0 | 0 | 0 | 2452.1137
2025-02-14 | 3378.357 | 27.69 | 0 | 0 | 0 | 0 | 0 | 0 | 1 | 0 | 0 | 0 | 0 | 0 | 0 | 0 | 0 | 0 | 0 | 0 | 0 | 0 | 0 | 0 | 0 | 0 | 0 | 0 | 2496.3696
2025-02-14 | 3439.84 | 27.61 | 0 | 0 | 0 | 0 | 0 | 0 | 0 | 1 | 0 | 0 | 0 | 0 | 0 | 0 | 0 | 0 | 0 | 0 | 0 | 0 | 0 | 0 | 0 | 0 | 0 | 0 | 2597.6672
2025-02-14 | 3749.408 | 28.04 | 0 | 0 | 0 | 0 | 0 | 0 | 0 | 0 | 1 | 0 | 0 | 0 | 0 | 0 | 0 | 0 | 0 | 0 | 0 | 0 | 0 | 0 | 0 | 0 | 0 | 0 | 2812.3595
2025-02-14 | 4194.209 | 27.97 | 0 | 0 | 0 | 0 | 0 | 0 | 0 | 0 | 0 | 1 | 0 | 0 | 0 | 0 | 0 | 0 | 0 | 0 | 0 | 0 | 0 | 0 | 0 | 0 | 0 | 0 | 3027.1663
2025-02-14 | 4720.464 | 27.42 | 0 | 0 | 0 | 0 | 0 | 0 | 0 | 0 | 0 | 0 | 1 | 0 | 0 | 0 | 0 | 0 | 0 | 0 | 0 | 0 | 0 | 0 | 0 | 0 | 0 | 0 | 3243.1452
2025-02-14 | 5142.565 | 26.38 | 0 | 0 | 0 | 0 | 0 | 0 | 0 | 0 | 0 | 0 | 0 | 1 | 0 | 0 | 0 | 0 | 0 | 0 | 0 | 0 | 0 | 0 | 0 | 0 | 0 | 0 | 3386.1242
2025-02-14 | 5457.036 | 25.05 | 0 | 0 | 0 | 0 | 0 | 0 | 0 | 0 | 0 | 0 | 0 | 0 | 1 | 0 | 0 | 0 | 0 | 0 | 0 | 0 | 0 | 0 | 0 | 0 | 0 | 0 | 3441.554
2025-02-14 | 5423.059 | 23.68 | 0 | 0 | 0 | 0 | 0 | 0 | 0 | 0 | 0 | 0 | 0 | 0 | 0 | 1 | 0 | 0 | 0 | 0 | 0 | 0 | 0 | 0 | 0 | 0 | 0 | 0 | 3398.8078
2025-02-14 | 5299.243 | 22.31 | 0 | 0 | 0 | 0 | 0 | 0 | 0 | 0 | 0 | 0 | 0 | 0 | 0 | 0 | 1 | 0 | 0 | 0 | 0 | 0 | 0 | 0 | 0 | 0 | 0 | 0 | 3330.9879
2025-02-14 | 5276.812 | 21.43 | 0 | 0 | 0 | 0 | 0 | 0 | 0 | 0 | 0 | 0 | 0 | 0 | 0 | 0 | 0 | 1 | 0 | 0 | 0 | 0 | 0 | 0 | 0 | 0 | 0 | 0 | 3277.0349
2025-02-14 | 5285.415 | 21.01 | 0 | 0 | 0 | 0 | 0 | 0 | 0 | 0 | 0 | 0 | 0 | 0 | 0 | 0 | 0 | 0 | 1 | 0 | 0 | 0 | 0 | 0 | 0 | 0 | 0 | 0 | 3206.5309
2025-02-14 | 5110.755 | 20.67 | 0 | 0 | 0 | 0 | 0 | 0 | 0 | 0 | 0 | 0 | 0 | 0 | 0 | 0 | 0 | 0 | 0 | 1 | 0 | 0 | 0 | 0 | 0 | 0 | 0 | 0 | 3077.451
2025-02-14 | 4985.412 | 20.55 | 0 | 0 | 0 | 0 | 0 | 0 | 0 | 0 | 0 | 0 | 0 | 0 | 0 | 0 | 0 | 0 | 0 | 0 | 1 | 0 | 0 | 0 | 0 | 0 | 0 | 0 | 2909.5029
2025-02-14 | 4555.633 | 21.12 | 0 | 0 | 0 | 0 | 0 | 0 | 0 | 0 | 0 | 0 | 0 | 0 | 0 | 0 | 0 | 0 | 0 | 0 | 0 | 1 | 0 | 0 | 0 | 0 | 0 | 0 | 2802.7405
2025-02-14 | 4383.922 | 21.59 | 0 | 0 | 0 | 0 | 0 | 0 | 0 | 0 | 0 | 0 | 0 | 0 | 0 | 0 | 0 | 0 | 0 | 0 | 0 | 0 | 1 | 0 | 0 | 0 | 0 | 0 | 2759.0751
2025-02-14 | 4164.377 | 21.79 | 0 | 0 | 0 | 0 | 0 | 0 | 0 | 0 | 0 | 0 | 0 | 0 | 0 | 0 | 0 | 0 | 0 | 0 | 0 | 0 | 0 | 1 | 0 | 0 | 0 | 0 | 2708.1197
2025-02-14 | 4071.517 | 22.01 | 0 | 0 | 0 | 0 | 0 | 0 | 0 | 0 | 0 | 0 | 0 | 0 | 0 | 0 | 0 | 0 | 0 | 0 | 0 | 0 | 0 | 0 | 1 | 0 | 0 | 0 | 2617.9354
2025-02-14 | 3895.422 | 22.27 | 0 | 0 | 0 | 0 | 0 | 0 | 0 | 0 | 0 | 0 | 0 | 0 | 0 | 0 | 0 | 0 | 0 | 0 | 0 | 0 | 0 | 0 | 0 | 1 | 0 | 0 | 2502.7472
2025-02-14 | 3636.906 | 22.13 | 0 | 0 | 0 | 0 | 0 | 0 | 0 | 0 | 0 | 0 | 0 | 0 | 0 | 0 | 0 | 0 | 0 | 0 | 0 | 0 | 0 | 0 | 0 | 0 | 1 | 0 | 2390.6343
2025-02-14 | 3505.934 | 22.4 | 0 | 0 | 0 | 0 | 0 | 0 | 0 | 0 | 0 | 0 | 0 | 0 | 0 | 0 | 0 | 0 | 0 | 0 | 0 | 0 | 0 | 0 | 0 | 0 | 0 | 1 | 2322.2381
2025-02-15 | 3339.995 | 22.01 | 0 | 1 | 1 | 0 | 0 | 0 | 0 | 0 | 0 | 0 | 0 | 0 | 0 | 0 | 0 | 0 | 0 | 0 | 0 | 0 | 0 | 0 | 0 | 0 | 0 | 0 | 2008.7502
2025-02-15 | 3271.209 | 22.09 | 0 | 1 | 0 | 1 | 0 | 0 | 0 | 0 | 0 | 0 | 0 | 0 | 0 | 0 | 0 | 0 | 0 | 0 | 0 | 0 | 0 | 0 | 0 | 0 | 0 | 0 | 1986.3598
2025-02-15 | 3265.29 | 22 | 0 | 1 | 0 | 0 | 1 | 0 | 0 | 0 | 0 | 0 | 0 | 0 | 0 | 0 | 0 | 0 | 0 | 0 | 0 | 0 | 0 | 0 | 0 | 0 | 0 | 0 | 1975.855
2025-02-15 | 3275.535 | 22.06 | 0 | 1 | 0 | 0 | 0 | 1 | 0 | 0 | 0 | 0 | 0 | 0 | 0 | 0 | 0 | 0 | 0 | 0 | 0 | 0 | 0 | 0 | 0 | 0 | 0 | 0 | 1999.0231
2025-02-15 | 3266.98 | 22.11 | 0 | 1 | 0 | 0 | 0 | 0 | 1 | 0 | 0 | 0 | 0 | 0 | 0 | 0 | 0 | 0 | 0 | 0 | 0 | 0 | 0 | 0 | 0 | 0 | 0 | 0 | 2043.6151
2025-02-15 | 3305.051 | 21.32 | 0 | 1 | 0 | 0 | 0 | 0 | 0 | 1 | 0 | 0 | 0 | 0 | 0 | 0 | 0 | 0 | 0 | 0 | 0 | 0 | 0 | 0 | 0 | 0 | 0 | 0 | 2121.0423
2025-02-15 | 3444.979 | 21 | 0 | 1 | 0 | 0 | 0 | 0 | 0 | 0 | 1 | 0 | 0 | 0 | 0 | 0 | 0 | 0 | 0 | 0 | 0 | 0 | 0 | 0 | 0 | 0 | 0 | 0 | 2310.5193
2025-02-15 | 3560.345 | 20.99 | 0 | 1 | 0 | 0 | 0 | 0 | 0 | 0 | 0 | 1 | 0 | 0 | 0 | 0 | 0 | 0 | 0 | 0 | 0 | 0 | 0 | 0 | 0 | 0 | 0 | 0 | 2527.3433
2025-02-15 | 3850.883 | 20.43 | 0 | 1 | 0 | 0 | 0 | 0 | 0 | 0 | 0 | 0 | 1 | 0 | 0 | 0 | 0 | 0 | 0 | 0 | 0 | 0 | 0 | 0 | 0 | 0 | 0 | 0 | 2742.9861
2025-02-15 | 4231.589 | 19.63 | 0 | 1 | 0 | 0 | 0 | 0 | 0 | 0 | 0 | 0 | 0 | 1 | 0 | 0 | 0 | 0 | 0 | 0 | 0 | 0 | 0 | 0 | 0 | 0 | 0 | 0 | 2894.0339
2025-02-15 | 4553.546 | 18.7 | 0 | 1 | 0 | 0 | 0 | 0 | 0 | 0 | 0 | 0 | 0 | 0 | 1 | 0 | 0 | 0 | 0 | 0 | 0 | 0 | 0 | 0 | 0 | 0 | 0 | 0 | 2962.9119
2025-02-15 | 4749.648 | 18.56 | 0 | 1 | 0 | 0 | 0 | 0 | 0 | 0 | 0 | 0 | 0 | 0 | 0 | 1 | 0 | 0 | 0 | 0 | 0 | 0 | 0 | 0 | 0 | 0 | 0 | 0 | 2961.5187
2025-02-15 | 4690.55 | 18.4 | 0 | 1 | 0 | 0 | 0 | 0 | 0 | 0 | 0 | 0 | 0 | 0 | 0 | 0 | 1 | 0 | 0 | 0 | 0 | 0 | 0 | 0 | 0 | 0 | 0 | 0 | 2934.3793
2025-02-15 | 4551.268 | 18.44 | 0 | 1 | 0 | 0 | 0 | 0 | 0 | 0 | 0 | 0 | 0 | 0 | 0 | 0 | 0 | 1 | 0 | 0 | 0 | 0 | 0 | 0 | 0 | 0 | 0 | 0 | 2911.357
2025-02-15 | 4494.052 | 18.14 | 0 | 1 | 0 | 0 | 0 | 0 | 0 | 0 | 0 | 0 | 0 | 0 | 0 | 0 | 0 | 0 | 1 | 0 | 0 | 0 | 0 | 0 | 0 | 0 | 0 | 0 | 2844.8875
2025-02-15 | 4412.917 | 17.97 | 0 | 1 | 0 | 0 | 0 | 0 | 0 | 0 | 0 | 0 | 0 | 0 | 0 | 0 | 0 | 0 | 0 | 1 | 0 | 0 | 0 | 0 | 0 | 0 | 0 | 0 | 2721.5231
2025-02-15 | 4330.222 | 18.16 | 0 | 1 | 0 | 0 | 0 | 0 | 0 | 0 | 0 | 0 | 0 | 0 | 0 | 0 | 0 | 0 | 0 | 0 | 1 | 0 | 0 | 0 | 0 | 0 | 0 | 0 | 2563.9972
2025-02-15 | 4293.582 | 18.43 | 0 | 1 | 0 | 0 | 0 | 0 | 0 | 0 | 0 | 0 | 0 | 0 | 0 | 0 | 0 | 0 | 0 | 0 | 0 | 1 | 0 | 0 | 0 | 0 | 0 | 0 | 2447.1488
2025-02-15 | 4278.902 | 18.88 | 0 | 1 | 0 | 0 | 0 | 0 | 0 | 0 | 0 | 0 | 0 | 0 | 0 | 0 | 0 | 0 | 0 | 0 | 0 | 0 | 1 | 0 | 0 | 0 | 0 | 0 | 2402.8109
2025-02-15 | 4140.758 | 19.44 | 0 | 1 | 0 | 0 | 0 | 0 | 0 | 0 | 0 | 0 | 0 | 0 | 0 | 0 | 0 | 0 | 0 | 0 | 0 | 0 | 0 | 1 | 0 | 0 | 0 | 0 | 2363.9588
2025-02-15 | 3942.445 | 19.49 | 0 | 1 | 0 | 0 | 0 | 0 | 0 | 0 | 0 | 0 | 0 | 0 | 0 | 0 | 0 | 0 | 0 | 0 | 0 | 0 | 0 | 0 | 1 | 0 | 0 | 0 | 2268.0591
2025-02-15 | 3738.765 | 19.6 | 0 | 1 | 0 | 0 | 0 | 0 | 0 | 0 | 0 | 0 | 0 | 0 | 0 | 0 | 0 | 0 | 0 | 0 | 0 | 0 | 0 | 0 | 0 | 1 | 0 | 0 | 2147.8279
2025-02-15 | 3525.492 | 19.84 | 0 | 1 | 0 | 0 | 0 | 0 | 0 | 0 | 0 | 0 | 0 | 0 | 0 | 0 | 0 | 0 | 0 | 0 | 0 | 0 | 0 | 0 | 0 | 0 | 1 | 0 | 2048.4906
2025-02-15 | 3421.223 | 19.94 | 0 | 1 | 0 | 0 | 0 | 0 | 0 | 0 | 0 | 0 | 0 | 0 | 0 | 0 | 0 | 0 | 0 | 0 | 0 | 0 | 0 | 0 | 0 | 0 | 0 | 1 | 1974.379
2025-02-16 | 3317.434 | 20.06 | 0 | 1 | 1 | 0 | 0 | 0 | 0 | 0 | 0 | 0 | 0 | 0 | 0 | 0 | 0 | 0 | 0 | 0 | 0 | 0 | 0 | 0 | 0 | 0 | 0 | 0 | 1943.1906
2025-02-16 | 3273.635 | 20.17 | 0 | 1 | 0 | 1 | 0 | 0 | 0 | 0 | 0 | 0 | 0 | 0 | 0 | 0 | 0 | 0 | 0 | 0 | 0 | 0 | 0 | 0 | 0 | 0 | 0 | 0 | 1921.8088
2025-02-16 | 3258.385 | 20.35 | 0 | 1 | 0 | 0 | 1 | 0 | 0 | 0 | 0 | 0 | 0 | 0 | 0 | 0 | 0 | 0 | 0 | 0 | 0 | 0 | 0 | 0 | 0 | 0 | 0 | 0 | 1920.3814
2025-02-16 | 3310.647 | 20.54 | 0 | 1 | 0 | 0 | 0 | 1 | 0 | 0 | 0 | 0 | 0 | 0 | 0 | 0 | 0 | 0 | 0 | 0 | 0 | 0 | 0 | 0 | 0 | 0 | 0 | 0 | 1947.9202
2025-02-16 | 3324.862 | 20.8 | 0 | 1 | 0 | 0 | 0 | 0 | 1 | 0 | 0 | 0 | 0 | 0 | 0 | 0 | 0 | 0 | 0 | 0 | 0 | 0 | 0 | 0 | 0 | 0 | 0 | 0 | 1999.5725
2025-02-16 | 3377.19 | 21.17 | 0 | 1 | 0 | 0 | 0 | 0 | 0 | 1 | 0 | 0 | 0 | 0 | 0 | 0 | 0 | 0 | 0 | 0 | 0 | 0 | 0 | 0 | 0 | 0 | 0 | 0 | 2115.9992
2025-02-16 | 3474.729 | 21.46 | 0 | 1 | 0 | 0 | 0 | 0 | 0 | 0 | 1 | 0 | 0 | 0 | 0 | 0 | 0 | 0 | 0 | 0 | 0 | 0 | 0 | 0 | 0 | 0 | 0 | 0 | 2325.9847
2025-02-16 | 3517.588 | 21.59 | 0 | 1 | 0 | 0 | 0 | 0 | 0 | 0 | 0 | 1 | 0 | 0 | 0 | 0 | 0 | 0 | 0 | 0 | 0 | 0 | 0 | 0 | 0 | 0 | 0 | 0 | 2547.5155
2025-02-16 | 3653.792 | 21.67 | 0 | 1 | 0 | 0 | 0 | 0 | 0 | 0 | 0 | 0 | 1 | 0 | 0 | 0 | 0 | 0 | 0 | 0 | 0 | 0 | 0 | 0 | 0 | 0 | 0 | 0 | 2784.6753
2025-02-16 | 3786.792 | 21.42 | 0 | 1 | 0 | 0 | 0 | 0 | 0 | 0 | 0 | 0 | 0 | 1 | 0 | 0 | 0 | 0 | 0 | 0 | 0 | 0 | 0 | 0 | 0 | 0 | 0 | 0 | 2954.2143
2025-02-16 | 4079.133 | 20.87 | 0 | 1 | 0 | 0 | 0 | 0 | 0 | 0 | 0 | 0 | 0 | 0 | 1 | 0 | 0 | 0 | 0 | 0 | 0 | 0 | 0 | 0 | 0 | 0 | 0 | 0 | 3035.868
2025-02-16 | 4031.697 | 20.38 | 0 | 1 | 0 | 0 | 0 | 0 | 0 | 0 | 0 | 0 | 0 | 0 | 0 | 1 | 0 | 0 | 0 | 0 | 0 | 0 | 0 | 0 | 0 | 0 | 0 | 0 | 3022.7077
2025-02-16 | 4045.43 | 19.89 | 0 | 1 | 0 | 0 | 0 | 0 | 0 | 0 | 0 | 0 | 0 | 0 | 0 | 0 | 1 | 0 | 0 | 0 | 0 | 0 | 0 | 0 | 0 | 0 | 0 | 0 | 2984.4736
2025-02-16 | 3974.169 | 19.39 | 0 | 1 | 0 | 0 | 0 | 0 | 0 | 0 | 0 | 0 | 0 | 0 | 0 | 0 | 0 | 1 | 0 | 0 | 0 | 0 | 0 | 0 | 0 | 0 | 0 | 0 | 2943.2963
2025-02-16 | 3896.516 | 19.29 | 0 | 1 | 0 | 0 | 0 | 0 | 0 | 0 | 0 | 0 | 0 | 0 | 0 | 0 | 0 | 0 | 1 | 0 | 0 | 0 | 0 | 0 | 0 | 0 | 0 | 0 | 2883.5508
2025-02-16 | 3864.808 | 19.07 | 0 | 1 | 0 | 0 | 0 | 0 | 0 | 0 | 0 | 0 | 0 | 0 | 0 | 0 | 0 | 0 | 0 | 1 | 0 | 0 | 0 | 0 | 0 | 0 | 0 | 0 | 2758.5054
2025-02-16 | 3891.514 | 19.36 | 0 | 1 | 0 | 0 | 0 | 0 | 0 | 0 | 0 | 0 | 0 | 0 | 0 | 0 | 0 | 0 | 0 | 0 | 1 | 0 | 0 | 0 | 0 | 0 | 0 | 0 | 2604.3416
2025-02-16 | 3981.257 | 19.85 | 0 | 1 | 0 | 0 | 0 | 0 | 0 | 0 | 0 | 0 | 0 | 0 | 0 | 0 | 0 | 0 | 0 | 0 | 0 | 1 | 0 | 0 | 0 | 0 | 0 | 0 | 2494.8896
2025-02-16 | 3960.211 | 20.51 | 0 | 1 | 0 | 0 | 0 | 0 | 0 | 0 | 0 | 0 | 0 | 0 | 0 | 0 | 0 | 0 | 0 | 0 | 0 | 0 | 1 | 0 | 0 | 0 | 0 | 0 | 2457.612
2025-02-16 | 3863.793 | 21.01 | 0 | 1 | 0 | 0 | 0 | 0 | 0 | 0 | 0 | 0 | 0 | 0 | 0 | 0 | 0 | 0 | 0 | 0 | 0 | 0 | 0 | 1 | 0 | 0 | 0 | 0 | 2416.7427
2025-02-16 | 3759.558 | 21.42 | 0 | 1 | 0 | 0 | 0 | 0 | 0 | 0 | 0 | 0 | 0 | 0 | 0 | 0 | 0 | 0 | 0 | 0 | 0 | 0 | 0 | 0 | 1 | 0 | 0 | 0 | 2332.9463
2025-02-16 | 3639.679 | 21.63 | 0 | 1 | 0 | 0 | 0 | 0 | 0 | 0 | 0 | 0 | 0 | 0 | 0 | 0 | 0 | 0 | 0 | 0 | 0 | 0 | 0 | 0 | 0 | 1 | 0 | 0 | 2216.0771
2025-02-16 | 3554.068 | 21.89 | 0 | 1 | 0 | 0 | 0 | 0 | 0 | 0 | 0 | 0 | 0 | 0 | 0 | 0 | 0 | 0 | 0 | 0 | 0 | 0 | 0 | 0 | 0 | 0 | 1 | 0 | 2117.4123
2025-02-16 | 3449.277 | 22.08 | 0 | 1 | 0 | 0 | 0 | 0 | 0 | 0 | 0 | 0 | 0 | 0 | 0 | 0 | 0 | 0 | 0 | 0 | 0 | 0 | 0 | 0 | 0 | 0 | 0 | 1 | 2046.3265
2025-02-17 | 3450.299 | 22.31 | 0 | 0 | 1 | 0 | 0 | 0 | 0 | 0 | 0 | 0 | 0 | 0 | 0 | 0 | 0 | 0 | 0 | 0 | 0 | 0 | 0 | 0 | 0 | 0 | 0 | 0 | 2283.9894
2025-02-17 | 3458.282 | 22.72 | 0 | 0 | 0 | 1 | 0 | 0 | 0 | 0 | 0 | 0 | 0 | 0 | 0 | 0 | 0 | 0 | 0 | 0 | 0 | 0 | 0 | 0 | 0 | 0 | 0 | 0 | 2272.6937
2025-02-17 | 3452.401 | 23.09 | 0 | 0 | 0 | 0 | 1 | 0 | 0 | 0 | 0 | 0 | 0 | 0 | 0 | 0 | 0 | 0 | 0 | 0 | 0 | 0 | 0 | 0 | 0 | 0 | 0 | 0 | 2277.6542
2025-02-17 | 3482.627 | 23.44 | 0 | 0 | 0 | 0 | 0 | 1 | 0 | 0 | 0 | 0 | 0 | 0 | 0 | 0 | 0 | 0 | 0 | 0 | 0 | 0 | 0 | 0 | 0 | 0 | 0 | 0 | 2310.5722
2025-02-17 | 3519.277 | 23.52 | 0 | 0 | 0 | 0 | 0 | 0 | 1 | 0 | 0 | 0 | 0 | 0 | 0 | 0 | 0 | 0 | 0 | 0 | 0 | 0 | 0 | 0 | 0 | 0 | 0 | 0 | 2356.1729
2025-02-17 | 3616.252 | 23.82 | 0 | 0 | 0 | 0 | 0 | 0 | 0 | 1 | 0 | 0 | 0 | 0 | 0 | 0 | 0 | 0 | 0 | 0 | 0 | 0 | 0 | 0 | 0 | 0 | 0 | 0 | 2470.2462
2025-02-17 | 3712.535 | 24.05 | 0 | 0 | 0 | 0 | 0 | 0 | 0 | 0 | 1 | 0 | 0 | 0 | 0 | 0 | 0 | 0 | 0 | 0 | 0 | 0 | 0 | 0 | 0 | 0 | 0 | 0 | 2678.2144
2025-02-17 | 3750.346 | 24.09 | 0 | 0 | 0 | 0 | 0 | 0 | 0 | 0 | 0 | 1 | 0 | 0 | 0 | 0 | 0 | 0 | 0 | 0 | 0 | 0 | 0 | 0 | 0 | 0 | 0 | 0 | 2896.7194
2025-02-17 | 3862.426 | 23.81 | 0 | 0 | 0 | 0 | 0 | 0 | 0 | 0 | 0 | 0 | 1 | 0 | 0 | 0 | 0 | 0 | 0 | 0 | 0 | 0 | 0 | 0 | 0 | 0 | 0 | 0 | 3121.7758
2025-02-17 | 4006.028 | 23.13 | 0 | 0 | 0 | 0 | 0 | 0 | 0 | 0 | 0 | 0 | 0 | 1 | 0 | 0 | 0 | 0 | 0 | 0 | 0 | 0 | 0 | 0 | 0 | 0 | 0 | 0 | 3276.8581
2025-02-17 | 4091.17 | 22.58 | 0 | 0 | 0 | 0 | 0 | 0 | 0 | 0 | 0 | 0 | 0 | 0 | 1 | 0 | 0 | 0 | 0 | 0 | 0 | 0 | 0 | 0 | 0 | 0 | 0 | 0 | 3358.5118
2025-02-17 | 4154.981 | 21.93 | 0 | 0 | 0 | 0 | 0 | 0 | 0 | 0 | 0 | 0 | 0 | 0 | 0 | 1 | 0 | 0 | 0 | 0 | 0 | 0 | 0 | 0 | 0 | 0 | 0 | 0 | 3339.9723
2025-02-17 | 4150.868 | 21.62 | 0 | 0 | 0 | 0 | 0 | 0 | 0 | 0 | 0 | 0 | 0 | 0 | 0 | 0 | 1 | 0 | 0 | 0 | 0 | 0 | 0 | 0 | 0 | 0 | 0 | 0 | 3307.7899
2025-02-17 | 4103.685 | 21.52 | 0 | 0 | 0 | 0 | 0 | 0 | 0 | 0 | 0 | 0 | 0 | 0 | 0 | 0 | 0 | 1 | 0 | 0 | 0 | 0 | 0 | 0 | 0 | 0 | 0 | 0 | 3280.0607
2025-02-17 | 4120.716 | 21.54 | 0 | 0 | 0 | 0 | 0 | 0 | 0 | 0 | 0 | 0 | 0 | 0 | 0 | 0 | 0 | 0 | 1 | 0 | 0 | 0 | 0 | 0 | 0 | 0 | 0 | 0 | 3224.3496
2025-02-17 | 4082.919 | 21.57 | 0 | 0 | 0 | 0 | 0 | 0 | 0 | 0 | 0 | 0 | 0 | 0 | 0 | 0 | 0 | 0 | 0 | 1 | 0 | 0 | 0 | 0 | 0 | 0 | 0 | 0 | 3107.7093
2025-02-17 | 4021.041 | 21.79 | 0 | 0 | 0 | 0 | 0 | 0 | 0 | 0 | 0 | 0 | 0 | 0 | 0 | 0 | 0 | 0 | 0 | 0 | 1 | 0 | 0 | 0 | 0 | 0 | 0 | 0 | 2951.1921
2025-02-17 | 4072.843 | 22.38 | 0 | 0 | 0 | 0 | 0 | 0 | 0 | 0 | 0 | 0 | 0 | 0 | 0 | 0 | 0 | 0 | 0 | 0 | 0 | 1 | 0 | 0 | 0 | 0 | 0 | 0 | 2845.1021
2025-02-17 | 4174.489 | 22.88 | 0 | 0 | 0 | 0 | 0 | 0 | 0 | 0 | 0 | 0 | 0 | 0 | 0 | 0 | 0 | 0 | 0 | 0 | 0 | 0 | 1 | 0 | 0 | 0 | 0 | 0 | 2802.4453
2025-02-17 | 4120.845 | 23.21 | 0 | 0 | 0 | 0 | 0 | 0 | 0 | 0 | 0 | 0 | 0 | 0 | 0 | 0 | 0 | 0 | 0 | 0 | 0 | 0 | 0 | 1 | 0 | 0 | 0 | 0 | 2755.8605
2025-02-17 | 3962.75 | 23.41 | 0 | 0 | 0 | 0 | 0 | 0 | 0 | 0 | 0 | 0 | 0 | 0 | 0 | 0 | 0 | 0 | 0 | 0 | 0 | 0 | 0 | 0 | 1 | 0 | 0 | 0 | 2665.0039
2025-02-17 | 3879.325 | 23.51 | 0 | 0 | 0 | 0 | 0 | 0 | 0 | 0 | 0 | 0 | 0 | 0 | 0 | 0 | 0 | 0 | 0 | 0 | 0 | 0 | 0 | 0 | 0 | 1 | 0 | 0 | 2544.4364
2025-02-17 | 3688.402 | 23.81 | 0 | 0 | 0 | 0 | 0 | 0 | 0 | 0 | 0 | 0 | 0 | 0 | 0 | 0 | 0 | 0 | 0 | 0 | 0 | 0 | 0 | 0 | 0 | 0 | 1 | 0 | 2447.1164
2025-02-17 | 3590.606 | 23.88 | 0 | 0 | 0 | 0 | 0 | 0 | 0 | 0 | 0 | 0 | 0 | 0 | 0 | 0 | 0 | 0 | 0 | 0 | 0 | 0 | 0 | 0 | 0 | 0 | 0 | 1 | 2371.9962
2025-02-18 | 3537.124 | 24.25 | 0 | 0 | 1 | 0 | 0 | 0 | 0 | 0 | 0 | 0 | 0 | 0 | 0 | 0 | 0 | 0 | 0 | 0 | 0 | 0 | 0 | 0 | 0 | 0 | 0 | 0 | 2349.2128
2025-02-18 | 3506.725 | 24.34 | 0 | 0 | 0 | 1 | 0 | 0 | 0 | 0 | 0 | 0 | 0 | 0 | 0 | 0 | 0 | 0 | 0 | 0 | 0 | 0 | 0 | 0 | 0 | 0 | 0 | 0 | 2327.1586
2025-02-18 | 3506.07 | 24.65 | 0 | 0 | 0 | 0 | 1 | 0 | 0 | 0 | 0 | 0 | 0 | 0 | 0 | 0 | 0 | 0 | 0 | 0 | 0 | 0 | 0 | 0 | 0 | 0 | 0 | 0 | 2330.1019
2025-02-18 | 3544.21 | 25.15 | 0 | 0 | 0 | 0 | 0 | 1 | 0 | 0 | 0 | 0 | 0 | 0 | 0 | 0 | 0 | 0 | 0 | 0 | 0 | 0 | 0 | 0 | 0 | 0 | 0 | 0 | 2368.0629
2025-02-18 | 3582.373 | 25.26 | 0 | 0 | 0 | 0 | 0 | 0 | 1 | 0 | 0 | 0 | 0 | 0 | 0 | 0 | 0 | 0 | 0 | 0 | 0 | 0 | 0 | 0 | 0 | 0 | 0 | 0 | 2414.6722
2025-02-18 | 3673.225 | 25.12 | 0 | 0 | 0 | 0 | 0 | 0 | 0 | 1 | 0 | 0 | 0 | 0 | 0 | 0 | 0 | 0 | 0 | 0 | 0 | 0 | 0 | 0 | 0 | 0 | 0 | 0 | 2513.9526
2025-02-18 | 3905.114 | 24.84 | 0 | 0 | 0 | 0 | 0 | 0 | 0 | 0 | 1 | 0 | 0 | 0 | 0 | 0 | 0 | 0 | 0 | 0 | 0 | 0 | 0 | 0 | 0 | 0 | 0 | 0 | 2704.7744
2025-02-18 | 4374.408 | 24.7 | 0 | 0 | 0 | 0 | 0 | 0 | 0 | 0 | 0 | 1 | 0 | 0 | 0 | 0 | 0 | 0 | 0 | 0 | 0 | 0 | 0 | 0 | 0 | 0 | 0 | 0 | 2917.2278
2025-02-18 | 5013.462 | 24.26 | 0 | 0 | 0 | 0 | 0 | 0 | 0 | 0 | 0 | 0 | 1 | 0 | 0 | 0 | 0 | 0 | 0 | 0 | 0 | 0 | 0 | 0 | 0 | 0 | 0 | 0 | 3136.905
2025-02-18 | 5383.074 | 23.09 | 0 | 0 | 0 | 0 | 0 | 0 | 0 | 0 | 0 | 0 | 0 | 1 | 0 | 0 | 0 | 0 | 0 | 0 | 0 | 0 | 0 | 0 | 0 | 0 | 0 | 0 | 3275.5133
2025-02-18 | 5669.357 | 21.72 | 0 | 0 | 0 | 0 | 0 | 0 | 0 | 0 | 0 | 0 | 0 | 0 | 1 | 0 | 0 | 0 | 0 | 0 | 0 | 0 | 0 | 0 | 0 | 0 | 0 | 0 | 3329.5983
2025-02-18 | 5790.916 | 20.54 | 0 | 0 | 0 | 0 | 0 | 0 | 0 | 0 | 0 | 0 | 0 | 0 | 0 | 1 | 0 | 0 | 0 | 0 | 0 | 0 | 0 | 0 | 0 | 0 | 0 | 0 | 3293.24
2025-02-18 | 5792.108 | 19.95 | 0 | 0 | 0 | 0 | 0 | 0 | 0 | 0 | 0 | 0 | 0 | 0 | 0 | 0 | 1 | 0 | 0 | 0 | 0 | 0 | 0 | 0 | 0 | 0 | 0 | 0 | 3251.6439
2025-02-18 | 5626.009 | 19.1 | 0 | 0 | 0 | 0 | 0 | 0 | 0 | 0 | 0 | 0 | 0 | 0 | 0 | 0 | 0 | 1 | 0 | 0 | 0 | 0 | 0 | 0 | 0 | 0 | 0 | 0 | 3198.6995
2025-02-18 | 5545.545 | 19.05 | 0 | 0 | 0 | 0 | 0 | 0 | 0 | 0 | 0 | 0 | 0 | 0 | 0 | 0 | 0 | 0 | 1 | 0 | 0 | 0 | 0 | 0 | 0 | 0 | 0 | 0 | 3140.635
2025-02-18 | 5392.356 | 19.01 | 0 | 0 | 0 | 0 | 0 | 0 | 0 | 0 | 0 | 0 | 0 | 0 | 0 | 0 | 0 | 0 | 0 | 1 | 0 | 0 | 0 | 0 | 0 | 0 | 0 | 0 | 3021.6413
2025-02-18 | 5305.53 | 19.14 | 0 | 0 | 0 | 0 | 0 | 0 | 0 | 0 | 0 | 0 | 0 | 0 | 0 | 0 | 0 | 0 | 0 | 0 | 1 | 0 | 0 | 0 | 0 | 0 | 0 | 0 | 2862.0982
2025-02-18 | 4982.963 | 19.46 | 0 | 0 | 0 | 0 | 0 | 0 | 0 | 0 | 0 | 0 | 0 | 0 | 0 | 0 | 0 | 0 | 0 | 0 | 0 | 1 | 0 | 0 | 0 | 0 | 0 | 0 | 2746.9308
2025-02-18 | 4783.261 | 20.28 | 0 | 0 | 0 | 0 | 0 | 0 | 0 | 0 | 0 | 0 | 0 | 0 | 0 | 0 | 0 | 0 | 0 | 0 | 0 | 0 | 1 | 0 | 0 | 0 | 0 | 0 | 2715.0324
2025-02-18 | 4508.27 | 21 | 0 | 0 | 0 | 0 | 0 | 0 | 0 | 0 | 0 | 0 | 0 | 0 | 0 | 0 | 0 | 0 | 0 | 0 | 0 | 0 | 0 | 1 | 0 | 0 | 0 | 0 | 2681.5596
2025-02-18 | 4264.204 | 21.25 | 0 | 0 | 0 | 0 | 0 | 0 | 0 | 0 | 0 | 0 | 0 | 0 | 0 | 0 | 0 | 0 | 0 | 0 | 0 | 0 | 0 | 0 | 1 | 0 | 0 | 0 | 2592.384
2025-02-18 | 4002.198 | 21.48 | 0 | 0 | 0 | 0 | 0 | 0 | 0 | 0 | 0 | 0 | 0 | 0 | 0 | 0 | 0 | 0 | 0 | 0 | 0 | 0 | 0 | 0 | 0 | 1 | 0 | 0 | 2476.1872
2025-02-18 | 3714.469 | 21.53 | 0 | 0 | 0 | 0 | 0 | 0 | 0 | 0 | 0 | 0 | 0 | 0 | 0 | 0 | 0 | 0 | 0 | 0 | 0 | 0 | 0 | 0 | 0 | 0 | 1 | 0 | 2370.4621
2025-02-18 | 3587.317 | 21.64 | 0 | 0 | 0 | 0 | 0 | 0 | 0 | 0 | 0 | 0 | 0 | 0 | 0 | 0 | 0 | 0 | 0 | 0 | 0 | 0 | 0 | 0 | 0 | 0 | 0 | 1 | 2296.6866
2025-02-19 | 3514.998 | 21.98 | 0 | 0 | 1 | 0 | 0 | 0 | 0 | 0 | 0 | 0 | 0 | 0 | 0 | 0 | 0 | 0 | 0 | 0 | 0 | 0 | 0 | 0 | 0 | 0 | 0 | 0 | 2272.8947
2025-02-19 | 3498.932 | 22.13 | 0 | 0 | 0 | 1 | 0 | 0 | 0 | 0 | 0 | 0 | 0 | 0 | 0 | 0 | 0 | 0 | 0 | 0 | 0 | 0 | 0 | 0 | 0 | 0 | 0 | 0 | 2252.8577
2025-02-19 | 3507.935 | 22.13 | 0 | 0 | 0 | 0 | 1 | 0 | 0 | 0 | 0 | 0 | 0 | 0 | 0 | 0 | 0 | 0 | 0 | 0 | 0 | 0 | 0 | 0 | 0 | 0 | 0 | 0 | 2245.3787
2025-02-19 | 3493.549 | 22.1 | 0 | 0 | 0 | 0 | 0 | 1 | 0 | 0 | 0 | 0 | 0 | 0 | 0 | 0 | 0 | 0 | 0 | 0 | 0 | 0 | 0 | 0 | 0 | 0 | 0 | 0 | 2265.5209
2025-02-19 | 3606.542 | 22.44 | 0 | 0 | 0 | 0 | 0 | 0 | 1 | 0 | 0 | 0 | 0 | 0 | 0 | 0 | 0 | 0 | 0 | 0 | 0 | 0 | 0 | 0 | 0 | 0 | 0 | 0 | 2319.8629
2025-02-19 | 3775.794 | 22.41 | 0 | 0 | 0 | 0 | 0 | 0 | 0 | 1 | 0 | 0 | 0 | 0 | 0 | 0 | 0 | 0 | 0 | 0 | 0 | 0 | 0 | 0 | 0 | 0 | 0 | 0 | 2422.8415
2025-02-19 | 4037.95 | 22.74 | 0 | 0 | 0 | 0 | 0 | 0 | 0 | 0 | 1 | 0 | 0 | 0 | 0 | 0 | 0 | 0 | 0 | 0 | 0 | 0 | 0 | 0 | 0 | 0 | 0 | 0 | 2634.1718
2025-02-19 | 4495.278 | 22.81 | 0 | 0 | 0 | 0 | 0 | 0 | 0 | 0 | 0 | 1 | 0 | 0 | 0 | 0 | 0 | 0 | 0 | 0 | 0 | 0 | 0 | 0 | 0 | 0 | 0 | 0 | 2853.6854
2025-02-19 | 5548.607 | 22.78 | 0 | 0 | 0 | 0 | 0 | 0 | 0 | 0 | 0 | 0 | 1 | 0 | 0 | 0 | 0 | 0 | 0 | 0 | 0 | 0 | 0 | 0 | 0 | 0 | 0 | 0 | 3087.1469
2025-02-19 | 5455.014 | 21.92 | 0 | 0 | 0 | 0 | 0 | 0 | 0 | 0 | 0 | 0 | 0 | 1 | 0 | 0 | 0 | 0 | 0 | 0 | 0 | 0 | 0 | 0 | 0 | 0 | 0 | 0 | 3236.1775
2025-02-19 | 5685.418 | 20.75 | 0 | 0 | 0 | 0 | 0 | 0 | 0 | 0 | 0 | 0 | 0 | 0 | 1 | 0 | 0 | 0 | 0 | 0 | 0 | 0 | 0 | 0 | 0 | 0 | 0 | 0 | 3296.9866
2025-02-19 | 5688.334 | 19.71 | 0 | 0 | 0 | 0 | 0 | 0 | 0 | 0 | 0 | 0 | 0 | 0 | 0 | 1 | 0 | 0 | 0 | 0 | 0 | 0 | 0 | 0 | 0 | 0 | 0 | 0 | 3265.3352
2025-02-19 | 5679.023 | 18.95 | 0 | 0 | 0 | 0 | 0 | 0 | 0 | 0 | 0 | 0 | 0 | 0 | 0 | 0 | 1 | 0 | 0 | 0 | 0 | 0 | 0 | 0 | 0 | 0 | 0 | 0 | 3218.0236
2025-02-19 | 5663.756 | 18.38 | 0 | 0 | 0 | 0 | 0 | 0 | 0 | 0 | 0 | 0 | 0 | 0 | 0 | 0 | 0 | 1 | 0 | 0 | 0 | 0 | 0 | 0 | 0 | 0 | 0 | 0 | 3174.4929
2025-02-19 | 5537.905 | 18.21 | 0 | 0 | 0 | 0 | 0 | 0 | 0 | 0 | 0 | 0 | 0 | 0 | 0 | 0 | 0 | 0 | 1 | 0 | 0 | 0 | 0 | 0 | 0 | 0 | 0 | 0 | 3112.394
2025-02-19 | 5501.348 | 18.05 | 0 | 0 | 0 | 0 | 0 | 0 | 0 | 0 | 0 | 0 | 0 | 0 | 0 | 0 | 0 | 0 | 0 | 1 | 0 | 0 | 0 | 0 | 0 | 0 | 0 | 0 | 2989.3658
2025-02-19 | 5408.755 | 18.26 | 0 | 0 | 0 | 0 | 0 | 0 | 0 | 0 | 0 | 0 | 0 | 0 | 0 | 0 | 0 | 0 | 0 | 0 | 1 | 0 | 0 | 0 | 0 | 0 | 0 | 0 | 2832.5123
2025-02-19 | 5085.474 | 18.69 | 0 | 0 | 0 | 0 | 0 | 0 | 0 | 0 | 0 | 0 | 0 | 0 | 0 | 0 | 0 | 0 | 0 | 0 | 0 | 1 | 0 | 0 | 0 | 0 | 0 | 0 | 2721.0432
2025-02-19 | 4858.935 | 19.08 | 0 | 0 | 0 | 0 | 0 | 0 | 0 | 0 | 0 | 0 | 0 | 0 | 0 | 0 | 0 | 0 | 0 | 0 | 0 | 0 | 1 | 0 | 0 | 0 | 0 | 0 | 2674.6881
2025-02-19 | 4546.834 | 19.43 | 0 | 0 | 0 | 0 | 0 | 0 | 0 | 0 | 0 | 0 | 0 | 0 | 0 | 0 | 0 | 0 | 0 | 0 | 0 | 0 | 0 | 1 | 0 | 0 | 0 | 0 | 2628.7757
2025-02-19 | 4275.81 | 19.91 | 0 | 0 | 0 | 0 | 0 | 0 | 0 | 0 | 0 | 0 | 0 | 0 | 0 | 0 | 0 | 0 | 0 | 0 | 0 | 0 | 0 | 0 | 1 | 0 | 0 | 0 | 2547.3327
2025-02-19 | 3988.94 | 20.23 | 0 | 0 | 0 | 0 | 0 | 0 | 0 | 0 | 0 | 0 | 0 | 0 | 0 | 0 | 0 | 0 | 0 | 0 | 0 | 0 | 0 | 0 | 0 | 1 | 0 | 0 | 2434.1618
2025-02-19 | 3770.796 | 20.17 | 0 | 0 | 0 | 0 | 0 | 0 | 0 | 0 | 0 | 0 | 0 | 0 | 0 | 0 | 0 | 0 | 0 | 0 | 0 | 0 | 0 | 0 | 0 | 0 | 1 | 0 | 2324.7384
2025-02-19 | 3655.175 | 20.34 | 0 | 0 | 0 | 0 | 0 | 0 | 0 | 0 | 0 | 0 | 0 | 0 | 0 | 0 | 0 | 0 | 0 | 0 | 0 | 0 | 0 | 0 | 0 | 0 | 0 | 1 | 2252.9802
2025-02-20 | 3517.476 | 20.7 | 0 | 0 | 1 | 0 | 0 | 0 | 0 | 0 | 0 | 0 | 0 | 0 | 0 | 0 | 0 | 0 | 0 | 0 | 0 | 0 | 0 | 0 | 0 | 0 | 0 | 0 | 2229.8606
2025-02-20 | 3536.349 | 21.09 | 0 | 0 | 0 | 1 | 0 | 0 | 0 | 0 | 0 | 0 | 0 | 0 | 0 | 0 | 0 | 0 | 0 | 0 | 0 | 0 | 0 | 0 | 0 | 0 | 0 | 0 | 2217.8926
2025-02-20 | 3498.672 | 21.3 | 0 | 0 | 0 | 0 | 1 | 0 | 0 | 0 | 0 | 0 | 0 | 0 | 0 | 0 | 0 | 0 | 0 | 0 | 0 | 0 | 0 | 0 | 0 | 0 | 0 | 0 | 2217.4738
2025-02-20 | 3521.372 | 21.57 | 0 | 0 | 0 | 0 | 0 | 1 | 0 | 0 | 0 | 0 | 0 | 0 | 0 | 0 | 0 | 0 | 0 | 0 | 0 | 0 | 0 | 0 | 0 | 0 | 0 | 0 | 2247.7022
2025-02-20 | 3581.586 | 21.76 | 0 | 0 | 0 | 0 | 0 | 0 | 1 | 0 | 0 | 0 | 0 | 0 | 0 | 0 | 0 | 0 | 0 | 0 | 0 | 0 | 0 | 0 | 0 | 0 | 0 | 0 | 2297.0011
2025-02-20 | 3643.228 | 21.91 | 0 | 0 | 0 | 0 | 0 | 0 | 0 | 1 | 0 | 0 | 0 | 0 | 0 | 0 | 0 | 0 | 0 | 0 | 0 | 0 | 0 | 0 | 0 | 0 | 0 | 0 | 2406.0314
2025-02-20 | 3929.769 | 22.1 | 0 | 0 | 0 | 0 | 0 | 0 | 0 | 0 | 1 | 0 | 0 | 0 | 0 | 0 | 0 | 0 | 0 | 0 | 0 | 0 | 0 | 0 | 0 | 0 | 0 | 0 | 2612.6547
2025-02-20 | 4407.226 | 21.88 | 0 | 0 | 0 | 0 | 0 | 0 | 0 | 0 | 0 | 1 | 0 | 0 | 0 | 0 | 0 | 0 | 0 | 0 | 0 | 0 | 0 | 0 | 0 | 0 | 0 | 0 | 2822.4185
2025-02-20 | 5104.06 | 21.44 | 0 | 0 | 0 | 0 | 0 | 0 | 0 | 0 | 0 | 0 | 1 | 0 | 0 | 0 | 0 | 0 | 0 | 0 | 0 | 0 | 0 | 0 | 0 | 0 | 0 | 0 | 3042.0957
2025-02-20 | 5530.375 | 20.33 | 0 | 0 | 0 | 0 | 0 | 0 | 0 | 0 | 0 | 0 | 0 | 1 | 0 | 0 | 0 | 0 | 0 | 0 | 0 | 0 | 0 | 0 | 0 | 0 | 0 | 0 | 3182.7212
2025-02-20 | 5687.129 | 19.02 | 0 | 0 | 0 | 0 | 0 | 0 | 0 | 0 | 0 | 0 | 0 | 0 | 1 | 0 | 0 | 0 | 0 | 0 | 0 | 0 | 0 | 0 | 0 | 0 | 0 | 0 | 3238.8235
2025-02-20 | 5766.919 | 18.26 | 0 | 0 | 0 | 0 | 0 | 0 | 0 | 0 | 0 | 0 | 0 | 0 | 0 | 1 | 0 | 0 | 0 | 0 | 0 | 0 | 0 | 0 | 0 | 0 | 0 | 0 | 3216.5857
2025-02-20 | 5748.294 | 17.18 | 0 | 0 | 0 | 0 | 0 | 0 | 0 | 0 | 0 | 0 | 0 | 0 | 0 | 0 | 1 | 0 | 0 | 0 | 0 | 0 | 0 | 0 | 0 | 0 | 0 | 0 | 3158.5156
2025-02-20 | 5630.23 | 16.24 | 0 | 0 | 0 | 0 | 0 | 0 | 0 | 0 | 0 | 0 | 0 | 0 | 0 | 0 | 0 | 1 | 0 | 0 | 0 | 0 | 0 | 0 | 0 | 0 | 0 | 0 | 3102.5454
2025-02-20 | 5664.775 | 15.84 | 0 | 0 | 0 | 0 | 0 | 0 | 0 | 0 | 0 | 0 | 0 | 0 | 0 | 0 | 0 | 0 | 1 | 0 | 0 | 0 | 0 | 0 | 0 | 0 | 0 | 0 | 3032.7138
2025-02-20 | 5570.785 | 15.56 | 0 | 0 | 0 | 0 | 0 | 0 | 0 | 0 | 0 | 0 | 0 | 0 | 0 | 0 | 0 | 0 | 0 | 1 | 0 | 0 | 0 | 0 | 0 | 0 | 0 | 0 | 2905.6512
2025-02-20 | 5417.346 | 15.77 | 0 | 0 | 0 | 0 | 0 | 0 | 0 | 0 | 0 | 0 | 0 | 0 | 0 | 0 | 0 | 0 | 0 | 0 | 1 | 0 | 0 | 0 | 0 | 0 | 0 | 0 | 2748.7977
2025-02-20 | 5087.727 | 16.24 | 0 | 0 | 0 | 0 | 0 | 0 | 0 | 0 | 0 | 0 | 0 | 0 | 0 | 0 | 0 | 0 | 0 | 0 | 0 | 1 | 0 | 0 | 0 | 0 | 0 | 0 | 2638.6734
2025-02-20 | 4897.569 | 16.94 | 0 | 0 | 0 | 0 | 0 | 0 | 0 | 0 | 0 | 0 | 0 | 0 | 0 | 0 | 0 | 0 | 0 | 0 | 0 | 0 | 1 | 0 | 0 | 0 | 0 | 0 | 2602.7406
2025-02-20 | 4536.068 | 17.5 | 0 | 0 | 0 | 0 | 0 | 0 | 0 | 0 | 0 | 0 | 0 | 0 | 0 | 0 | 0 | 0 | 0 | 0 | 0 | 0 | 0 | 1 | 0 | 0 | 0 | 0 | 2563.8885
2025-02-20 | 4261.825 | 17.84 | 0 | 0 | 0 | 0 | 0 | 0 | 0 | 0 | 0 | 0 | 0 | 0 | 0 | 0 | 0 | 0 | 0 | 0 | 0 | 0 | 0 | 0 | 1 | 0 | 0 | 0 | 2477.7387
2025-02-20 | 4036.256 | 18.13 | 0 | 0 | 0 | 0 | 0 | 0 | 0 | 0 | 0 | 0 | 0 | 0 | 0 | 0 | 0 | 0 | 0 | 0 | 0 | 0 | 0 | 0 | 0 | 1 | 0 | 0 | 2363.5591
2025-02-20 | 3767.854 | 18.66 | 0 | 0 | 0 | 0 | 0 | 0 | 0 | 0 | 0 | 0 | 0 | 0 | 0 | 0 | 0 | 0 | 0 | 0 | 0 | 0 | 0 | 0 | 0 | 0 | 1 | 0 | 2273.9717
2025-02-20 | 3603.701 | 18.8 | 0 | 0 | 0 | 0 | 0 | 0 | 0 | 0 | 0 | 0 | 0 | 0 | 0 | 0 | 0 | 0 | 0 | 0 | 0 | 0 | 0 | 0 | 0 | 0 | 0 | 1 | 2201.2049
2025-02-21 | 3522.954 | 18.97 | 0 | 0 | 1 | 0 | 0 | 0 | 0 | 0 | 0 | 0 | 0 | 0 | 0 | 0 | 0 | 0 | 0 | 0 | 0 | 0 | 0 | 0 | 0 | 0 | 0 | 0 | 2171.6975
2025-02-21 | 3496.347 | 19.02 | 0 | 0 | 0 | 1 | 0 | 0 | 0 | 0 | 0 | 0 | 0 | 0 | 0 | 0 | 0 | 0 | 0 | 0 | 0 | 0 | 0 | 0 | 0 | 0 | 0 | 0 | 2148.2985
2025-02-21 | 3508.409 | 19.45 | 0 | 0 | 0 | 0 | 1 | 0 | 0 | 0 | 0 | 0 | 0 | 0 | 0 | 0 | 0 | 0 | 0 | 0 | 0 | 0 | 0 | 0 | 0 | 0 | 0 | 0 | 2155.2762
2025-02-21 | 3538.528 | 19.84 | 0 | 0 | 0 | 0 | 0 | 1 | 0 | 0 | 0 | 0 | 0 | 0 | 0 | 0 | 0 | 0 | 0 | 0 | 0 | 0 | 0 | 0 | 0 | 0 | 0 | 0 | 2189.539
2025-02-21 | 3618.579 | 19.55 | 0 | 0 | 0 | 0 | 0 | 0 | 1 | 0 | 0 | 0 | 0 | 0 | 0 | 0 | 0 | 0 | 0 | 0 | 0 | 0 | 0 | 0 | 0 | 0 | 0 | 0 | 2222.7002
2025-02-21 | 3684.392 | 19.97 | 0 | 0 | 0 | 0 | 0 | 0 | 0 | 1 | 0 | 0 | 0 | 0 | 0 | 0 | 0 | 0 | 0 | 0 | 0 | 0 | 0 | 0 | 0 | 0 | 0 | 0 | 2340.8079
2025-02-21 | 3963.375 | 19.85 | 0 | 0 | 0 | 0 | 0 | 0 | 0 | 0 | 1 | 0 | 0 | 0 | 0 | 0 | 0 | 0 | 0 | 0 | 0 | 0 | 0 | 0 | 0 | 0 | 0 | 0 | 2537.009
2025-02-21 | 4442.695 | 19.92 | 0 | 0 | 0 | 0 | 0 | 0 | 0 | 0 | 0 | 1 | 0 | 0 | 0 | 0 | 0 | 0 | 0 | 0 | 0 | 0 | 0 | 0 | 0 | 0 | 0 | 0 | 2756.5227
2025-02-21 | 5028.186 | 19.86 | 0 | 0 | 0 | 0 | 0 | 0 | 0 | 0 | 0 | 0 | 1 | 0 | 0 | 0 | 0 | 0 | 0 | 0 | 0 | 0 | 0 | 0 | 0 | 0 | 0 | 0 | 2988.9756
2025-02-21 | 5453.805 | 18.97 | 0 | 0 | 0 | 0 | 0 | 0 | 0 | 0 | 0 | 0 | 0 | 1 | 0 | 0 | 0 | 0 | 0 | 0 | 0 | 0 | 0 | 0 | 0 | 0 | 0 | 0 | 3136.9976
2025-02-21 | 5815.32 | 17.99 | 0 | 0 | 0 | 0 | 0 | 0 | 0 | 0 | 0 | 0 | 0 | 0 | 1 | 0 | 0 | 0 | 0 | 0 | 0 | 0 | 0 | 0 | 0 | 0 | 0 | 0 | 3204.1945
2025-02-21 | 5740.985 | 16.77 | 0 | 0 | 0 | 0 | 0 | 0 | 0 | 0 | 0 | 0 | 0 | 0 | 0 | 1 | 0 | 0 | 0 | 0 | 0 | 0 | 0 | 0 | 0 | 0 | 0 | 0 | 3166.4914
2025-02-21 | 5609.891 | 16.33 | 0 | 0 | 0 | 0 | 0 | 0 | 0 | 0 | 0 | 0 | 0 | 0 | 0 | 0 | 1 | 0 | 0 | 0 | 0 | 0 | 0 | 0 | 0 | 0 | 0 | 0 | 3129.9384
2025-02-21 | 5503.411 | 16.09 | 0 | 0 | 0 | 0 | 0 | 0 | 0 | 0 | 0 | 0 | 0 | 0 | 0 | 0 | 0 | 1 | 0 | 0 | 0 | 0 | 0 | 0 | 0 | 0 | 0 | 0 | 3097.5024
2025-02-21 | 5419.352 | 15.6 | 0 | 0 | 0 | 0 | 0 | 0 | 0 | 0 | 0 | 0 | 0 | 0 | 0 | 0 | 0 | 0 | 1 | 0 | 0 | 0 | 0 | 0 | 0 | 0 | 0 | 0 | 3024.6449
2025-02-21 | 5284.827 | 15.56 | 0 | 0 | 0 | 0 | 0 | 0 | 0 | 0 | 0 | 0 | 0 | 0 | 0 | 0 | 0 | 0 | 0 | 1 | 0 | 0 | 0 | 0 | 0 | 0 | 0 | 0 | 2905.6512
2025-02-21 | 5127.156 | 15.9 | 0 | 0 | 0 | 0 | 0 | 0 | 0 | 0 | 0 | 0 | 0 | 0 | 0 | 0 | 0 | 0 | 0 | 0 | 1 | 0 | 0 | 0 | 0 | 0 | 0 | 0 | 2753.1684
2025-02-21 | 4840.625 | 16.59 | 0 | 0 | 0 | 0 | 0 | 0 | 0 | 0 | 0 | 0 | 0 | 0 | 0 | 0 | 0 | 0 | 0 | 0 | 0 | 1 | 0 | 0 | 0 | 0 | 0 | 0 | 2650.4405
2025-02-21 | 4680.026 | 17.33 | 0 | 0 | 0 | 0 | 0 | 0 | 0 | 0 | 0 | 0 | 0 | 0 | 0 | 0 | 0 | 0 | 0 | 0 | 0 | 0 | 1 | 0 | 0 | 0 | 0 | 0 | 2615.8525
2025-02-21 | 4421.837 | 17.8 | 0 | 0 | 0 | 0 | 0 | 0 | 0 | 0 | 0 | 0 | 0 | 0 | 0 | 0 | 0 | 0 | 0 | 0 | 0 | 0 | 0 | 1 | 0 | 0 | 0 | 0 | 2573.9746
2025-02-21 | 4165.778 | 18.33 | 0 | 0 | 0 | 0 | 0 | 0 | 0 | 0 | 0 | 0 | 0 | 0 | 0 | 0 | 0 | 0 | 0 | 0 | 0 | 0 | 0 | 0 | 1 | 0 | 0 | 0 | 2494.2126
2025-02-21 | 3968.166 | 18.65 | 0 | 0 | 0 | 0 | 0 | 0 | 0 | 0 | 0 | 0 | 0 | 0 | 0 | 0 | 0 | 0 | 0 | 0 | 0 | 0 | 0 | 0 | 0 | 1 | 0 | 0 | 2381.0417
2025-02-21 | 3740.002 | 18.77 | 0 | 0 | 0 | 0 | 0 | 0 | 0 | 0 | 0 | 0 | 0 | 0 | 0 | 0 | 0 | 0 | 0 | 0 | 0 | 0 | 0 | 0 | 0 | 0 | 1 | 0 | 2277.67
2025-02-21 | 3591.59 | 18.76 | 0 | 0 | 0 | 0 | 0 | 0 | 0 | 0 | 0 | 0 | 0 | 0 | 0 | 0 | 0 | 0 | 0 | 0 | 0 | 0 | 0 | 0 | 0 | 0 | 0 | 1 | 2199.8601
2025-02-22 | 3709.134 | 18.88 | 0 | 1 | 1 | 0 | 0 | 0 | 0 | 0 | 0 | 0 | 0 | 0 | 0 | 0 | 0 | 0 | 0 | 0 | 0 | 0 | 0 | 0 | 0 | 0 | 0 | 0 | 1903.5186
2025-02-22 | 3458.965 | 19.14 | 0 | 1 | 0 | 1 | 0 | 0 | 0 | 0 | 0 | 0 | 0 | 0 | 0 | 0 | 0 | 0 | 0 | 0 | 0 | 0 | 0 | 0 | 0 | 0 | 0 | 0 | 1887.1798
2025-02-22 | 3441.959 | 19.31 | 0 | 1 | 0 | 0 | 1 | 0 | 0 | 0 | 0 | 0 | 0 | 0 | 0 | 0 | 0 | 0 | 0 | 0 | 0 | 0 | 0 | 0 | 0 | 0 | 0 | 0 | 1885.4163
2025-02-22 | 3459.854 | 19.41 | 0 | 1 | 0 | 0 | 0 | 1 | 0 | 0 | 0 | 0 | 0 | 0 | 0 | 0 | 0 | 0 | 0 | 0 | 0 | 0 | 0 | 0 | 0 | 0 | 0 | 0 | 1909.9292
2025-02-22 | 3510.703 | 19.43 | 0 | 1 | 0 | 0 | 0 | 0 | 1 | 0 | 0 | 0 | 0 | 0 | 0 | 0 | 0 | 0 | 0 | 0 | 0 | 0 | 0 | 0 | 0 | 0 | 0 | 0 | 1953.5127
2025-02-22 | 3557.483 | 19.66 | 0 | 1 | 0 | 0 | 0 | 0 | 0 | 1 | 0 | 0 | 0 | 0 | 0 | 0 | 0 | 0 | 0 | 0 | 0 | 0 | 0 | 0 | 0 | 0 | 0 | 0 | 2065.2325
2025-02-22 | 3677.976 | 19.48 | 0 | 1 | 0 | 0 | 0 | 0 | 0 | 0 | 1 | 0 | 0 | 0 | 0 | 0 | 0 | 0 | 0 | 0 | 0 | 0 | 0 | 0 | 0 | 0 | 0 | 0 | 2259.4164
2025-02-22 | 3779.634 | 19.56 | 0 | 1 | 0 | 0 | 0 | 0 | 0 | 0 | 0 | 1 | 0 | 0 | 0 | 0 | 0 | 0 | 0 | 0 | 0 | 0 | 0 | 0 | 0 | 0 | 0 | 0 | 2479.2663
2025-02-22 | 4050.043 | 19.45 | 0 | 1 | 0 | 0 | 0 | 0 | 0 | 0 | 0 | 0 | 1 | 0 | 0 | 0 | 0 | 0 | 0 | 0 | 0 | 0 | 0 | 0 | 0 | 0 | 0 | 0 | 2710.0381
2025-02-22 | 4436.762 | 18.56 | 0 | 1 | 0 | 0 | 0 | 0 | 0 | 0 | 0 | 0 | 0 | 1 | 0 | 0 | 0 | 0 | 0 | 0 | 0 | 0 | 0 | 0 | 0 | 0 | 0 | 0 | 2858.0602
2025-02-22 | 4768.248 | 17.75 | 0 | 1 | 0 | 0 | 0 | 0 | 0 | 0 | 0 | 0 | 0 | 0 | 1 | 0 | 0 | 0 | 0 | 0 | 0 | 0 | 0 | 0 | 0 | 0 | 0 | 0 | 2930.9726
2025-02-22 | 4853.466 | 16.88 | 0 | 1 | 0 | 0 | 0 | 0 | 0 | 0 | 0 | 0 | 0 | 0 | 0 | 1 | 0 | 0 | 0 | 0 | 0 | 0 | 0 | 0 | 0 | 0 | 0 | 0 | 2905.0366
2025-02-22 | 4840.867 | 16.19 | 0 | 1 | 0 | 0 | 0 | 0 | 0 | 0 | 0 | 0 | 0 | 0 | 0 | 0 | 1 | 0 | 0 | 0 | 0 | 0 | 0 | 0 | 0 | 0 | 0 | 0 | 2860.0784
2025-02-22 | 4792.298 | 15.81 | 0 | 1 | 0 | 0 | 0 | 0 | 0 | 0 | 0 | 0 | 0 | 0 | 0 | 0 | 0 | 1 | 0 | 0 | 0 | 0 | 0 | 0 | 0 | 0 | 0 | 0 | 2822.9356
2025-02-22 | 4666.117 | 15.56 | 0 | 1 | 0 | 0 | 0 | 0 | 0 | 0 | 0 | 0 | 0 | 0 | 0 | 0 | 0 | 0 | 1 | 0 | 0 | 0 | 0 | 0 | 0 | 0 | 0 | 0 | 2758.147
2025-02-22 | 4580.192 | 15.46 | 0 | 1 | 0 | 0 | 0 | 0 | 0 | 0 | 0 | 0 | 0 | 0 | 0 | 0 | 0 | 0 | 0 | 1 | 0 | 0 | 0 | 0 | 0 | 0 | 0 | 0 | 2637.1361
2025-02-22 | 4422.292 | 15.68 | 0 | 1 | 0 | 0 | 0 | 0 | 0 | 0 | 0 | 0 | 0 | 0 | 0 | 0 | 0 | 0 | 0 | 0 | 1 | 0 | 0 | 0 | 0 | 0 | 0 | 0 | 2480.6188
2025-02-22 | 4387.286 | 16.29 | 0 | 1 | 0 | 0 | 0 | 0 | 0 | 0 | 0 | 0 | 0 | 0 | 0 | 0 | 0 | 0 | 0 | 0 | 0 | 1 | 0 | 0 | 0 | 0 | 0 | 0 | 2375.2013
2025-02-22 | 4392.105 | 16.92 | 0 | 1 | 0 | 0 | 0 | 0 | 0 | 0 | 0 | 0 | 0 | 0 | 0 | 0 | 0 | 0 | 0 | 0 | 0 | 0 | 1 | 0 | 0 | 0 | 0 | 0 | 2336.9151
2025-02-22 | 4204.995 | 17.36 | 0 | 1 | 0 | 0 | 0 | 0 | 0 | 0 | 0 | 0 | 0 | 0 | 0 | 0 | 0 | 0 | 0 | 0 | 0 | 0 | 0 | 1 | 0 | 0 | 0 | 0 | 2294.0285
2025-02-22 | 4030.152 | 17.45 | 0 | 1 | 0 | 0 | 0 | 0 | 0 | 0 | 0 | 0 | 0 | 0 | 0 | 0 | 0 | 0 | 0 | 0 | 0 | 0 | 0 | 0 | 1 | 0 | 0 | 0 | 2199.4737
2025-02-22 | 3873.006 | 17.63 | 0 | 1 | 0 | 0 | 0 | 0 | 0 | 0 | 0 | 0 | 0 | 0 | 0 | 0 | 0 | 0 | 0 | 0 | 0 | 0 | 0 | 0 | 0 | 1 | 0 | 0 | 2081.5959
2025-02-22 | 3620.204 | 17.58 | 0 | 1 | 0 | 0 | 0 | 0 | 0 | 0 | 0 | 0 | 0 | 0 | 0 | 0 | 0 | 0 | 0 | 0 | 0 | 0 | 0 | 0 | 0 | 0 | 1 | 0 | 1972.5087
2025-02-22 | 3495.443 | 17.98 | 0 | 1 | 0 | 0 | 0 | 0 | 0 | 0 | 0 | 0 | 0 | 0 | 0 | 0 | 0 | 0 | 0 | 0 | 0 | 0 | 0 | 0 | 0 | 0 | 0 | 1 | 1908.4832
2025-02-23 | 3363.593 | 17.88 | 0 | 1 | 1 | 0 | 0 | 0 | 0 | 0 | 0 | 0 | 0 | 0 | 0 | 0 | 0 | 0 | 0 | 0 | 0 | 0 | 0 | 0 | 0 | 0 | 0 | 0 | 1869.8983
2025-02-23 | 3288.349 | 18.05 | 0 | 1 | 0 | 1 | 0 | 0 | 0 | 0 | 0 | 0 | 0 | 0 | 0 | 0 | 0 | 0 | 0 | 0 | 0 | 0 | 0 | 0 | 0 | 0 | 0 | 0 | 1850.5337
2025-02-23 | 3278.069 | 18.42 | 0 | 1 | 0 | 0 | 1 | 0 | 0 | 0 | 0 | 0 | 0 | 0 | 0 | 0 | 0 | 0 | 0 | 0 | 0 | 0 | 0 | 0 | 0 | 0 | 0 | 0 | 1855.4942
2025-02-23 | 3239.667 | 18.67 | 0 | 1 | 0 | 0 | 0 | 1 | 0 | 0 | 0 | 0 | 0 | 0 | 0 | 0 | 0 | 0 | 0 | 0 | 0 | 0 | 0 | 0 | 0 | 0 | 0 | 0 | 1885.0502
2025-02-23 | 3270.895 | 18.88 | 0 | 1 | 0 | 0 | 0 | 0 | 1 | 0 | 0 | 0 | 0 | 0 | 0 | 0 | 0 | 0 | 0 | 0 | 0 | 0 | 0 | 0 | 0 | 0 | 0 | 0 | 1935.0215
2025-02-23 | 3296.178 | 18.76 | 0 | 1 | 0 | 0 | 0 | 0 | 0 | 1 | 0 | 0 | 0 | 0 | 0 | 0 | 0 | 0 | 0 | 0 | 0 | 0 | 0 | 0 | 0 | 0 | 0 | 0 | 2034.9743
2025-02-23 | 3375.443 | 18.67 | 0 | 1 | 0 | 0 | 0 | 0 | 0 | 0 | 1 | 0 | 0 | 0 | 0 | 0 | 0 | 0 | 0 | 0 | 0 | 0 | 0 | 0 | 0 | 0 | 0 | 0 | 2232.184
2025-02-23 | 3397.68 | 18.89 | 0 | 1 | 0 | 0 | 0 | 0 | 0 | 0 | 0 | 1 | 0 | 0 | 0 | 0 | 0 | 0 | 0 | 0 | 0 | 0 | 0 | 0 | 0 | 0 | 0 | 0 | 2456.7407
2025-02-23 | 3577.658 | 18.23 | 0 | 1 | 0 | 0 | 0 | 0 | 0 | 0 | 0 | 0 | 1 | 0 | 0 | 0 | 0 | 0 | 0 | 0 | 0 | 0 | 0 | 0 | 0 | 0 | 0 | 0 | 2669.0214
2025-02-23 | 3754.585 | 17.38 | 0 | 1 | 0 | 0 | 0 | 0 | 0 | 0 | 0 | 0 | 0 | 1 | 0 | 0 | 0 | 0 | 0 | 0 | 0 | 0 | 0 | 0 | 0 | 0 | 0 | 0 | 2818.3882
2025-02-23 | 3992.249 | 16.67 | 0 | 1 | 0 | 0 | 0 | 0 | 0 | 0 | 0 | 0 | 0 | 0 | 1 | 0 | 0 | 0 | 0 | 0 | 0 | 0 | 0 | 0 | 0 | 0 | 0 | 0 | 2894.6626
2025-02-23 | 4105.771 | 15.88 | 0 | 1 | 0 | 0 | 0 | 0 | 0 | 0 | 0 | 0 | 0 | 0 | 0 | 1 | 0 | 0 | 0 | 0 | 0 | 0 | 0 | 0 | 0 | 0 | 0 | 0 | 2871.4163
2025-02-23 | 4082.043 | 15.24 | 0 | 1 | 0 | 0 | 0 | 0 | 0 | 0 | 0 | 0 | 0 | 0 | 0 | 0 | 1 | 0 | 0 | 0 | 0 | 0 | 0 | 0 | 0 | 0 | 0 | 0 | 2828.1391
2025-02-23 | 4033.157 | 14.78 | 0 | 1 | 0 | 0 | 0 | 0 | 0 | 0 | 0 | 0 | 0 | 0 | 0 | 0 | 0 | 1 | 0 | 0 | 0 | 0 | 0 | 0 | 0 | 0 | 0 | 0 | 2788.3067
2025-02-23 | 4038.266 | 14.61 | 0 | 1 | 0 | 0 | 0 | 0 | 0 | 0 | 0 | 0 | 0 | 0 | 0 | 0 | 0 | 0 | 1 | 0 | 0 | 0 | 0 | 0 | 0 | 0 | 0 | 0 | 2726.2077
2025-02-23 | 3956.234 | 15.08 | 0 | 1 | 0 | 0 | 0 | 0 | 0 | 0 | 0 | 0 | 0 | 0 | 0 | 0 | 0 | 0 | 0 | 1 | 0 | 0 | 0 | 0 | 0 | 0 | 0 | 0 | 2624.3603
2025-02-23 | 3989.973 | 15.61 | 0 | 1 | 0 | 0 | 0 | 0 | 0 | 0 | 0 | 0 | 0 | 0 | 0 | 0 | 0 | 0 | 0 | 0 | 1 | 0 | 0 | 0 | 0 | 0 | 0 | 0 | 2478.2654
2025-02-23 | 3922.896 | 16.36 | 0 | 1 | 0 | 0 | 0 | 0 | 0 | 0 | 0 | 0 | 0 | 0 | 0 | 0 | 0 | 0 | 0 | 0 | 0 | 1 | 0 | 0 | 0 | 0 | 0 | 0 | 2377.5547
2025-02-23 | 3944.382 | 17.19 | 0 | 1 | 0 | 0 | 0 | 0 | 0 | 0 | 0 | 0 | 0 | 0 | 0 | 0 | 0 | 0 | 0 | 0 | 0 | 0 | 1 | 0 | 0 | 0 | 0 | 0 | 2345.9926
2025-02-23 | 3791.266 | 17.49 | 0 | 1 | 0 | 0 | 0 | 0 | 0 | 0 | 0 | 0 | 0 | 0 | 0 | 0 | 0 | 0 | 0 | 0 | 0 | 0 | 0 | 1 | 0 | 0 | 0 | 0 | 2298.3992
2025-02-23 | 3685.093 | 17.81 | 0 | 1 | 0 | 0 | 0 | 0 | 0 | 0 | 0 | 0 | 0 | 0 | 0 | 0 | 0 | 0 | 0 | 0 | 0 | 0 | 0 | 0 | 1 | 0 | 0 | 0 | 2211.577
2025-02-23 | 3498.865 | 17.92 | 0 | 1 | 0 | 0 | 0 | 0 | 0 | 0 | 0 | 0 | 0 | 0 | 0 | 0 | 0 | 0 | 0 | 0 | 0 | 0 | 0 | 0 | 0 | 1 | 0 | 0 | 2091.3458
2025-02-23 | 3312.122 | 18.23 | 0 | 1 | 0 | 0 | 0 | 0 | 0 | 0 | 0 | 0 | 0 | 0 | 0 | 0 | 0 | 0 | 0 | 0 | 0 | 0 | 0 | 0 | 0 | 0 | 1 | 0 | 1994.3619
2025-02-23 | 3194.091 | 18.4 | 0 | 1 | 0 | 0 | 0 | 0 | 0 | 0 | 0 | 0 | 0 | 0 | 0 | 0 | 0 | 0 | 0 | 0 | 0 | 0 | 0 | 0 | 0 | 0 | 0 | 1 | 1922.6037
2025-02-24 | 3121.34 | 18.66 | 0 | 0 | 1 | 0 | 0 | 0 | 0 | 0 | 0 | 0 | 0 | 0 | 0 | 0 | 0 | 0 | 0 | 0 | 0 | 0 | 0 | 0 | 0 | 0 | 0 | 0 | 2161.2752
2025-02-24 | 3108.342 | 19 | 0 | 0 | 0 | 1 | 0 | 0 | 0 | 0 | 0 | 0 | 0 | 0 | 0 | 0 | 0 | 0 | 0 | 0 | 0 | 0 | 0 | 0 | 0 | 0 | 0 | 0 | 2147.6261
2025-02-24 | 3071.855 | 19.31 | 0 | 0 | 0 | 0 | 1 | 0 | 0 | 0 | 0 | 0 | 0 | 0 | 0 | 0 | 0 | 0 | 0 | 0 | 0 | 0 | 0 | 0 | 0 | 0 | 0 | 0 | 2150.5694
2025-02-24 | 3114.475 | 19.63 | 0 | 0 | 0 | 0 | 0 | 1 | 0 | 0 | 0 | 0 | 0 | 0 | 0 | 0 | 0 | 0 | 0 | 0 | 0 | 0 | 0 | 0 | 0 | 0 | 0 | 0 | 2182.4788
2025-02-24 | 3132.022 | 20.01 | 0 | 0 | 0 | 0 | 0 | 0 | 1 | 0 | 0 | 0 | 0 | 0 | 0 | 0 | 0 | 0 | 0 | 0 | 0 | 0 | 0 | 0 | 0 | 0 | 0 | 0 | 2238.1656
2025-02-24 | 3216.327 | 20.27 | 0 | 0 | 0 | 0 | 0 | 0 | 0 | 1 | 0 | 0 | 0 | 0 | 0 | 0 | 0 | 0 | 0 | 0 | 0 | 0 | 0 | 0 | 0 | 0 | 0 | 0 | 2350.894
2025-02-24 | 3442.878 | 20.51 | 0 | 0 | 0 | 0 | 0 | 0 | 0 | 0 | 1 | 0 | 0 | 0 | 0 | 0 | 0 | 0 | 0 | 0 | 0 | 0 | 0 | 0 | 0 | 0 | 0 | 0 | 2559.1984
2025-02-24 | 3888.944 | 20.42 | 0 | 0 | 0 | 0 | 0 | 0 | 0 | 0 | 0 | 1 | 0 | 0 | 0 | 0 | 0 | 0 | 0 | 0 | 0 | 0 | 0 | 0 | 0 | 0 | 0 | 0 | 2773.3328
2025-02-24 | 4507.294 | 20.27 | 0 | 0 | 0 | 0 | 0 | 0 | 0 | 0 | 0 | 0 | 1 | 0 | 0 | 0 | 0 | 0 | 0 | 0 | 0 | 0 | 0 | 0 | 0 | 0 | 0 | 0 | 3002.7599
2025-02-24 | 4890.642 | 19.65 | 0 | 0 | 0 | 0 | 0 | 0 | 0 | 0 | 0 | 0 | 0 | 1 | 0 | 0 | 0 | 0 | 0 | 0 | 0 | 0 | 0 | 0 | 0 | 0 | 0 | 0 | 3159.8594
2025-02-24 | 5142.624 | 18.76 | 0 | 0 | 0 | 0 | 0 | 0 | 0 | 0 | 0 | 0 | 0 | 0 | 1 | 0 | 0 | 0 | 0 | 0 | 0 | 0 | 0 | 0 | 0 | 0 | 0 | 0 | 3230.0822
2025-02-24 | 5103.04 | 18.05 | 0 | 0 | 0 | 0 | 0 | 0 | 0 | 0 | 0 | 0 | 0 | 0 | 0 | 1 | 0 | 0 | 0 | 0 | 0 | 0 | 0 | 0 | 0 | 0 | 0 | 0 | 3209.5254
2025-02-24 | 5011.711 | 17.28 | 0 | 0 | 0 | 0 | 0 | 0 | 0 | 0 | 0 | 0 | 0 | 0 | 0 | 0 | 1 | 0 | 0 | 0 | 0 | 0 | 0 | 0 | 0 | 0 | 0 | 0 | 3161.8777
2025-02-24 | 4988.082 | 16.47 | 0 | 0 | 0 | 0 | 0 | 0 | 0 | 0 | 0 | 0 | 0 | 0 | 0 | 0 | 0 | 1 | 0 | 0 | 0 | 0 | 0 | 0 | 0 | 0 | 0 | 0 | 3110.2781
2025-02-24 | 4932.272 | 16.27 | 0 | 0 | 0 | 0 | 0 | 0 | 0 | 0 | 0 | 0 | 0 | 0 | 0 | 0 | 0 | 0 | 1 | 0 | 0 | 0 | 0 | 0 | 0 | 0 | 0 | 0 | 3047.1705
2025-02-24 | 4918.123 | 16.24 | 0 | 0 | 0 | 0 | 0 | 0 | 0 | 0 | 0 | 0 | 0 | 0 | 0 | 0 | 0 | 0 | 0 | 1 | 0 | 0 | 0 | 0 | 0 | 0 | 0 | 0 | 2928.513
2025-02-24 | 4736.642 | 16.3 | 0 | 0 | 0 | 0 | 0 | 0 | 0 | 0 | 0 | 0 | 0 | 0 | 0 | 0 | 0 | 0 | 0 | 0 | 1 | 0 | 0 | 0 | 0 | 0 | 0 | 0 | 2766.6165
2025-02-24 | 4361.184 | 16.64 | 0 | 0 | 0 | 0 | 0 | 0 | 0 | 0 | 0 | 0 | 0 | 0 | 0 | 0 | 0 | 0 | 0 | 0 | 0 | 1 | 0 | 0 | 0 | 0 | 0 | 0 | 2652.1215
2025-02-24 | 4107.806 | 17.38 | 0 | 0 | 0 | 0 | 0 | 0 | 0 | 0 | 0 | 0 | 0 | 0 | 0 | 0 | 0 | 0 | 0 | 0 | 0 | 0 | 1 | 0 | 0 | 0 | 0 | 0 | 2617.5335
2025-02-24 | 3925.704 | 17.86 | 0 | 0 | 0 | 0 | 0 | 0 | 0 | 0 | 0 | 0 | 0 | 0 | 0 | 0 | 0 | 0 | 0 | 0 | 0 | 0 | 0 | 1 | 0 | 0 | 0 | 0 | 2575.9918
2025-02-24 | 3624.844 | 18.19 | 0 | 0 | 0 | 0 | 0 | 0 | 0 | 0 | 0 | 0 | 0 | 0 | 0 | 0 | 0 | 0 | 0 | 0 | 0 | 0 | 0 | 0 | 1 | 0 | 0 | 0 | 2489.5058
2025-02-24 | 3426.133 | 18.59 | 0 | 0 | 0 | 0 | 0 | 0 | 0 | 0 | 0 | 0 | 0 | 0 | 0 | 0 | 0 | 0 | 0 | 0 | 0 | 0 | 0 | 0 | 0 | 1 | 0 | 0 | 2379.0245
2025-02-24 | 3158.971 | 18.76 | 0 | 0 | 0 | 0 | 0 | 0 | 0 | 0 | 0 | 0 | 0 | 0 | 0 | 0 | 0 | 0 | 0 | 0 | 0 | 0 | 0 | 0 | 0 | 0 | 1 | 0 | 2277.3338
2025-02-24 | 3007.187 | 18.94 | 0 | 0 | 0 | 0 | 0 | 0 | 0 | 0 | 0 | 0 | 0 | 0 | 0 | 0 | 0 | 0 | 0 | 0 | 0 | 0 | 0 | 0 | 0 | 0 | 0 | 1 | 2205.9118
2025-02-25 | 2951.534 | 19.27 | 0 | 0 | 1 | 0 | 0 | 0 | 0 | 0 | 0 | 0 | 0 | 0 | 0 | 0 | 0 | 0 | 0 | 0 | 0 | 0 | 0 | 0 | 0 | 0 | 0 | 0 | 2181.7836
2025-02-25 | 2949.655 | 19.43 | 0 | 0 | 0 | 1 | 0 | 0 | 0 | 0 | 0 | 0 | 0 | 0 | 0 | 0 | 0 | 0 | 0 | 0 | 0 | 0 | 0 | 0 | 0 | 0 | 0 | 0 | 2162.0828
2025-02-25 | 2981.487 | 19.71 | 0 | 0 | 0 | 0 | 1 | 0 | 0 | 0 | 0 | 0 | 0 | 0 | 0 | 0 | 0 | 0 | 0 | 0 | 0 | 0 | 0 | 0 | 0 | 0 | 0 | 0 | 2164.0175
2025-02-25 | 2963.938 | 19.83 | 0 | 0 | 0 | 0 | 0 | 1 | 0 | 0 | 0 | 0 | 0 | 0 | 0 | 0 | 0 | 0 | 0 | 0 | 0 | 0 | 0 | 0 | 0 | 0 | 0 | 0 | 2189.2028
2025-02-25 | 3002.438 | 19.98 | 0 | 0 | 0 | 0 | 0 | 0 | 1 | 0 | 0 | 0 | 0 | 0 | 0 | 0 | 0 | 0 | 0 | 0 | 0 | 0 | 0 | 0 | 0 | 0 | 0 | 0 | 2237.1569
2025-02-25 | 3090.381 | 20.04 | 0 | 0 | 0 | 0 | 0 | 0 | 0 | 1 | 0 | 0 | 0 | 0 | 0 | 0 | 0 | 0 | 0 | 0 | 0 | 0 | 0 | 0 | 0 | 0 | 0 | 0 | 2343.1613
2025-02-25 | 3408.568 | 20.21 | 0 | 0 | 0 | 0 | 0 | 0 | 0 | 0 | 1 | 0 | 0 | 0 | 0 | 0 | 0 | 0 | 0 | 0 | 0 | 0 | 0 | 0 | 0 | 0 | 0 | 0 | 2549.1123
2025-02-25 | 3878.666 | 20.28 | 0 | 0 | 0 | 0 | 0 | 0 | 0 | 0 | 0 | 1 | 0 | 0 | 0 | 0 | 0 | 0 | 0 | 0 | 0 | 0 | 0 | 0 | 0 | 0 | 0 | 0 | 2768.626
2025-02-25 | 4463.119 | 20.05 | 0 | 0 | 0 | 0 | 0 | 0 | 0 | 0 | 0 | 0 | 1 | 0 | 0 | 0 | 0 | 0 | 0 | 0 | 0 | 0 | 0 | 0 | 0 | 0 | 0 | 0 | 2995.3634
2025-02-25 | 4797.01 | 19.52 | 0 | 0 | 0 | 0 | 0 | 0 | 0 | 0 | 0 | 0 | 0 | 1 | 0 | 0 | 0 | 0 | 0 | 0 | 0 | 0 | 0 | 0 | 0 | 0 | 0 | 0 | 3155.4888
2025-02-25 | 4970.638 | 18.64 | 0 | 0 | 0 | 0 | 0 | 0 | 0 | 0 | 0 | 0 | 0 | 0 | 1 | 0 | 0 | 0 | 0 | 0 | 0 | 0 | 0 | 0 | 0 | 0 | 0 | 0 | 3226.0477
2025-02-25 | 5075.085 | 17.53 | 0 | 0 | 0 | 0 | 0 | 0 | 0 | 0 | 0 | 0 | 0 | 0 | 0 | 1 | 0 | 0 | 0 | 0 | 0 | 0 | 0 | 0 | 0 | 0 | 0 | 0 | 3192.0429
2025-02-25 | 5049.831 | 16.98 | 0 | 0 | 0 | 0 | 0 | 0 | 0 | 0 | 0 | 0 | 0 | 0 | 0 | 0 | 1 | 0 | 0 | 0 | 0 | 0 | 0 | 0 | 0 | 0 | 0 | 0 | 3151.7916
2025-02-25 | 4983.796 | 16.73 | 0 | 0 | 0 | 0 | 0 | 0 | 0 | 0 | 0 | 0 | 0 | 0 | 0 | 0 | 0 | 1 | 0 | 0 | 0 | 0 | 0 | 0 | 0 | 0 | 0 | 0 | 3119.0194
2025-02-25 | 4966.028 | 16.64 | 0 | 0 | 0 | 0 | 0 | 0 | 0 | 0 | 0 | 0 | 0 | 0 | 0 | 0 | 0 | 0 | 1 | 0 | 0 | 0 | 0 | 0 | 0 | 0 | 0 | 0 | 3059.6101
2025-02-25 | 4904.284 | 16.78 | 0 | 0 | 0 | 0 | 0 | 0 | 0 | 0 | 0 | 0 | 0 | 0 | 0 | 0 | 0 | 0 | 0 | 1 | 0 | 0 | 0 | 0 | 0 | 0 | 0 | 0 | 2946.668
2025-02-25 | 4750.1 | 17.03 | 0 | 0 | 0 | 0 | 0 | 0 | 0 | 0 | 0 | 0 | 0 | 0 | 0 | 0 | 0 | 0 | 0 | 0 | 1 | 0 | 0 | 0 | 0 | 0 | 0 | 0 | 2791.1594
2025-02-25 | 4372.004 | 17.46 | 0 | 0 | 0 | 0 | 0 | 0 | 0 | 0 | 0 | 0 | 0 | 0 | 0 | 0 | 0 | 0 | 0 | 0 | 0 | 1 | 0 | 0 | 0 | 0 | 0 | 0 | 2679.6902
2025-02-25 | 4174.71 | 18.17 | 0 | 0 | 0 | 0 | 0 | 0 | 0 | 0 | 0 | 0 | 0 | 0 | 0 | 0 | 0 | 0 | 0 | 0 | 0 | 0 | 1 | 0 | 0 | 0 | 0 | 0 | 2644.0936
2025-02-25 | 3866.208 | 18.62 | 0 | 0 | 0 | 0 | 0 | 0 | 0 | 0 | 0 | 0 | 0 | 0 | 0 | 0 | 0 | 0 | 0 | 0 | 0 | 0 | 0 | 1 | 0 | 0 | 0 | 0 | 2601.5432
2025-02-25 | 3634.931 | 19.08 | 0 | 0 | 0 | 0 | 0 | 0 | 0 | 0 | 0 | 0 | 0 | 0 | 0 | 0 | 0 | 0 | 0 | 0 | 0 | 0 | 0 | 0 | 1 | 0 | 0 | 0 | 2519.4279
2025-02-25 | 3357.721 | 19.32 | 0 | 0 | 0 | 0 | 0 | 0 | 0 | 0 | 0 | 0 | 0 | 0 | 0 | 0 | 0 | 0 | 0 | 0 | 0 | 0 | 0 | 0 | 0 | 1 | 0 | 0 | 2403.5673
2025-02-25 | 3161.075 | 19.45 | 0 | 0 | 0 | 0 | 0 | 0 | 0 | 0 | 0 | 0 | 0 | 0 | 0 | 0 | 0 | 0 | 0 | 0 | 0 | 0 | 0 | 0 | 0 | 0 | 1 | 0 | 2300.5318
2025-02-25 | 3027.734 | 19.76 | 0 | 0 | 0 | 0 | 0 | 0 | 0 | 0 | 0 | 0 | 0 | 0 | 0 | 0 | 0 | 0 | 0 | 0 | 0 | 0 | 0 | 0 | 0 | 0 | 0 | 1 | 2233.4804
2025-02-26 | 2944.685 | 19.77 | 0 | 0 | 1 | 0 | 0 | 0 | 0 | 0 | 0 | 0 | 0 | 0 | 0 | 0 | 0 | 0 | 0 | 0 | 0 | 0 | 0 | 0 | 0 | 0 | 0 | 0 | 2198.5937
2025-02-26 | 2922.267 | 20.35 | 0 | 0 | 0 | 1 | 0 | 0 | 0 | 0 | 0 | 0 | 0 | 0 | 0 | 0 | 0 | 0 | 0 | 0 | 0 | 0 | 0 | 0 | 0 | 0 | 0 | 0 | 2193.0135
2025-02-26 | 2943.703 | 20.94 | 0 | 0 | 0 | 0 | 1 | 0 | 0 | 0 | 0 | 0 | 0 | 0 | 0 | 0 | 0 | 0 | 0 | 0 | 0 | 0 | 0 | 0 | 0 | 0 | 0 | 0 | 2205.3705
2025-02-26 | 2946.592 | 21.55 | 0 | 0 | 0 | 0 | 0 | 1 | 0 | 0 | 0 | 0 | 0 | 0 | 0 | 0 | 0 | 0 | 0 | 0 | 0 | 0 | 0 | 0 | 0 | 0 | 0 | 0 | 2247.0298
2025-02-26 | 3020.522 | 21.95 | 0 | 0 | 0 | 0 | 0 | 0 | 1 | 0 | 0 | 0 | 0 | 0 | 0 | 0 | 0 | 0 | 0 | 0 | 0 | 0 | 0 | 0 | 0 | 0 | 0 | 0 | 2303.389
2025-02-26 | 3095.77 | 22.56 | 0 | 0 | 0 | 0 | 0 | 0 | 0 | 1 | 0 | 0 | 0 | 0 | 0 | 0 | 0 | 0 | 0 | 0 | 0 | 0 | 0 | 0 | 0 | 0 | 0 | 0 | 2427.8846
2025-02-26 | 3359.011 | 22.11 | 0 | 0 | 0 | 0 | 0 | 0 | 0 | 0 | 1 | 0 | 0 | 0 | 0 | 0 | 0 | 0 | 0 | 0 | 0 | 0 | 0 | 0 | 0 | 0 | 0 | 0 | 2612.991
2025-02-26 | 3805.127 | 22.23 | 0 | 0 | 0 | 0 | 0 | 0 | 0 | 0 | 0 | 1 | 0 | 0 | 0 | 0 | 0 | 0 | 0 | 0 | 0 | 0 | 0 | 0 | 0 | 0 | 0 | 0 | 2834.1856
2025-02-26 | 4335.021 | 21.52 | 0 | 0 | 0 | 0 | 0 | 0 | 0 | 0 | 0 | 0 | 1 | 0 | 0 | 0 | 0 | 0 | 0 | 0 | 0 | 0 | 0 | 0 | 0 | 0 | 0 | 0 | 3044.7853
2025-02-26 | 4680.497 | 20.11 | 0 | 0 | 0 | 0 | 0 | 0 | 0 | 0 | 0 | 0 | 0 | 1 | 0 | 0 | 0 | 0 | 0 | 0 | 0 | 0 | 0 | 0 | 0 | 0 | 0 | 0 | 3175.3247
2025-02-26 | 4923.773 | 19.01 | 0 | 0 | 0 | 0 | 0 | 0 | 0 | 0 | 0 | 0 | 0 | 0 | 1 | 0 | 0 | 0 | 0 | 0 | 0 | 0 | 0 | 0 | 0 | 0 | 0 | 0 | 3238.4873
2025-02-26 | 5017.667 | 18.12 | 0 | 0 | 0 | 0 | 0 | 0 | 0 | 0 | 0 | 0 | 0 | 0 | 0 | 1 | 0 | 0 | 0 | 0 | 0 | 0 | 0 | 0 | 0 | 0 | 0 | 0 | 3211.8789
2025-02-26 | 4986.874 | 17.69 | 0 | 0 | 0 | 0 | 0 | 0 | 0 | 0 | 0 | 0 | 0 | 0 | 0 | 0 | 1 | 0 | 0 | 0 | 0 | 0 | 0 | 0 | 0 | 0 | 0 | 0 | 3175.662
2025-02-26 | 5009.828 | 17.29 | 0 | 0 | 0 | 0 | 0 | 0 | 0 | 0 | 0 | 0 | 0 | 0 | 0 | 0 | 0 | 1 | 0 | 0 | 0 | 0 | 0 | 0 | 0 | 0 | 0 | 0 | 3137.8468
2025-02-26 | 4965.13 | 16.84 | 0 | 0 | 0 | 0 | 0 | 0 | 0 | 0 | 0 | 0 | 0 | 0 | 0 | 0 | 0 | 0 | 1 | 0 | 0 | 0 | 0 | 0 | 0 | 0 | 0 | 0 | 3066.3341
2025-02-26 | 4864.163 | 16.84 | 0 | 0 | 0 | 0 | 0 | 0 | 0 | 0 | 0 | 0 | 0 | 0 | 0 | 0 | 0 | 0 | 0 | 1 | 0 | 0 | 0 | 0 | 0 | 0 | 0 | 0 | 2948.6852
2025-02-26 | 4667.481 | 17.06 | 0 | 0 | 0 | 0 | 0 | 0 | 0 | 0 | 0 | 0 | 0 | 0 | 0 | 0 | 0 | 0 | 0 | 0 | 1 | 0 | 0 | 0 | 0 | 0 | 0 | 0 | 2792.168
2025-02-26 | 4296.852 | 17.72 | 0 | 0 | 0 | 0 | 0 | 0 | 0 | 0 | 0 | 0 | 0 | 0 | 0 | 0 | 0 | 0 | 0 | 0 | 0 | 1 | 0 | 0 | 0 | 0 | 0 | 0 | 2688.4314
2025-02-26 | 4131.152 | 18.52 | 0 | 0 | 0 | 0 | 0 | 0 | 0 | 0 | 0 | 0 | 0 | 0 | 0 | 0 | 0 | 0 | 0 | 0 | 0 | 0 | 1 | 0 | 0 | 0 | 0 | 0 | 2655.8607
2025-02-26 | 3891.823 | 19.03 | 0 | 0 | 0 | 0 | 0 | 0 | 0 | 0 | 0 | 0 | 0 | 0 | 0 | 0 | 0 | 0 | 0 | 0 | 0 | 0 | 0 | 1 | 0 | 0 | 0 | 0 | 2615.3276
2025-02-26 | 3697.853 | 19.61 | 0 | 0 | 0 | 0 | 0 | 0 | 0 | 0 | 0 | 0 | 0 | 0 | 0 | 0 | 0 | 0 | 0 | 0 | 0 | 0 | 0 | 0 | 1 | 0 | 0 | 0 | 2537.2466
2025-02-26 | 3443.675 | 19.5 | 0 | 0 | 0 | 0 | 0 | 0 | 0 | 0 | 0 | 0 | 0 | 0 | 0 | 0 | 0 | 0 | 0 | 0 | 0 | 0 | 0 | 0 | 0 | 1 | 0 | 0 | 2409.6189
2025-02-26 | 3132.008 | 19.61 | 0 | 0 | 0 | 0 | 0 | 0 | 0 | 0 | 0 | 0 | 0 | 0 | 0 | 0 | 0 | 0 | 0 | 0 | 0 | 0 | 0 | 0 | 0 | 0 | 1 | 0 | 2305.911
2025-02-26 | 3022.086 | 19.63 | 0 | 0 | 0 | 0 | 0 | 0 | 0 | 0 | 0 | 0 | 0 | 0 | 0 | 0 | 0 | 0 | 0 | 0 | 0 | 0 | 0 | 0 | 0 | 0 | 0 | 1 | 2229.1098
2025-02-27 | 2945.495 | 20.09 | 0 | 0 | 1 | 0 | 0 | 0 | 0 | 0 | 0 | 0 | 0 | 0 | 0 | 0 | 0 | 0 | 0 | 0 | 0 | 0 | 0 | 0 | 0 | 0 | 0 | 0 | 2209.3523
2025-02-27 | 2917.305 | 20.28 | 0 | 0 | 0 | 1 | 0 | 0 | 0 | 0 | 0 | 0 | 0 | 0 | 0 | 0 | 0 | 0 | 0 | 0 | 0 | 0 | 0 | 0 | 0 | 0 | 0 | 0 | 2190.6601
2025-02-27 | 2889.548 | 20.4 | 0 | 0 | 0 | 0 | 1 | 0 | 0 | 0 | 0 | 0 | 0 | 0 | 0 | 0 | 0 | 0 | 0 | 0 | 0 | 0 | 0 | 0 | 0 | 0 | 0 | 0 | 2187.2155
2025-02-27 | 2905.198 | 20.51 | 0 | 0 | 0 | 0 | 0 | 1 | 0 | 0 | 0 | 0 | 0 | 0 | 0 | 0 | 0 | 0 | 0 | 0 | 0 | 0 | 0 | 0 | 0 | 0 | 0 | 0 | 2212.0646
2025-02-27 | 2994.611 | 20.78 | 0 | 0 | 0 | 0 | 0 | 0 | 1 | 0 | 0 | 0 | 0 | 0 | 0 | 0 | 0 | 0 | 0 | 0 | 0 | 0 | 0 | 0 | 0 | 0 | 0 | 0 | 2264.0532
2025-02-27 | 3047.795 | 20.53 | 0 | 0 | 0 | 0 | 0 | 0 | 0 | 1 | 0 | 0 | 0 | 0 | 0 | 0 | 0 | 0 | 0 | 0 | 0 | 0 | 0 | 0 | 0 | 0 | 0 | 0 | 2359.6353
2025-02-27 | 3355.688 | 20.63 | 0 | 0 | 0 | 0 | 0 | 0 | 0 | 0 | 1 | 0 | 0 | 0 | 0 | 0 | 0 | 0 | 0 | 0 | 0 | 0 | 0 | 0 | 0 | 0 | 0 | 0 | 2563.2329
2025-02-27 | 3821.242 | 20.59 | 0 | 0 | 0 | 0 | 0 | 0 | 0 | 0 | 0 | 1 | 0 | 0 | 0 | 0 | 0 | 0 | 0 | 0 | 0 | 0 | 0 | 0 | 0 | 0 | 0 | 0 | 2779.0483
2025-02-27 | 4414.155 | 19.7 | 0 | 0 | 0 | 0 | 0 | 0 | 0 | 0 | 0 | 0 | 1 | 0 | 0 | 0 | 0 | 0 | 0 | 0 | 0 | 0 | 0 | 0 | 0 | 0 | 0 | 0 | 2983.5963
2025-02-27 | 4858.956 | 18.48 | 0 | 0 | 0 | 0 | 0 | 0 | 0 | 0 | 0 | 0 | 0 | 1 | 0 | 0 | 0 | 0 | 0 | 0 | 0 | 0 | 0 | 0 | 0 | 0 | 0 | 0 | 3120.5236
2025-02-27 | 5111.376 | 17.18 | 0 | 0 | 0 | 0 | 0 | 0 | 0 | 0 | 0 | 0 | 0 | 0 | 1 | 0 | 0 | 0 | 0 | 0 | 0 | 0 | 0 | 0 | 0 | 0 | 0 | 0 | 3176.9621
2025-02-27 | 5169.397 | 16.21 | 0 | 0 | 0 | 0 | 0 | 0 | 0 | 0 | 0 | 0 | 0 | 0 | 0 | 1 | 0 | 0 | 0 | 0 | 0 | 0 | 0 | 0 | 0 | 0 | 0 | 0 | 3147.664
2025-02-27 | 5065.6 | 15.82 | 0 | 0 | 0 | 0 | 0 | 0 | 0 | 0 | 0 | 0 | 0 | 0 | 0 | 0 | 1 | 0 | 0 | 0 | 0 | 0 | 0 | 0 | 0 | 0 | 0 | 0 | 3112.792
2025-02-27 | 5024.058 | 15.43 | 0 | 0 | 0 | 0 | 0 | 0 | 0 | 0 | 0 | 0 | 0 | 0 | 0 | 0 | 0 | 1 | 0 | 0 | 0 | 0 | 0 | 0 | 0 | 0 | 0 | 0 | 3075.313
2025-02-27 | 5133.807 | 15.15 | 0 | 0 | 0 | 0 | 0 | 0 | 0 | 0 | 0 | 0 | 0 | 0 | 0 | 0 | 0 | 0 | 1 | 0 | 0 | 0 | 0 | 0 | 0 | 0 | 0 | 0 | 3009.5158
2025-02-27 | 5056.805 | 15.21 | 0 | 0 | 0 | 0 | 0 | 0 | 0 | 0 | 0 | 0 | 0 | 0 | 0 | 0 | 0 | 0 | 0 | 1 | 0 | 0 | 0 | 0 | 0 | 0 | 0 | 0 | 2893.8841
2025-02-27 | 4910.911 | 15.45 | 0 | 0 | 0 | 0 | 0 | 0 | 0 | 0 | 0 | 0 | 0 | 0 | 0 | 0 | 0 | 0 | 0 | 0 | 1 | 0 | 0 | 0 | 0 | 0 | 0 | 0 | 2738.0392
2025-02-27 | 4485.34 | 16.19 | 0 | 0 | 0 | 0 | 0 | 0 | 0 | 0 | 0 | 0 | 0 | 0 | 0 | 0 | 0 | 0 | 0 | 0 | 0 | 1 | 0 | 0 | 0 | 0 | 0 | 0 | 2636.9923
2025-02-27 | 4243.991 | 16.68 | 0 | 0 | 0 | 0 | 0 | 0 | 0 | 0 | 0 | 0 | 0 | 0 | 0 | 0 | 0 | 0 | 0 | 0 | 0 | 0 | 1 | 0 | 0 | 0 | 0 | 0 | 2593.9993
2025-02-27 | 3929.479 | 17.1 | 0 | 0 | 0 | 0 | 0 | 0 | 0 | 0 | 0 | 0 | 0 | 0 | 0 | 0 | 0 | 0 | 0 | 0 | 0 | 0 | 0 | 1 | 0 | 0 | 0 | 0 | 2550.4403
2025-02-27 | 3715.317 | 17.31 | 0 | 0 | 0 | 0 | 0 | 0 | 0 | 0 | 0 | 0 | 0 | 0 | 0 | 0 | 0 | 0 | 0 | 0 | 0 | 0 | 0 | 0 | 1 | 0 | 0 | 0 | 2459.9199
2025-02-27 | 3434.534 | 17.62 | 0 | 0 | 0 | 0 | 0 | 0 | 0 | 0 | 0 | 0 | 0 | 0 | 0 | 0 | 0 | 0 | 0 | 0 | 0 | 0 | 0 | 0 | 0 | 1 | 0 | 0 | 2346.4127
2025-02-27 | 3225.247 | 17.8 | 0 | 0 | 0 | 0 | 0 | 0 | 0 | 0 | 0 | 0 | 0 | 0 | 0 | 0 | 0 | 0 | 0 | 0 | 0 | 0 | 0 | 0 | 0 | 0 | 1 | 0 | 2245.0583
2025-02-27 | 3048.988 | 18.07 | 0 | 0 | 0 | 0 | 0 | 0 | 0 | 0 | 0 | 0 | 0 | 0 | 0 | 0 | 0 | 0 | 0 | 0 | 0 | 0 | 0 | 0 | 0 | 0 | 0 | 1 | 2176.6621
2025-02-28 | 2951.189 | 18.36 | 0 | 0 | 1 | 0 | 0 | 0 | 0 | 0 | 0 | 0 | 0 | 0 | 0 | 0 | 0 | 0 | 0 | 0 | 0 | 0 | 0 | 0 | 0 | 0 | 0 | 0 | 2151.1891
2025-02-28 | 2966.307 | 18.63 | 0 | 0 | 0 | 1 | 0 | 0 | 0 | 0 | 0 | 0 | 0 | 0 | 0 | 0 | 0 | 0 | 0 | 0 | 0 | 0 | 0 | 0 | 0 | 0 | 0 | 0 | 2135.1866
2025-02-28 | 3002.852 | 19.16 | 0 | 0 | 0 | 0 | 1 | 0 | 0 | 0 | 0 | 0 | 0 | 0 | 0 | 0 | 0 | 0 | 0 | 0 | 0 | 0 | 0 | 0 | 0 | 0 | 0 | 0 | 2145.5263
2025-02-28 | 3030.822 | 19.41 | 0 | 0 | 0 | 0 | 0 | 1 | 0 | 0 | 0 | 0 | 0 | 0 | 0 | 0 | 0 | 0 | 0 | 0 | 0 | 0 | 0 | 0 | 0 | 0 | 0 | 0 | 2175.0823
2025-02-28 | 3100.573 | 19.66 | 0 | 0 | 0 | 0 | 0 | 0 | 1 | 0 | 0 | 0 | 0 | 0 | 0 | 0 | 0 | 0 | 0 | 0 | 0 | 0 | 0 | 0 | 0 | 0 | 0 | 0 | 2226.3984
2025-02-28 | 3192.556 | 19.85 | 0 | 0 | 0 | 0 | 0 | 0 | 0 | 1 | 0 | 0 | 0 | 0 | 0 | 0 | 0 | 0 | 0 | 0 | 0 | 0 | 0 | 0 | 0 | 0 | 0 | 0 | 2336.7735
2025-02-28 | 3450.617 | 19.96 | 0 | 0 | 0 | 0 | 0 | 0 | 0 | 0 | 1 | 0 | 0 | 0 | 0 | 0 | 0 | 0 | 0 | 0 | 0 | 0 | 0 | 0 | 0 | 0 | 0 | 0 | 2540.7073
2025-02-28 | 3859.564 | 19.94 | 0 | 0 | 0 | 0 | 0 | 0 | 0 | 0 | 0 | 1 | 0 | 0 | 0 | 0 | 0 | 0 | 0 | 0 | 0 | 0 | 0 | 0 | 0 | 0 | 0 | 0 | 2757.1951
2025-02-28 | 4425.055 | 19.54 | 0 | 0 | 0 | 0 | 0 | 0 | 0 | 0 | 0 | 0 | 1 | 0 | 0 | 0 | 0 | 0 | 0 | 0 | 0 | 0 | 0 | 0 | 0 | 0 | 0 | 0 | 2978.2171
2025-02-28 | 4831.037 | 18.57 | 0 | 0 | 0 | 0 | 0 | 0 | 0 | 0 | 0 | 0 | 0 | 1 | 0 | 0 | 0 | 0 | 0 | 0 | 0 | 0 | 0 | 0 | 0 | 0 | 0 | 0 | 3123.5494
2025-02-28 | 5141.509 | 17.1 | 0 | 0 | 0 | 0 | 0 | 0 | 0 | 0 | 0 | 0 | 0 | 0 | 1 | 0 | 0 | 0 | 0 | 0 | 0 | 0 | 0 | 0 | 0 | 0 | 0 | 0 | 3174.2724
2025-02-28 | 5267.505 | 15.29 | 0 | 0 | 0 | 0 | 0 | 0 | 0 | 0 | 0 | 0 | 0 | 0 | 0 | 1 | 0 | 0 | 0 | 0 | 0 | 0 | 0 | 0 | 0 | 0 | 0 | 0 | 3116.7333
2025-02-28 | 5188.107 | 14.84 | 0 | 0 | 0 | 0 | 0 | 0 | 0 | 0 | 0 | 0 | 0 | 0 | 0 | 0 | 1 | 0 | 0 | 0 | 0 | 0 | 0 | 0 | 0 | 0 | 0 | 0 | 3079.8441
2025-02-28 | 5117.104 | 15.29 | 0 | 0 | 0 | 0 | 0 | 0 | 0 | 0 | 0 | 0 | 0 | 0 | 0 | 0 | 0 | 1 | 0 | 0 | 0 | 0 | 0 | 0 | 0 | 0 | 0 | 0 | 3070.6061
2025-02-28 | 5085.531 | 15.4 | 0 | 0 | 0 | 0 | 0 | 0 | 0 | 0 | 0 | 0 | 0 | 0 | 0 | 0 | 0 | 0 | 1 | 0 | 0 | 0 | 0 | 0 | 0 | 0 | 0 | 0 | 3017.9209
2025-02-28 | 5024.762 | 15.46 | 0 | 0 | 0 | 0 | 0 | 0 | 0 | 0 | 0 | 0 | 0 | 0 | 0 | 0 | 0 | 0 | 0 | 1 | 0 | 0 | 0 | 0 | 0 | 0 | 0 | 0 | 2902.2891
2025-02-28 | 4804.418 | 15.48 | 0 | 0 | 0 | 0 | 0 | 0 | 0 | 0 | 0 | 0 | 0 | 0 | 0 | 0 | 0 | 0 | 0 | 0 | 1 | 0 | 0 | 0 | 0 | 0 | 0 | 0 | 2739.0479
2025-02-28 | 4442.21 | 15.79 | 0 | 0 | 0 | 0 | 0 | 0 | 0 | 0 | 0 | 0 | 0 | 0 | 0 | 0 | 0 | 0 | 0 | 0 | 0 | 1 | 0 | 0 | 0 | 0 | 0 | 0 | 2623.5442
2025-02-28 | 4276.041 | 16.21 | 0 | 0 | 0 | 0 | 0 | 0 | 0 | 0 | 0 | 0 | 0 | 0 | 0 | 0 | 0 | 0 | 0 | 0 | 0 | 0 | 1 | 0 | 0 | 0 | 0 | 0 | 2578.1977
2025-02-28 | 4029.851 | 16.85 | 0 | 0 | 0 | 0 | 0 | 0 | 0 | 0 | 0 | 0 | 0 | 0 | 0 | 0 | 0 | 0 | 0 | 0 | 0 | 0 | 0 | 1 | 0 | 0 | 0 | 0 | 2542.0353
2025-02-28 | 3804.688 | 17.27 | 0 | 0 | 0 | 0 | 0 | 0 | 0 | 0 | 0 | 0 | 0 | 0 | 0 | 0 | 0 | 0 | 0 | 0 | 0 | 0 | 0 | 0 | 1 | 0 | 0 | 0 | 2458.5751
2025-02-28 | 3566.792 | 17.41 | 0 | 0 | 0 | 0 | 0 | 0 | 0 | 0 | 0 | 0 | 0 | 0 | 0 | 0 | 0 | 0 | 0 | 0 | 0 | 0 | 0 | 0 | 0 | 1 | 0 | 0 | 2339.3525
2025-02-28 | 3307.055 | 17.41 | 0 | 0 | 0 | 0 | 0 | 0 | 0 | 0 | 0 | 0 | 0 | 0 | 0 | 0 | 0 | 0 | 0 | 0 | 0 | 0 | 0 | 0 | 0 | 0 | 1 | 0 | 2231.9463
2025-02-28 | 3131.654 | 17.44 | 0 | 0 | 0 | 0 | 0 | 0 | 0 | 0 | 0 | 0 | 0 | 0 | 0 | 0 | 0 | 0 | 0 | 0 | 0 | 0 | 0 | 0 | 0 | 0 | 0 | 1 | 2155.4813
2025-03-01 | 3005.356 | 19.4 | 0 | 1 | 1 | 0 | 0 | 0 | 0 | 0 | 0 | 0 | 0 | 0 | 0 | 0 | 0 | 0 | 0 | 0 | 0 | 0 | 0 | 0 | 0 | 0 | 0 | 0 | 1921.0011
2025-03-01 | 2939.153 | 19.37 | 0 | 1 | 0 | 1 | 0 | 0 | 0 | 0 | 0 | 0 | 0 | 0 | 0 | 0 | 0 | 0 | 0 | 0 | 0 | 0 | 0 | 0 | 0 | 0 | 0 | 0 | 1894.9125
2025-03-01 | 2946.341 | 19.43 | 0 | 1 | 0 | 0 | 1 | 0 | 0 | 0 | 0 | 0 | 0 | 0 | 0 | 0 | 0 | 0 | 0 | 0 | 0 | 0 | 0 | 0 | 0 | 0 | 0 | 0 | 1889.4507
2025-03-01 | 2973.606 | 20.06 | 0 | 1 | 0 | 0 | 0 | 1 | 0 | 0 | 0 | 0 | 0 | 0 | 0 | 0 | 0 | 0 | 0 | 0 | 0 | 0 | 0 | 0 | 0 | 0 | 0 | 0 | 1931.7824
2025-03-01 | 2990.791 | 20.43 | 0 | 1 | 0 | 0 | 0 | 0 | 1 | 0 | 0 | 0 | 0 | 0 | 0 | 0 | 0 | 0 | 0 | 0 | 0 | 0 | 0 | 0 | 0 | 0 | 0 | 0 | 1987.133
2025-03-01 | 3059.493 | 20.96 | 0 | 1 | 0 | 0 | 0 | 0 | 0 | 1 | 0 | 0 | 0 | 0 | 0 | 0 | 0 | 0 | 0 | 0 | 0 | 0 | 0 | 0 | 0 | 0 | 0 | 0 | 2108.939
2025-03-01 | 3195.749 | 20.98 | 0 | 1 | 0 | 0 | 0 | 0 | 0 | 0 | 1 | 0 | 0 | 0 | 0 | 0 | 0 | 0 | 0 | 0 | 0 | 0 | 0 | 0 | 0 | 0 | 0 | 0 | 2309.8469
2025-03-01 | 3378.519 | 20.97 | 0 | 1 | 0 | 0 | 0 | 0 | 0 | 0 | 0 | 1 | 0 | 0 | 0 | 0 | 0 | 0 | 0 | 0 | 0 | 0 | 0 | 0 | 0 | 0 | 0 | 0 | 2526.6709
2025-03-01 | 3697.563 | 20.5 | 0 | 1 | 0 | 0 | 0 | 0 | 0 | 0 | 0 | 0 | 1 | 0 | 0 | 0 | 0 | 0 | 0 | 0 | 0 | 0 | 0 | 0 | 0 | 0 | 0 | 0 | 2745.3395
2025-03-01 | 4129.133 | 19.55 | 0 | 1 | 0 | 0 | 0 | 0 | 0 | 0 | 0 | 0 | 0 | 1 | 0 | 0 | 0 | 0 | 0 | 0 | 0 | 0 | 0 | 0 | 0 | 0 | 0 | 0 | 2891.3443
2025-03-01 | 4480.466 | 18.49 | 0 | 1 | 0 | 0 | 0 | 0 | 0 | 0 | 0 | 0 | 0 | 0 | 1 | 0 | 0 | 0 | 0 | 0 | 0 | 0 | 0 | 0 | 0 | 0 | 0 | 0 | 2955.8516
2025-03-01 | 4557.702 | 17.58 | 0 | 1 | 0 | 0 | 0 | 0 | 0 | 0 | 0 | 0 | 0 | 0 | 0 | 1 | 0 | 0 | 0 | 0 | 0 | 0 | 0 | 0 | 0 | 0 | 0 | 0 | 2928.5708
2025-03-01 | 4569.968 | 17.12 | 0 | 1 | 0 | 0 | 0 | 0 | 0 | 0 | 0 | 0 | 0 | 0 | 0 | 0 | 1 | 0 | 0 | 0 | 0 | 0 | 0 | 0 | 0 | 0 | 0 | 0 | 2891.3453
2025-03-01 | 4542.211 | 16.68 | 0 | 1 | 0 | 0 | 0 | 0 | 0 | 0 | 0 | 0 | 0 | 0 | 0 | 0 | 0 | 1 | 0 | 0 | 0 | 0 | 0 | 0 | 0 | 0 | 0 | 0 | 2852.1853
2025-03-01 | 4526.788 | 16.68 | 0 | 1 | 0 | 0 | 0 | 0 | 0 | 0 | 0 | 0 | 0 | 0 | 0 | 0 | 0 | 0 | 1 | 0 | 0 | 0 | 0 | 0 | 0 | 0 | 0 | 0 | 2795.8018
2025-03-01 | 4347.461 | 16.52 | 0 | 1 | 0 | 0 | 0 | 0 | 0 | 0 | 0 | 0 | 0 | 0 | 0 | 0 | 0 | 0 | 0 | 1 | 0 | 0 | 0 | 0 | 0 | 0 | 0 | 0 | 2672.7736
2025-03-01 | 4219.061 | 17.02 | 0 | 1 | 0 | 0 | 0 | 0 | 0 | 0 | 0 | 0 | 0 | 0 | 0 | 0 | 0 | 0 | 0 | 0 | 1 | 0 | 0 | 0 | 0 | 0 | 0 | 0 | 2525.6701
2025-03-01 | 4208.793 | 17.68 | 0 | 1 | 0 | 0 | 0 | 0 | 0 | 0 | 0 | 0 | 0 | 0 | 0 | 0 | 0 | 0 | 0 | 0 | 0 | 1 | 0 | 0 | 0 | 0 | 0 | 0 | 2421.9335
2025-03-01 | 4303.319 | 18.23 | 0 | 1 | 0 | 0 | 0 | 0 | 0 | 0 | 0 | 0 | 0 | 0 | 0 | 0 | 0 | 0 | 0 | 0 | 0 | 0 | 1 | 0 | 0 | 0 | 0 | 0 | 2380.9577
2025-03-01 | 4214.409 | 18.81 | 0 | 1 | 0 | 0 | 0 | 0 | 0 | 0 | 0 | 0 | 0 | 0 | 0 | 0 | 0 | 0 | 0 | 0 | 0 | 0 | 0 | 1 | 0 | 0 | 0 | 0 | 2342.778
2025-03-01 | 4096.494 | 19.53 | 0 | 1 | 0 | 0 | 0 | 0 | 0 | 0 | 0 | 0 | 0 | 0 | 0 | 0 | 0 | 0 | 0 | 0 | 0 | 0 | 0 | 0 | 1 | 0 | 0 | 0 | 2269.4039
2025-03-01 | 3882.912 | 19.83 | 0 | 1 | 0 | 0 | 0 | 0 | 0 | 0 | 0 | 0 | 0 | 0 | 0 | 0 | 0 | 0 | 0 | 0 | 0 | 0 | 0 | 0 | 0 | 1 | 0 | 0 | 2155.5606
2025-03-01 | 3696.606 | 20.36 | 0 | 1 | 0 | 0 | 0 | 0 | 0 | 0 | 0 | 0 | 0 | 0 | 0 | 0 | 0 | 0 | 0 | 0 | 0 | 0 | 0 | 0 | 0 | 0 | 1 | 0 | 2065.9732
2025-03-01 | 3553.831 | 20.76 | 0 | 1 | 0 | 0 | 0 | 0 | 0 | 0 | 0 | 0 | 0 | 0 | 0 | 0 | 0 | 0 | 0 | 0 | 0 | 0 | 0 | 0 | 0 | 0 | 0 | 1 | 2001.9477
2025-03-02 | 3489.913 | 21.23 | 0 | 1 | 1 | 0 | 0 | 0 | 0 | 0 | 0 | 0 | 0 | 0 | 0 | 0 | 0 | 0 | 0 | 0 | 0 | 0 | 0 | 0 | 0 | 0 | 0 | 0 | 1982.5263
2025-03-02 | 3431.874 | 21.75 | 0 | 1 | 0 | 1 | 0 | 0 | 0 | 0 | 0 | 0 | 0 | 0 | 0 | 0 | 0 | 0 | 0 | 0 | 0 | 0 | 0 | 0 | 0 | 0 | 0 | 0 | 1974.9289
2025-03-02 | 3458.364 | 22.27 | 0 | 1 | 0 | 0 | 1 | 0 | 0 | 0 | 0 | 0 | 0 | 0 | 0 | 0 | 0 | 0 | 0 | 0 | 0 | 0 | 0 | 0 | 0 | 0 | 0 | 0 | 1984.9325
2025-03-02 | 3507.754 | 22.46 | 0 | 1 | 0 | 0 | 0 | 1 | 0 | 0 | 0 | 0 | 0 | 0 | 0 | 0 | 0 | 0 | 0 | 0 | 0 | 0 | 0 | 0 | 0 | 0 | 0 | 0 | 2012.4712
2025-03-02 | 3574.647 | 22.52 | 0 | 1 | 0 | 0 | 0 | 0 | 1 | 0 | 0 | 0 | 0 | 0 | 0 | 0 | 0 | 0 | 0 | 0 | 0 | 0 | 0 | 0 | 0 | 0 | 0 | 0 | 2057.3995
2025-03-02 | 3596.342 | 22.32 | 0 | 1 | 0 | 0 | 0 | 0 | 0 | 1 | 0 | 0 | 0 | 0 | 0 | 0 | 0 | 0 | 0 | 0 | 0 | 0 | 0 | 0 | 0 | 0 | 0 | 0 | 2154.6626
2025-03-02 | 3632.639 | 22.08 | 0 | 1 | 0 | 0 | 0 | 0 | 0 | 0 | 1 | 0 | 0 | 0 | 0 | 0 | 0 | 0 | 0 | 0 | 0 | 0 | 0 | 0 | 0 | 0 | 0 | 0 | 2346.8293
2025-03-02 | 3676.753 | 21.96 | 0 | 1 | 0 | 0 | 0 | 0 | 0 | 0 | 0 | 1 | 0 | 0 | 0 | 0 | 0 | 0 | 0 | 0 | 0 | 0 | 0 | 0 | 0 | 0 | 0 | 0 | 2559.955
2025-03-02 | 3777.407 | 21.71 | 0 | 1 | 0 | 0 | 0 | 0 | 0 | 0 | 0 | 0 | 1 | 0 | 0 | 0 | 0 | 0 | 0 | 0 | 0 | 0 | 0 | 0 | 0 | 0 | 0 | 0 | 2786.0201
2025-03-02 | 3948.391 | 21.2 | 0 | 1 | 0 | 0 | 0 | 0 | 0 | 0 | 0 | 0 | 0 | 1 | 0 | 0 | 0 | 0 | 0 | 0 | 0 | 0 | 0 | 0 | 0 | 0 | 0 | 0 | 2946.8178
2025-03-02 | 4247.238 | 20.57 | 0 | 1 | 0 | 0 | 0 | 0 | 0 | 0 | 0 | 0 | 0 | 0 | 1 | 0 | 0 | 0 | 0 | 0 | 0 | 0 | 0 | 0 | 0 | 0 | 0 | 0 | 3025.7819
2025-03-02 | 4316.105 | 19.76 | 0 | 1 | 0 | 0 | 0 | 0 | 0 | 0 | 0 | 0 | 0 | 0 | 0 | 1 | 0 | 0 | 0 | 0 | 0 | 0 | 0 | 0 | 0 | 0 | 0 | 0 | 3001.8631
2025-03-02 | 4293.146 | 18.72 | 0 | 1 | 0 | 0 | 0 | 0 | 0 | 0 | 0 | 0 | 0 | 0 | 0 | 0 | 1 | 0 | 0 | 0 | 0 | 0 | 0 | 0 | 0 | 0 | 0 | 0 | 2945.1379
2025-03-02 | 4224.963 | 18.31 | 0 | 1 | 0 | 0 | 0 | 0 | 0 | 0 | 0 | 0 | 0 | 0 | 0 | 0 | 0 | 1 | 0 | 0 | 0 | 0 | 0 | 0 | 0 | 0 | 0 | 0 | 2906.9864
2025-03-02 | 4187.272 | 17.92 | 0 | 1 | 0 | 0 | 0 | 0 | 0 | 0 | 0 | 0 | 0 | 0 | 0 | 0 | 0 | 0 | 1 | 0 | 0 | 0 | 0 | 0 | 0 | 0 | 0 | 0 | 2837.491
2025-03-02 | 4105.893 | 17.75 | 0 | 1 | 0 | 0 | 0 | 0 | 0 | 0 | 0 | 0 | 0 | 0 | 0 | 0 | 0 | 0 | 0 | 1 | 0 | 0 | 0 | 0 | 0 | 0 | 0 | 0 | 2714.1266
2025-03-02 | 4153.894 | 17.71 | 0 | 1 | 0 | 0 | 0 | 0 | 0 | 0 | 0 | 0 | 0 | 0 | 0 | 0 | 0 | 0 | 0 | 0 | 1 | 0 | 0 | 0 | 0 | 0 | 0 | 0 | 2548.8681
2025-03-02 | 4038.484 | 17.92 | 0 | 1 | 0 | 0 | 0 | 0 | 0 | 0 | 0 | 0 | 0 | 0 | 0 | 0 | 0 | 0 | 0 | 0 | 0 | 1 | 0 | 0 | 0 | 0 | 0 | 0 | 2430.0024
2025-03-02 | 4152.482 | 18.65 | 0 | 1 | 0 | 0 | 0 | 0 | 0 | 0 | 0 | 0 | 0 | 0 | 0 | 0 | 0 | 0 | 0 | 0 | 0 | 0 | 1 | 0 | 0 | 0 | 0 | 0 | 2395.0782
2025-03-02 | 3994.084 | 19.41 | 0 | 1 | 0 | 0 | 0 | 0 | 0 | 0 | 0 | 0 | 0 | 0 | 0 | 0 | 0 | 0 | 0 | 0 | 0 | 0 | 0 | 1 | 0 | 0 | 0 | 0 | 2362.9502
2025-03-02 | 3905.994 | 19.85 | 0 | 1 | 0 | 0 | 0 | 0 | 0 | 0 | 0 | 0 | 0 | 0 | 0 | 0 | 0 | 0 | 0 | 0 | 0 | 0 | 0 | 0 | 1 | 0 | 0 | 0 | 2280.1624
2025-03-02 | 3726.764 | 19.92 | 0 | 1 | 0 | 0 | 0 | 0 | 0 | 0 | 0 | 0 | 0 | 0 | 0 | 0 | 0 | 0 | 0 | 0 | 0 | 0 | 0 | 0 | 0 | 1 | 0 | 0 | 2158.5864
2025-03-02 | 3560.73 | 20.06 | 0 | 1 | 0 | 0 | 0 | 0 | 0 | 0 | 0 | 0 | 0 | 0 | 0 | 0 | 0 | 0 | 0 | 0 | 0 | 0 | 0 | 0 | 0 | 0 | 1 | 0 | 2055.8871
2025-03-02 | 3427.914 | 20.2 | 0 | 1 | 0 | 0 | 0 | 0 | 0 | 0 | 0 | 0 | 0 | 0 | 0 | 0 | 0 | 0 | 0 | 0 | 0 | 0 | 0 | 0 | 0 | 0 | 0 | 1 | 1983.1203
2025-03-03 | 3352.092 | 20.74 | 0 | 0 | 1 | 0 | 0 | 0 | 0 | 0 | 0 | 0 | 0 | 0 | 0 | 0 | 0 | 0 | 0 | 0 | 0 | 0 | 0 | 0 | 0 | 0 | 0 | 0 | 2231.2055
2025-03-03 | 3338.172 | 21.02 | 0 | 0 | 0 | 1 | 0 | 0 | 0 | 0 | 0 | 0 | 0 | 0 | 0 | 0 | 0 | 0 | 0 | 0 | 0 | 0 | 0 | 0 | 0 | 0 | 0 | 0 | 2215.5391
2025-03-03 | 3334.912 | 21.13 | 0 | 0 | 0 | 0 | 1 | 0 | 0 | 0 | 0 | 0 | 0 | 0 | 0 | 0 | 0 | 0 | 0 | 0 | 0 | 0 | 0 | 0 | 0 | 0 | 0 | 0 | 2211.7584
2025-03-03 | 3426.937 | 21.44 | 0 | 0 | 0 | 0 | 0 | 1 | 0 | 0 | 0 | 0 | 0 | 0 | 0 | 0 | 0 | 0 | 0 | 0 | 0 | 0 | 0 | 0 | 0 | 0 | 0 | 0 | 2243.3315
2025-03-03 | 3465.798 | 21.61 | 0 | 0 | 0 | 0 | 0 | 0 | 1 | 0 | 0 | 0 | 0 | 0 | 0 | 0 | 0 | 0 | 0 | 0 | 0 | 0 | 0 | 0 | 0 | 0 | 0 | 0 | 2291.9581
2025-03-03 | 3598.142 | 21.86 | 0 | 0 | 0 | 0 | 0 | 0 | 0 | 1 | 0 | 0 | 0 | 0 | 0 | 0 | 0 | 0 | 0 | 0 | 0 | 0 | 0 | 0 | 0 | 0 | 0 | 0 | 2404.3503
2025-03-03 | 3812.462 | 21.75 | 0 | 0 | 0 | 0 | 0 | 0 | 0 | 0 | 1 | 0 | 0 | 0 | 0 | 0 | 0 | 0 | 0 | 0 | 0 | 0 | 0 | 0 | 0 | 0 | 0 | 0 | 2600.8876
2025-03-03 | 4243.681 | 21.81 | 0 | 0 | 0 | 0 | 0 | 0 | 0 | 0 | 0 | 1 | 0 | 0 | 0 | 0 | 0 | 0 | 0 | 0 | 0 | 0 | 0 | 0 | 0 | 0 | 0 | 0 | 2820.0651
2025-03-03 | 4843.703 | 21.33 | 0 | 0 | 0 | 0 | 0 | 0 | 0 | 0 | 0 | 0 | 1 | 0 | 0 | 0 | 0 | 0 | 0 | 0 | 0 | 0 | 0 | 0 | 0 | 0 | 0 | 0 | 3038.3974
2025-03-03 | 5291.829 | 20.45 | 0 | 0 | 0 | 0 | 0 | 0 | 0 | 0 | 0 | 0 | 0 | 1 | 0 | 0 | 0 | 0 | 0 | 0 | 0 | 0 | 0 | 0 | 0 | 0 | 0 | 0 | 3186.7557
2025-03-03 | 5487.368 | 19.5 | 0 | 0 | 0 | 0 | 0 | 0 | 0 | 0 | 0 | 0 | 0 | 0 | 1 | 0 | 0 | 0 | 0 | 0 | 0 | 0 | 0 | 0 | 0 | 0 | 0 | 0 | 3254.9612
2025-03-03 | 5485.517 | 18.75 | 0 | 0 | 0 | 0 | 0 | 0 | 0 | 0 | 0 | 0 | 0 | 0 | 0 | 1 | 0 | 0 | 0 | 0 | 0 | 0 | 0 | 0 | 0 | 0 | 0 | 0 | 3233.0597
2025-03-03 | 5355.731 | 18.25 | 0 | 0 | 0 | 0 | 0 | 0 | 0 | 0 | 0 | 0 | 0 | 0 | 0 | 0 | 1 | 0 | 0 | 0 | 0 | 0 | 0 | 0 | 0 | 0 | 0 | 0 | 3194.4894
2025-03-03 | 5228.986 | 17.89 | 0 | 0 | 0 | 0 | 0 | 0 | 0 | 0 | 0 | 0 | 0 | 0 | 0 | 0 | 0 | 1 | 0 | 0 | 0 | 0 | 0 | 0 | 0 | 0 | 0 | 0 | 3158.0189
2025-03-03 | 5224.654 | 17.66 | 0 | 0 | 0 | 0 | 0 | 0 | 0 | 0 | 0 | 0 | 0 | 0 | 0 | 0 | 0 | 0 | 1 | 0 | 0 | 0 | 0 | 0 | 0 | 0 | 0 | 0 | 3093.9028
2025-03-03 | 5148.417 | 17.7 | 0 | 0 | 0 | 0 | 0 | 0 | 0 | 0 | 0 | 0 | 0 | 0 | 0 | 0 | 0 | 0 | 0 | 1 | 0 | 0 | 0 | 0 | 0 | 0 | 0 | 0 | 2977.5987
2025-03-03 | 4860.177 | 17.63 | 0 | 0 | 0 | 0 | 0 | 0 | 0 | 0 | 0 | 0 | 0 | 0 | 0 | 0 | 0 | 0 | 0 | 0 | 1 | 0 | 0 | 0 | 0 | 0 | 0 | 0 | 2811.3315
2025-03-03 | 4439.111 | 17.91 | 0 | 0 | 0 | 0 | 0 | 0 | 0 | 0 | 0 | 0 | 0 | 0 | 0 | 0 | 0 | 0 | 0 | 0 | 0 | 1 | 0 | 0 | 0 | 0 | 0 | 0 | 2694.8193
2025-03-03 | 4241.69 | 18.57 | 0 | 0 | 0 | 0 | 0 | 0 | 0 | 0 | 0 | 0 | 0 | 0 | 0 | 0 | 0 | 0 | 0 | 0 | 0 | 0 | 1 | 0 | 0 | 0 | 0 | 0 | 2657.5417
2025-03-03 | 4121.229 | 19.29 | 0 | 0 | 0 | 0 | 0 | 0 | 0 | 0 | 0 | 0 | 0 | 0 | 0 | 0 | 0 | 0 | 0 | 0 | 0 | 0 | 0 | 1 | 0 | 0 | 0 | 0 | 2624.0689
2025-03-03 | 3848.205 | 19.79 | 0 | 0 | 0 | 0 | 0 | 0 | 0 | 0 | 0 | 0 | 0 | 0 | 0 | 0 | 0 | 0 | 0 | 0 | 0 | 0 | 0 | 0 | 1 | 0 | 0 | 0 | 2543.2983
2025-03-03 | 3595.401 | 19.97 | 0 | 0 | 0 | 0 | 0 | 0 | 0 | 0 | 0 | 0 | 0 | 0 | 0 | 0 | 0 | 0 | 0 | 0 | 0 | 0 | 0 | 0 | 0 | 1 | 0 | 0 | 2425.4205
2025-03-03 | 3343.768 | 20.26 | 0 | 0 | 0 | 0 | 0 | 0 | 0 | 0 | 0 | 0 | 0 | 0 | 0 | 0 | 0 | 0 | 0 | 0 | 0 | 0 | 0 | 0 | 0 | 0 | 1 | 0 | 2327.7643
2025-03-03 | 3244.4 | 20.68 | 0 | 0 | 0 | 0 | 0 | 0 | 0 | 0 | 0 | 0 | 0 | 0 | 0 | 0 | 0 | 0 | 0 | 0 | 0 | 0 | 0 | 0 | 0 | 0 | 0 | 1 | 2264.4111
2025-03-04 | 3131.896 | 20.79 | 0 | 0 | 1 | 0 | 0 | 0 | 0 | 0 | 0 | 0 | 0 | 0 | 0 | 0 | 0 | 0 | 0 | 0 | 0 | 0 | 0 | 0 | 0 | 0 | 0 | 0 | 2232.8865
2025-03-04 | 3116.064 | 20.75 | 0 | 0 | 0 | 1 | 0 | 0 | 0 | 0 | 0 | 0 | 0 | 0 | 0 | 0 | 0 | 0 | 0 | 0 | 0 | 0 | 0 | 0 | 0 | 0 | 0 | 0 | 2206.4616
2025-03-04 | 3080.341 | 20.89 | 0 | 0 | 0 | 0 | 1 | 0 | 0 | 0 | 0 | 0 | 0 | 0 | 0 | 0 | 0 | 0 | 0 | 0 | 0 | 0 | 0 | 0 | 0 | 0 | 0 | 0 | 2203.6895
2025-03-04 | 3102.315 | 21.04 | 0 | 0 | 0 | 0 | 0 | 1 | 0 | 0 | 0 | 0 | 0 | 0 | 0 | 0 | 0 | 0 | 0 | 0 | 0 | 0 | 0 | 0 | 0 | 0 | 0 | 0 | 2229.8834
2025-03-04 | 3137.786 | 21.18 | 0 | 0 | 0 | 0 | 0 | 0 | 1 | 0 | 0 | 0 | 0 | 0 | 0 | 0 | 0 | 0 | 0 | 0 | 0 | 0 | 0 | 0 | 0 | 0 | 0 | 0 | 2277.5013
2025-03-04 | 3143.177 | 21.69 | 0 | 0 | 0 | 0 | 0 | 0 | 0 | 1 | 0 | 0 | 0 | 0 | 0 | 0 | 0 | 0 | 0 | 0 | 0 | 0 | 0 | 0 | 0 | 0 | 0 | 0 | 2398.6349
2025-03-04 | 3458.091 | 21.92 | 0 | 0 | 0 | 0 | 0 | 0 | 0 | 0 | 1 | 0 | 0 | 0 | 0 | 0 | 0 | 0 | 0 | 0 | 0 | 0 | 0 | 0 | 0 | 0 | 0 | 0 | 2606.6031
2025-03-04 | 3922.704 | 22.08 | 0 | 0 | 0 | 0 | 0 | 0 | 0 | 0 | 0 | 1 | 0 | 0 | 0 | 0 | 0 | 0 | 0 | 0 | 0 | 0 | 0 | 0 | 0 | 0 | 0 | 0 | 2829.1426
2025-03-04 | 4523.44 | 21.72 | 0 | 0 | 0 | 0 | 0 | 0 | 0 | 0 | 0 | 0 | 1 | 0 | 0 | 0 | 0 | 0 | 0 | 0 | 0 | 0 | 0 | 0 | 0 | 0 | 0 | 0 | 3051.5094
2025-03-04 | 4953.779 | 20.81 | 0 | 0 | 0 | 0 | 0 | 0 | 0 | 0 | 0 | 0 | 0 | 1 | 0 | 0 | 0 | 0 | 0 | 0 | 0 | 0 | 0 | 0 | 0 | 0 | 0 | 0 | 3198.859
2025-03-04 | 5210.285 | 19.83 | 0 | 0 | 0 | 0 | 0 | 0 | 0 | 0 | 0 | 0 | 0 | 0 | 1 | 0 | 0 | 0 | 0 | 0 | 0 | 0 | 0 | 0 | 0 | 0 | 0 | 0 | 3266.0559
2025-03-04 | 5187.013 | 18.89 | 0 | 0 | 0 | 0 | 0 | 0 | 0 | 0 | 0 | 0 | 0 | 0 | 0 | 1 | 0 | 0 | 0 | 0 | 0 | 0 | 0 | 0 | 0 | 0 | 0 | 0 | 3237.7665
2025-03-04 | 5137.352 | 18.12 | 0 | 0 | 0 | 0 | 0 | 0 | 0 | 0 | 0 | 0 | 0 | 0 | 0 | 0 | 1 | 0 | 0 | 0 | 0 | 0 | 0 | 0 | 0 | 0 | 0 | 0 | 3190.1187
2025-03-04 | 5110.819 | 17.61 | 0 | 0 | 0 | 0 | 0 | 0 | 0 | 0 | 0 | 0 | 0 | 0 | 0 | 0 | 0 | 1 | 0 | 0 | 0 | 0 | 0 | 0 | 0 | 0 | 0 | 0 | 3148.6053
2025-03-04 | 5064.644 | 17.29 | 0 | 0 | 0 | 0 | 0 | 0 | 0 | 0 | 0 | 0 | 0 | 0 | 0 | 0 | 0 | 0 | 1 | 0 | 0 | 0 | 0 | 0 | 0 | 0 | 0 | 0 | 3081.4633
2025-03-04 | 5025.058 | 17.05 | 0 | 0 | 0 | 0 | 0 | 0 | 0 | 0 | 0 | 0 | 0 | 0 | 0 | 0 | 0 | 0 | 0 | 1 | 0 | 0 | 0 | 0 | 0 | 0 | 0 | 0 | 2955.7454
2025-03-04 | 4801.014 | 17.31 | 0 | 0 | 0 | 0 | 0 | 0 | 0 | 0 | 0 | 0 | 0 | 0 | 0 | 0 | 0 | 0 | 0 | 0 | 1 | 0 | 0 | 0 | 0 | 0 | 0 | 0 | 2800.573
2025-03-04 | 4468.314 | 17.51 | 0 | 0 | 0 | 0 | 0 | 0 | 0 | 0 | 0 | 0 | 0 | 0 | 0 | 0 | 0 | 0 | 0 | 0 | 0 | 1 | 0 | 0 | 0 | 0 | 0 | 0 | 2681.3712
2025-03-04 | 4205.645 | 18.32 | 0 | 0 | 0 | 0 | 0 | 0 | 0 | 0 | 0 | 0 | 0 | 0 | 0 | 0 | 0 | 0 | 0 | 0 | 0 | 0 | 1 | 0 | 0 | 0 | 0 | 0 | 2649.1366
2025-03-04 | 4020.006 | 19.37 | 0 | 0 | 0 | 0 | 0 | 0 | 0 | 0 | 0 | 0 | 0 | 0 | 0 | 0 | 0 | 0 | 0 | 0 | 0 | 0 | 0 | 1 | 0 | 0 | 0 | 0 | 2626.7585
2025-03-04 | 3721.766 | 19.84 | 0 | 0 | 0 | 0 | 0 | 0 | 0 | 0 | 0 | 0 | 0 | 0 | 0 | 0 | 0 | 0 | 0 | 0 | 0 | 0 | 0 | 0 | 1 | 0 | 0 | 0 | 2544.9793
2025-03-04 | 3451.294 | 20.24 | 0 | 0 | 0 | 0 | 0 | 0 | 0 | 0 | 0 | 0 | 0 | 0 | 0 | 0 | 0 | 0 | 0 | 0 | 0 | 0 | 0 | 0 | 0 | 1 | 0 | 0 | 2434.498
2025-03-04 | 3215.609 | 20.56 | 0 | 0 | 0 | 0 | 0 | 0 | 0 | 0 | 0 | 0 | 0 | 0 | 0 | 0 | 0 | 0 | 0 | 0 | 0 | 0 | 0 | 0 | 0 | 0 | 1 | 0 | 2337.8504
2025-03-04 | 3058.099 | 20.55 | 0 | 0 | 0 | 0 | 0 | 0 | 0 | 0 | 0 | 0 | 0 | 0 | 0 | 0 | 0 | 0 | 0 | 0 | 0 | 0 | 0 | 0 | 0 | 0 | 0 | 1 | 2260.0405
2025-03-05 | 2966.986 | 20.69 | 0 | 0 | 1 | 0 | 0 | 0 | 0 | 0 | 0 | 0 | 0 | 0 | 0 | 0 | 0 | 0 | 0 | 0 | 0 | 0 | 0 | 0 | 0 | 0 | 0 | 0 | 2229.5244
2025-03-05 | 2920.253 | 21.08 | 0 | 0 | 0 | 1 | 0 | 0 | 0 | 0 | 0 | 0 | 0 | 0 | 0 | 0 | 0 | 0 | 0 | 0 | 0 | 0 | 0 | 0 | 0 | 0 | 0 | 0 | 2217.5563
2025-03-05 | 2881.297 | 21.39 | 0 | 0 | 0 | 0 | 1 | 0 | 0 | 0 | 0 | 0 | 0 | 0 | 0 | 0 | 0 | 0 | 0 | 0 | 0 | 0 | 0 | 0 | 0 | 0 | 0 | 0 | 2220.4997
2025-03-05 | 2921.193 | 21.64 | 0 | 0 | 0 | 0 | 0 | 1 | 0 | 0 | 0 | 0 | 0 | 0 | 0 | 0 | 0 | 0 | 0 | 0 | 0 | 0 | 0 | 0 | 0 | 0 | 0 | 0 | 2250.0556
2025-03-05 | 2951.037 | 21.6 | 0 | 0 | 0 | 0 | 0 | 0 | 1 | 0 | 0 | 0 | 0 | 0 | 0 | 0 | 0 | 0 | 0 | 0 | 0 | 0 | 0 | 0 | 0 | 0 | 0 | 0 | 2291.6219
2025-03-05 | 3043.822 | 21.85 | 0 | 0 | 0 | 0 | 0 | 0 | 0 | 1 | 0 | 0 | 0 | 0 | 0 | 0 | 0 | 0 | 0 | 0 | 0 | 0 | 0 | 0 | 0 | 0 | 0 | 0 | 2404.0141
2025-03-05 | 3270.591 | 22.1 | 0 | 0 | 0 | 0 | 0 | 0 | 0 | 0 | 1 | 0 | 0 | 0 | 0 | 0 | 0 | 0 | 0 | 0 | 0 | 0 | 0 | 0 | 0 | 0 | 0 | 0 | 2612.6547
2025-03-05 | 3717.605 | 21.78 | 0 | 0 | 0 | 0 | 0 | 0 | 0 | 0 | 0 | 1 | 0 | 0 | 0 | 0 | 0 | 0 | 0 | 0 | 0 | 0 | 0 | 0 | 0 | 0 | 0 | 0 | 2819.0565
2025-03-05 | 4357.33 | 20.54 | 0 | 0 | 0 | 0 | 0 | 0 | 0 | 0 | 0 | 0 | 1 | 0 | 0 | 0 | 0 | 0 | 0 | 0 | 0 | 0 | 0 | 0 | 0 | 0 | 0 | 0 | 3011.8374
2025-03-05 | 4716.754 | 19.08 | 0 | 0 | 0 | 0 | 0 | 0 | 0 | 0 | 0 | 0 | 0 | 1 | 0 | 0 | 0 | 0 | 0 | 0 | 0 | 0 | 0 | 0 | 0 | 0 | 0 | 0 | 3140.6958
2025-03-05 | 5030.037 | 18.18 | 0 | 0 | 0 | 0 | 0 | 0 | 0 | 0 | 0 | 0 | 0 | 0 | 1 | 0 | 0 | 0 | 0 | 0 | 0 | 0 | 0 | 0 | 0 | 0 | 0 | 0 | 3210.5824
2025-03-05 | 5176.566 | 17.33 | 0 | 0 | 0 | 0 | 0 | 0 | 0 | 0 | 0 | 0 | 0 | 0 | 0 | 1 | 0 | 0 | 0 | 0 | 0 | 0 | 0 | 0 | 0 | 0 | 0 | 0 | 3185.3188
2025-03-05 | 5111.922 | 16.8 | 0 | 0 | 0 | 0 | 0 | 0 | 0 | 0 | 0 | 0 | 0 | 0 | 0 | 0 | 1 | 0 | 0 | 0 | 0 | 0 | 0 | 0 | 0 | 0 | 0 | 0 | 3145.7399
2025-03-05 | 5167.356 | 16.22 | 0 | 0 | 0 | 0 | 0 | 0 | 0 | 0 | 0 | 0 | 0 | 0 | 0 | 0 | 0 | 1 | 0 | 0 | 0 | 0 | 0 | 0 | 0 | 0 | 0 | 0 | 3101.873
2025-03-05 | 5064.171 | 15.65 | 0 | 0 | 0 | 0 | 0 | 0 | 0 | 0 | 0 | 0 | 0 | 0 | 0 | 0 | 0 | 0 | 1 | 0 | 0 | 0 | 0 | 0 | 0 | 0 | 0 | 0 | 3026.3259
2025-03-05 | 4940.32 | 15.65 | 0 | 0 | 0 | 0 | 0 | 0 | 0 | 0 | 0 | 0 | 0 | 0 | 0 | 0 | 0 | 0 | 0 | 1 | 0 | 0 | 0 | 0 | 0 | 0 | 0 | 0 | 2908.677
2025-03-05 | 4612.72 | 15.68 | 0 | 0 | 0 | 0 | 0 | 0 | 0 | 0 | 0 | 0 | 0 | 0 | 0 | 0 | 0 | 0 | 0 | 0 | 1 | 0 | 0 | 0 | 0 | 0 | 0 | 0 | 2745.7719
2025-03-05 | 4217.344 | 16.5 | 0 | 0 | 0 | 0 | 0 | 0 | 0 | 0 | 0 | 0 | 0 | 0 | 0 | 0 | 0 | 0 | 0 | 0 | 0 | 1 | 0 | 0 | 0 | 0 | 0 | 0 | 2647.4146
2025-03-05 | 4049.266 | 17.09 | 0 | 0 | 0 | 0 | 0 | 0 | 0 | 0 | 0 | 0 | 0 | 0 | 0 | 0 | 0 | 0 | 0 | 0 | 0 | 0 | 1 | 0 | 0 | 0 | 0 | 0 | 2607.7836
2025-03-05 | 3806.751 | 17.69 | 0 | 0 | 0 | 0 | 0 | 0 | 0 | 0 | 0 | 0 | 0 | 0 | 0 | 0 | 0 | 0 | 0 | 0 | 0 | 0 | 0 | 1 | 0 | 0 | 0 | 0 | 2570.2763
2025-03-05 | 3545.168 | 18.04 | 0 | 0 | 0 | 0 | 0 | 0 | 0 | 0 | 0 | 0 | 0 | 0 | 0 | 0 | 0 | 0 | 0 | 0 | 0 | 0 | 0 | 0 | 1 | 0 | 0 | 0 | 2484.4627
2025-03-05 | 3275.265 | 18.25 | 0 | 0 | 0 | 0 | 0 | 0 | 0 | 0 | 0 | 0 | 0 | 0 | 0 | 0 | 0 | 0 | 0 | 0 | 0 | 0 | 0 | 0 | 0 | 1 | 0 | 0 | 2367.5935
2025-03-05 | 3075.212 | 18.55 | 0 | 0 | 0 | 0 | 0 | 0 | 0 | 0 | 0 | 0 | 0 | 0 | 0 | 0 | 0 | 0 | 0 | 0 | 0 | 0 | 0 | 0 | 0 | 0 | 1 | 0 | 2270.2735
2025-03-05 | 2949.372 | 19.03 | 0 | 0 | 0 | 0 | 0 | 0 | 0 | 0 | 0 | 0 | 0 | 0 | 0 | 0 | 0 | 0 | 0 | 0 | 0 | 0 | 0 | 0 | 0 | 0 | 0 | 1 | 2208.9376
2025-03-06 | 2930.286 | 19.62 | 0 | 0 | 1 | 0 | 0 | 0 | 0 | 0 | 0 | 0 | 0 | 0 | 0 | 0 | 0 | 0 | 0 | 0 | 0 | 0 | 0 | 0 | 0 | 0 | 0 | 0 | 2193.5507
2025-03-06 | 2888.758 | 19.97 | 0 | 0 | 0 | 1 | 0 | 0 | 0 | 0 | 0 | 0 | 0 | 0 | 0 | 0 | 0 | 0 | 0 | 0 | 0 | 0 | 0 | 0 | 0 | 0 | 0 | 0 | 2180.2378
2025-03-06 | 2890.387 | 19.93 | 0 | 0 | 0 | 0 | 1 | 0 | 0 | 0 | 0 | 0 | 0 | 0 | 0 | 0 | 0 | 0 | 0 | 0 | 0 | 0 | 0 | 0 | 0 | 0 | 0 | 0 | 2171.414
2025-03-06 | 2890.466 | 19.94 | 0 | 0 | 0 | 0 | 0 | 1 | 0 | 0 | 0 | 0 | 0 | 0 | 0 | 0 | 0 | 0 | 0 | 0 | 0 | 0 | 0 | 0 | 0 | 0 | 0 | 0 | 2192.9011
2025-03-06 | 2997.315 | 19.99 | 0 | 0 | 0 | 0 | 0 | 0 | 1 | 0 | 0 | 0 | 0 | 0 | 0 | 0 | 0 | 0 | 0 | 0 | 0 | 0 | 0 | 0 | 0 | 0 | 0 | 0 | 2237.4931
2025-03-06 | 3082.895 | 20.11 | 0 | 0 | 0 | 0 | 0 | 0 | 0 | 1 | 0 | 0 | 0 | 0 | 0 | 0 | 0 | 0 | 0 | 0 | 0 | 0 | 0 | 0 | 0 | 0 | 0 | 0 | 2345.5148
2025-03-06 | 3297.616 | 20.23 | 0 | 0 | 0 | 0 | 0 | 0 | 0 | 0 | 1 | 0 | 0 | 0 | 0 | 0 | 0 | 0 | 0 | 0 | 0 | 0 | 0 | 0 | 0 | 0 | 0 | 0 | 2549.7847
2025-03-06 | 3851.069 | 19.75 | 0 | 0 | 0 | 0 | 0 | 0 | 0 | 0 | 0 | 1 | 0 | 0 | 0 | 0 | 0 | 0 | 0 | 0 | 0 | 0 | 0 | 0 | 0 | 0 | 0 | 0 | 2750.8072
2025-03-06 | 4359.245 | 18.95 | 0 | 0 | 0 | 0 | 0 | 0 | 0 | 0 | 0 | 0 | 1 | 0 | 0 | 0 | 0 | 0 | 0 | 0 | 0 | 0 | 0 | 0 | 0 | 0 | 0 | 0 | 2958.3811
2025-03-06 | 4808.283 | 18.14 | 0 | 0 | 0 | 0 | 0 | 0 | 0 | 0 | 0 | 0 | 0 | 1 | 0 | 0 | 0 | 0 | 0 | 0 | 0 | 0 | 0 | 0 | 0 | 0 | 0 | 0 | 3109.0927
2025-03-06 | 5105.76 | 17.56 | 0 | 0 | 0 | 0 | 0 | 0 | 0 | 0 | 0 | 0 | 0 | 0 | 1 | 0 | 0 | 0 | 0 | 0 | 0 | 0 | 0 | 0 | 0 | 0 | 0 | 0 | 3189.7378
2025-03-06 | 5200.02 | 16.88 | 0 | 0 | 0 | 0 | 0 | 0 | 0 | 0 | 0 | 0 | 0 | 0 | 0 | 1 | 0 | 0 | 0 | 0 | 0 | 0 | 0 | 0 | 0 | 0 | 0 | 0 | 3170.1897
2025-03-06 | 5241.116 | 16.44 | 0 | 0 | 0 | 0 | 0 | 0 | 0 | 0 | 0 | 0 | 0 | 0 | 0 | 0 | 1 | 0 | 0 | 0 | 0 | 0 | 0 | 0 | 0 | 0 | 0 | 0 | 3133.6366
2025-03-06 | 5283.456 | 16.19 | 0 | 0 | 0 | 0 | 0 | 0 | 0 | 0 | 0 | 0 | 0 | 0 | 0 | 0 | 0 | 1 | 0 | 0 | 0 | 0 | 0 | 0 | 0 | 0 | 0 | 0 | 3100.8644
2025-03-06 | 5327.879 | 16.02 | 0 | 0 | 0 | 0 | 0 | 0 | 0 | 0 | 0 | 0 | 0 | 0 | 0 | 0 | 0 | 0 | 1 | 0 | 0 | 0 | 0 | 0 | 0 | 0 | 0 | 0 | 3038.7655
2025-03-06 | 5281.066 | 16.25 | 0 | 0 | 0 | 0 | 0 | 0 | 0 | 0 | 0 | 0 | 0 | 0 | 0 | 0 | 0 | 0 | 0 | 1 | 0 | 0 | 0 | 0 | 0 | 0 | 0 | 0 | 2928.8492
2025-03-06 | 5170.264 | 16.47 | 0 | 0 | 0 | 0 | 0 | 0 | 0 | 0 | 0 | 0 | 0 | 0 | 0 | 0 | 0 | 0 | 0 | 0 | 1 | 0 | 0 | 0 | 0 | 0 | 0 | 0 | 2772.332
2025-03-06 | 4696.759 | 17.3 | 0 | 0 | 0 | 0 | 0 | 0 | 0 | 0 | 0 | 0 | 0 | 0 | 0 | 0 | 0 | 0 | 0 | 0 | 0 | 1 | 0 | 0 | 0 | 0 | 0 | 0 | 2674.3109
2025-03-06 | 4539.596 | 17.77 | 0 | 0 | 0 | 0 | 0 | 0 | 0 | 0 | 0 | 0 | 0 | 0 | 0 | 0 | 0 | 0 | 0 | 0 | 0 | 0 | 1 | 0 | 0 | 0 | 0 | 0 | 2630.6454
2025-03-06 | 4216.687 | 18.2 | 0 | 0 | 0 | 0 | 0 | 0 | 0 | 0 | 0 | 0 | 0 | 0 | 0 | 0 | 0 | 0 | 0 | 0 | 0 | 0 | 0 | 1 | 0 | 0 | 0 | 0 | 2587.4227
2025-03-06 | 3966.46 | 18.35 | 0 | 0 | 0 | 0 | 0 | 0 | 0 | 0 | 0 | 0 | 0 | 0 | 0 | 0 | 0 | 0 | 0 | 0 | 0 | 0 | 0 | 0 | 1 | 0 | 0 | 0 | 2494.885
2025-03-06 | 3721.116 | 18.19 | 0 | 0 | 0 | 0 | 0 | 0 | 0 | 0 | 0 | 0 | 0 | 0 | 0 | 0 | 0 | 0 | 0 | 0 | 0 | 0 | 0 | 0 | 0 | 1 | 0 | 0 | 2365.5763
2025-03-06 | 3435.84 | 18.38 | 0 | 0 | 0 | 0 | 0 | 0 | 0 | 0 | 0 | 0 | 0 | 0 | 0 | 0 | 0 | 0 | 0 | 0 | 0 | 0 | 0 | 0 | 0 | 0 | 1 | 0 | 2264.5581
2025-03-06 | 3272.725 | 18.62 | 0 | 0 | 0 | 0 | 0 | 0 | 0 | 0 | 0 | 0 | 0 | 0 | 0 | 0 | 0 | 0 | 0 | 0 | 0 | 0 | 0 | 0 | 0 | 0 | 0 | 1 | 2195.1533
2025-03-07 | 3202.851 | 18.94 | 0 | 0 | 1 | 0 | 0 | 0 | 0 | 0 | 0 | 0 | 0 | 0 | 0 | 0 | 0 | 0 | 0 | 0 | 0 | 0 | 0 | 0 | 0 | 0 | 0 | 0 | 2170.6889
2025-03-07 | 3200.677 | 19.1 | 0 | 0 | 0 | 1 | 0 | 0 | 0 | 0 | 0 | 0 | 0 | 0 | 0 | 0 | 0 | 0 | 0 | 0 | 0 | 0 | 0 | 0 | 0 | 0 | 0 | 0 | 2150.9881
2025-03-07 | 3077.253 | 19.38 | 0 | 0 | 0 | 0 | 1 | 0 | 0 | 0 | 0 | 0 | 0 | 0 | 0 | 0 | 0 | 0 | 0 | 0 | 0 | 0 | 0 | 0 | 0 | 0 | 0 | 0 | 2152.9228
2025-03-07 | 3094.299 | 19.34 | 0 | 0 | 0 | 0 | 0 | 1 | 0 | 0 | 0 | 0 | 0 | 0 | 0 | 0 | 0 | 0 | 0 | 0 | 0 | 0 | 0 | 0 | 0 | 0 | 0 | 0 | 2172.7289
2025-03-07 | 3164.793 | 19.61 | 0 | 0 | 0 | 0 | 0 | 0 | 1 | 0 | 0 | 0 | 0 | 0 | 0 | 0 | 0 | 0 | 0 | 0 | 0 | 0 | 0 | 0 | 0 | 0 | 0 | 0 | 2224.7174
2025-03-07 | 3245.588 | 19.8 | 0 | 0 | 0 | 0 | 0 | 0 | 0 | 1 | 0 | 0 | 0 | 0 | 0 | 0 | 0 | 0 | 0 | 0 | 0 | 0 | 0 | 0 | 0 | 0 | 0 | 0 | 2335.0925
2025-03-07 | 3431.003 | 19.94 | 0 | 0 | 0 | 0 | 0 | 0 | 0 | 0 | 1 | 0 | 0 | 0 | 0 | 0 | 0 | 0 | 0 | 0 | 0 | 0 | 0 | 0 | 0 | 0 | 0 | 0 | 2540.0349
2025-03-07 | 4050.846 | 19.88 | 0 | 0 | 0 | 0 | 0 | 0 | 0 | 0 | 0 | 1 | 0 | 0 | 0 | 0 | 0 | 0 | 0 | 0 | 0 | 0 | 0 | 0 | 0 | 0 | 0 | 0 | 2755.1779
2025-03-07 | 4440.298 | 19.33 | 0 | 0 | 0 | 0 | 0 | 0 | 0 | 0 | 0 | 0 | 1 | 0 | 0 | 0 | 0 | 0 | 0 | 0 | 0 | 0 | 0 | 0 | 0 | 0 | 0 | 0 | 2971.1568
2025-03-07 | 4872.876 | 18.35 | 0 | 0 | 0 | 0 | 0 | 0 | 0 | 0 | 0 | 0 | 0 | 1 | 0 | 0 | 0 | 0 | 0 | 0 | 0 | 0 | 0 | 0 | 0 | 0 | 0 | 0 | 3116.153
2025-03-07 | 5125.794 | 17.44 | 0 | 0 | 0 | 0 | 0 | 0 | 0 | 0 | 0 | 0 | 0 | 0 | 1 | 0 | 0 | 0 | 0 | 0 | 0 | 0 | 0 | 0 | 0 | 0 | 0 | 0 | 3185.7034
2025-03-07 | 5193.136 | 16.31 | 0 | 0 | 0 | 0 | 0 | 0 | 0 | 0 | 0 | 0 | 0 | 0 | 0 | 1 | 0 | 0 | 0 | 0 | 0 | 0 | 0 | 0 | 0 | 0 | 0 | 0 | 3151.0261
2025-03-07 | 5155.447 | 15.47 | 0 | 0 | 0 | 0 | 0 | 0 | 0 | 0 | 0 | 0 | 0 | 0 | 0 | 0 | 1 | 0 | 0 | 0 | 0 | 0 | 0 | 0 | 0 | 0 | 0 | 0 | 3101.0249
2025-03-07 | 5110.721 | 15.09 | 0 | 0 | 0 | 0 | 0 | 0 | 0 | 0 | 0 | 0 | 0 | 0 | 0 | 0 | 0 | 1 | 0 | 0 | 0 | 0 | 0 | 0 | 0 | 0 | 0 | 0 | 3063.882
2025-03-07 | 5016.011 | 14.67 | 0 | 0 | 0 | 0 | 0 | 0 | 0 | 0 | 0 | 0 | 0 | 0 | 0 | 0 | 0 | 0 | 1 | 0 | 0 | 0 | 0 | 0 | 0 | 0 | 0 | 0 | 2993.378
2025-03-07 | 4863.38 | 14.5 | 0 | 0 | 0 | 0 | 0 | 0 | 0 | 0 | 0 | 0 | 0 | 0 | 0 | 0 | 0 | 0 | 0 | 1 | 0 | 0 | 0 | 0 | 0 | 0 | 0 | 0 | 2870.0136
2025-03-07 | 4637.136 | 14.7 | 0 | 0 | 0 | 0 | 0 | 0 | 0 | 0 | 0 | 0 | 0 | 0 | 0 | 0 | 0 | 0 | 0 | 0 | 1 | 0 | 0 | 0 | 0 | 0 | 0 | 0 | 2712.824
2025-03-07 | 4288.498 | 15.06 | 0 | 0 | 0 | 0 | 0 | 0 | 0 | 0 | 0 | 0 | 0 | 0 | 0 | 0 | 0 | 0 | 0 | 0 | 0 | 1 | 0 | 0 | 0 | 0 | 0 | 0 | 2599.0014
2025-03-07 | 4163.926 | 15.86 | 0 | 0 | 0 | 0 | 0 | 0 | 0 | 0 | 0 | 0 | 0 | 0 | 0 | 0 | 0 | 0 | 0 | 0 | 0 | 0 | 1 | 0 | 0 | 0 | 0 | 0 | 2566.4306
2025-03-07 | 3967.507 | 16.86 | 0 | 0 | 0 | 0 | 0 | 0 | 0 | 0 | 0 | 0 | 0 | 0 | 0 | 0 | 0 | 0 | 0 | 0 | 0 | 0 | 0 | 1 | 0 | 0 | 0 | 0 | 2542.3715
2025-03-07 | 3779.773 | 17.02 | 0 | 0 | 0 | 0 | 0 | 0 | 0 | 0 | 0 | 0 | 0 | 0 | 0 | 0 | 0 | 0 | 0 | 0 | 0 | 0 | 0 | 0 | 1 | 0 | 0 | 0 | 2450.17
2025-03-07 | 3533.702 | 17.49 | 0 | 0 | 0 | 0 | 0 | 0 | 0 | 0 | 0 | 0 | 0 | 0 | 0 | 0 | 0 | 0 | 0 | 0 | 0 | 0 | 0 | 0 | 0 | 1 | 0 | 0 | 2342.0421
2025-03-07 | 3273.391 | 17.86 | 0 | 0 | 0 | 0 | 0 | 0 | 0 | 0 | 0 | 0 | 0 | 0 | 0 | 0 | 0 | 0 | 0 | 0 | 0 | 0 | 0 | 0 | 0 | 0 | 1 | 0 | 2247.0755
2025-03-07 | 3158.932 | 18.39 | 0 | 0 | 0 | 0 | 0 | 0 | 0 | 0 | 0 | 0 | 0 | 0 | 0 | 0 | 0 | 0 | 0 | 0 | 0 | 0 | 0 | 0 | 0 | 0 | 0 | 1 | 2187.4206
2025-03-08 | 3091.732 | 18.75 | 0 | 1 | 1 | 0 | 0 | 0 | 0 | 0 | 0 | 0 | 0 | 0 | 0 | 0 | 0 | 0 | 0 | 0 | 0 | 0 | 0 | 0 | 0 | 0 | 0 | 0 | 1899.1479
2025-03-08 | 3133.747 | 18.95 | 0 | 1 | 0 | 1 | 0 | 0 | 0 | 0 | 0 | 0 | 0 | 0 | 0 | 0 | 0 | 0 | 0 | 0 | 0 | 0 | 0 | 0 | 0 | 0 | 0 | 0 | 1880.792
2025-03-08 | 3039.702 | 19.62 | 0 | 1 | 0 | 0 | 1 | 0 | 0 | 0 | 0 | 0 | 0 | 0 | 0 | 0 | 0 | 0 | 0 | 0 | 0 | 0 | 0 | 0 | 0 | 0 | 0 | 0 | 1895.8386
2025-03-08 | 3073.321 | 19.89 | 0 | 1 | 0 | 0 | 0 | 1 | 0 | 0 | 0 | 0 | 0 | 0 | 0 | 0 | 0 | 0 | 0 | 0 | 0 | 0 | 0 | 0 | 0 | 0 | 0 | 0 | 1926.067
2025-03-08 | 3135.983 | 20.27 | 0 | 1 | 0 | 0 | 0 | 0 | 1 | 0 | 0 | 0 | 0 | 0 | 0 | 0 | 0 | 0 | 0 | 0 | 0 | 0 | 0 | 0 | 0 | 0 | 0 | 0 | 1981.7538
2025-03-08 | 3206.549 | 20.18 | 0 | 1 | 0 | 0 | 0 | 0 | 0 | 1 | 0 | 0 | 0 | 0 | 0 | 0 | 0 | 0 | 0 | 0 | 0 | 0 | 0 | 0 | 0 | 0 | 0 | 0 | 2082.7151
2025-03-08 | 3373.496 | 20.41 | 0 | 1 | 0 | 0 | 0 | 0 | 0 | 0 | 1 | 0 | 0 | 0 | 0 | 0 | 0 | 0 | 0 | 0 | 0 | 0 | 0 | 0 | 0 | 0 | 0 | 0 | 2290.6833
2025-03-08 | 3519.81 | 20.14 | 0 | 1 | 0 | 0 | 0 | 0 | 0 | 0 | 0 | 1 | 0 | 0 | 0 | 0 | 0 | 0 | 0 | 0 | 0 | 0 | 0 | 0 | 0 | 0 | 0 | 0 | 2498.7661
2025-03-08 | 3612.283 | 19.4 | 0 | 1 | 0 | 0 | 0 | 0 | 0 | 0 | 0 | 0 | 1 | 0 | 0 | 0 | 0 | 0 | 0 | 0 | 0 | 0 | 0 | 0 | 0 | 0 | 0 | 0 | 2708.3571
2025-03-08 | 4116.785 | 18.23 | 0 | 1 | 0 | 0 | 0 | 0 | 0 | 0 | 0 | 0 | 0 | 1 | 0 | 0 | 0 | 0 | 0 | 0 | 0 | 0 | 0 | 0 | 0 | 0 | 0 | 0 | 2846.9655
2025-03-08 | 4367.31 | 16.65 | 0 | 1 | 0 | 0 | 0 | 0 | 0 | 0 | 0 | 0 | 0 | 0 | 1 | 0 | 0 | 0 | 0 | 0 | 0 | 0 | 0 | 0 | 0 | 0 | 0 | 0 | 2893.9902
2025-03-08 | 4533.274 | 15.25 | 0 | 1 | 0 | 0 | 0 | 0 | 0 | 0 | 0 | 0 | 0 | 0 | 0 | 1 | 0 | 0 | 0 | 0 | 0 | 0 | 0 | 0 | 0 | 0 | 0 | 0 | 2850.2354
2025-03-08 | 4479.376 | 14.19 | 0 | 1 | 0 | 0 | 0 | 0 | 0 | 0 | 0 | 0 | 0 | 0 | 0 | 0 | 1 | 0 | 0 | 0 | 0 | 0 | 0 | 0 | 0 | 0 | 0 | 0 | 2792.8378
2025-03-08 | 4295.141 | 13.68 | 0 | 1 | 0 | 0 | 0 | 0 | 0 | 0 | 0 | 0 | 0 | 0 | 0 | 0 | 0 | 1 | 0 | 0 | 0 | 0 | 0 | 0 | 0 | 0 | 0 | 0 | 2751.3243
2025-03-08 | 4207.522 | 13.34 | 0 | 1 | 0 | 0 | 0 | 0 | 0 | 0 | 0 | 0 | 0 | 0 | 0 | 0 | 0 | 0 | 1 | 0 | 0 | 0 | 0 | 0 | 0 | 0 | 0 | 0 | 2683.5099
2025-03-08 | 4126.745 | 13.08 | 0 | 1 | 0 | 0 | 0 | 0 | 0 | 0 | 0 | 0 | 0 | 0 | 0 | 0 | 0 | 0 | 0 | 1 | 0 | 0 | 0 | 0 | 0 | 0 | 0 | 0 | 2557.1197
2025-03-08 | 4020.941 | 13.27 | 0 | 1 | 0 | 0 | 0 | 0 | 0 | 0 | 0 | 0 | 0 | 0 | 0 | 0 | 0 | 0 | 0 | 0 | 1 | 0 | 0 | 0 | 0 | 0 | 0 | 0 | 2399.5939
2025-03-08 | 3928.178 | 13.84 | 0 | 1 | 0 | 0 | 0 | 0 | 0 | 0 | 0 | 0 | 0 | 0 | 0 | 0 | 0 | 0 | 0 | 0 | 0 | 1 | 0 | 0 | 0 | 0 | 0 | 0 | 2292.8315
2025-03-08 | 3982.138 | 14.4 | 0 | 1 | 0 | 0 | 0 | 0 | 0 | 0 | 0 | 0 | 0 | 0 | 0 | 0 | 0 | 0 | 0 | 0 | 0 | 0 | 1 | 0 | 0 | 0 | 0 | 0 | 2252.1919
2025-03-08 | 3928.4 | 14.83 | 0 | 1 | 0 | 0 | 0 | 0 | 0 | 0 | 0 | 0 | 0 | 0 | 0 | 0 | 0 | 0 | 0 | 0 | 0 | 0 | 0 | 1 | 0 | 0 | 0 | 0 | 2208.9691
2025-03-08 | 3784.883 | 15.54 | 0 | 1 | 0 | 0 | 0 | 0 | 0 | 0 | 0 | 0 | 0 | 0 | 0 | 0 | 0 | 0 | 0 | 0 | 0 | 0 | 0 | 0 | 1 | 0 | 0 | 0 | 2135.2588
2025-03-08 | 3670.589 | 16.02 | 0 | 1 | 0 | 0 | 0 | 0 | 0 | 0 | 0 | 0 | 0 | 0 | 0 | 0 | 0 | 0 | 0 | 0 | 0 | 0 | 0 | 0 | 0 | 1 | 0 | 0 | 2027.4671
2025-03-08 | 3431.414 | 16.32 | 0 | 1 | 0 | 0 | 0 | 0 | 0 | 0 | 0 | 0 | 0 | 0 | 0 | 0 | 0 | 0 | 0 | 0 | 0 | 0 | 0 | 0 | 0 | 0 | 1 | 0 | 1930.1471
2025-03-08 | 3259.036 | 16.43 | 0 | 1 | 0 | 0 | 0 | 0 | 0 | 0 | 0 | 0 | 0 | 0 | 0 | 0 | 0 | 0 | 0 | 0 | 0 | 0 | 0 | 0 | 0 | 0 | 0 | 1 | 1856.3717
2025-03-09 | 3196.335 | 16.68 | 0 | 1 | 1 | 0 | 0 | 0 | 0 | 0 | 0 | 0 | 0 | 0 | 0 | 0 | 0 | 0 | 0 | 0 | 0 | 0 | 0 | 0 | 0 | 0 | 0 | 0 | 1829.5539
2025-03-09 | 3136.959 | 16.85 | 0 | 1 | 0 | 1 | 0 | 0 | 0 | 0 | 0 | 0 | 0 | 0 | 0 | 0 | 0 | 0 | 0 | 0 | 0 | 0 | 0 | 0 | 0 | 0 | 0 | 0 | 1810.1893
2025-03-09 | 3079.815 | 16.96 | 0 | 1 | 0 | 0 | 1 | 0 | 0 | 0 | 0 | 0 | 0 | 0 | 0 | 0 | 0 | 0 | 0 | 0 | 0 | 0 | 0 | 0 | 0 | 0 | 0 | 0 | 1806.4086
2025-03-09 | 3126.296 | 17.45 | 0 | 1 | 0 | 0 | 0 | 1 | 0 | 0 | 0 | 0 | 0 | 0 | 0 | 0 | 0 | 0 | 0 | 0 | 0 | 0 | 0 | 0 | 0 | 0 | 0 | 0 | 1844.0334
2025-03-09 | 3155.839 | 18.06 | 0 | 1 | 0 | 0 | 0 | 0 | 1 | 0 | 0 | 0 | 0 | 0 | 0 | 0 | 0 | 0 | 0 | 0 | 0 | 0 | 0 | 0 | 0 | 0 | 0 | 0 | 1907.4528
2025-03-09 | 3194.152 | 18.1 | 0 | 1 | 0 | 0 | 0 | 0 | 0 | 1 | 0 | 0 | 0 | 0 | 0 | 0 | 0 | 0 | 0 | 0 | 0 | 0 | 0 | 0 | 0 | 0 | 0 | 0 | 2012.7848
2025-03-09 | 3300.254 | 17.88 | 0 | 1 | 0 | 0 | 0 | 0 | 0 | 0 | 1 | 0 | 0 | 0 | 0 | 0 | 0 | 0 | 0 | 0 | 0 | 0 | 0 | 0 | 0 | 0 | 0 | 0 | 2205.6239
2025-03-09 | 3405.493 | 17.54 | 0 | 1 | 0 | 0 | 0 | 0 | 0 | 0 | 0 | 1 | 0 | 0 | 0 | 0 | 0 | 0 | 0 | 0 | 0 | 0 | 0 | 0 | 0 | 0 | 0 | 0 | 2411.3532
2025-03-09 | 3616.92 | 16.43 | 0 | 1 | 0 | 0 | 0 | 0 | 0 | 0 | 0 | 0 | 1 | 0 | 0 | 0 | 0 | 0 | 0 | 0 | 0 | 0 | 0 | 0 | 0 | 0 | 0 | 0 | 2608.5048
2025-03-09 | 3810.986 | 14.82 | 0 | 1 | 0 | 0 | 0 | 0 | 0 | 0 | 0 | 0 | 0 | 1 | 0 | 0 | 0 | 0 | 0 | 0 | 0 | 0 | 0 | 0 | 0 | 0 | 0 | 0 | 2732.3202
2025-03-09 | 3859.302 | 13.13 | 0 | 1 | 0 | 0 | 0 | 0 | 0 | 0 | 0 | 0 | 0 | 0 | 1 | 0 | 0 | 0 | 0 | 0 | 0 | 0 | 0 | 0 | 0 | 0 | 0 | 0 | 2775.6467
2025-03-09 | 3902.323 | 12.52 | 0 | 1 | 0 | 0 | 0 | 0 | 0 | 0 | 0 | 0 | 0 | 0 | 0 | 1 | 0 | 0 | 0 | 0 | 0 | 0 | 0 | 0 | 0 | 0 | 0 | 0 | 2758.452
2025-03-09 | 3821.993 | 11.65 | 0.01 | 1 | 0 | 0 | 0 | 0 | 0 | 0 | 0 | 0 | 0 | 0 | 0 | 0 | 1 | 0 | 0 | 0 | 0 | 0 | 0 | 0 | 0 | 0 | 0 | 0 | 2708.3888
2025-03-09 | 3699.849 | 11.12 | 0.04 | 1 | 0 | 0 | 0 | 0 | 0 | 0 | 0 | 0 | 0 | 0 | 0 | 0 | 0 | 1 | 0 | 0 | 0 | 0 | 0 | 0 | 0 | 0 | 0 | 0 | 2669.0427
2025-03-09 | 3628.921 | 11.02 | 0.15 | 1 | 0 | 0 | 0 | 0 | 0 | 0 | 0 | 0 | 0 | 0 | 0 | 0 | 0 | 0 | 1 | 0 | 0 | 0 | 0 | 0 | 0 | 0 | 0 | 0 | 2619.7098
2025-03-09 | 3631.188 | 11.07 | 0.02 | 1 | 0 | 0 | 0 | 0 | 0 | 0 | 0 | 0 | 0 | 0 | 0 | 0 | 0 | 0 | 0 | 1 | 0 | 0 | 0 | 0 | 0 | 0 | 0 | 0 | 2491.436
2025-03-09 | 3545.503 | 11.23 | 0 | 1 | 0 | 0 | 0 | 0 | 0 | 0 | 0 | 0 | 0 | 0 | 0 | 0 | 0 | 0 | 0 | 0 | 1 | 0 | 0 | 0 | 0 | 0 | 0 | 0 | 2331.0084
2025-03-09 | 3464.023 | 11.65 | 0 | 1 | 0 | 0 | 0 | 0 | 0 | 0 | 0 | 0 | 0 | 0 | 0 | 0 | 0 | 0 | 0 | 0 | 0 | 1 | 0 | 0 | 0 | 0 | 0 | 0 | 2219.203
2025-03-09 | 3512.095 | 12.72 | 0 | 1 | 0 | 0 | 0 | 0 | 0 | 0 | 0 | 0 | 0 | 0 | 0 | 0 | 0 | 0 | 0 | 0 | 0 | 0 | 1 | 0 | 0 | 0 | 0 | 0 | 2195.7097
2025-03-09 | 3474.043 | 13.43 | 0 | 1 | 0 | 0 | 0 | 0 | 0 | 0 | 0 | 0 | 0 | 0 | 0 | 0 | 0 | 0 | 0 | 0 | 0 | 0 | 0 | 1 | 0 | 0 | 0 | 0 | 2161.9007
2025-03-09 | 3289.059 | 13.72 | 0 | 1 | 0 | 0 | 0 | 0 | 0 | 0 | 0 | 0 | 0 | 0 | 0 | 0 | 0 | 0 | 0 | 0 | 0 | 0 | 0 | 0 | 1 | 0 | 0 | 0 | 2074.0699
2025-03-09 | 3146.643 | 14.15 | 0 | 1 | 0 | 0 | 0 | 0 | 0 | 0 | 0 | 0 | 0 | 0 | 0 | 0 | 0 | 0 | 0 | 0 | 0 | 0 | 0 | 0 | 0 | 1 | 0 | 0 | 1964.5971
2025-03-09 | 2964.388 | 14.51 | 0 | 1 | 0 | 0 | 0 | 0 | 0 | 0 | 0 | 0 | 0 | 0 | 0 | 0 | 0 | 0 | 0 | 0 | 0 | 0 | 0 | 0 | 0 | 0 | 1 | 0 | 1869.2943
2025-03-09 | 2924.371 | 14.74 | 0 | 1 | 0 | 0 | 0 | 0 | 0 | 0 | 0 | 0 | 0 | 0 | 0 | 0 | 0 | 0 | 0 | 0 | 0 | 0 | 0 | 0 | 0 | 0 | 0 | 1 | 1799.5533
2025-03-10 | 2874.105 | 15.19 | 0 | 0 | 1 | 0 | 0 | 0 | 0 | 0 | 0 | 0 | 0 | 0 | 0 | 0 | 0 | 0 | 0 | 0 | 0 | 0 | 0 | 0 | 0 | 0 | 0 | 0 | 2044.6127
2025-03-10 | 2880.302 | 15.07 | 0 | 0 | 0 | 1 | 0 | 0 | 0 | 0 | 0 | 0 | 0 | 0 | 0 | 0 | 0 | 0 | 0 | 0 | 0 | 0 | 0 | 0 | 0 | 0 | 0 | 0 | 2015.4982
2025-03-10 | 2911.909 | 15.44 | 0 | 0 | 0 | 0 | 1 | 0 | 0 | 0 | 0 | 0 | 0 | 0 | 0 | 0 | 0 | 0 | 0 | 0 | 0 | 0 | 0 | 0 | 0 | 0 | 0 | 0 | 2020.4587
2025-03-10 | 2962.612 | 15.87 | 0 | 0 | 0 | 0 | 0 | 1 | 0 | 0 | 0 | 0 | 0 | 0 | 0 | 0 | 0 | 0 | 0 | 0 | 0 | 0 | 0 | 0 | 0 | 0 | 0 | 0 | 2056.0663
2025-03-10 | 3059.187 | 15.98 | 0 | 0 | 0 | 0 | 0 | 0 | 1 | 0 | 0 | 0 | 0 | 0 | 0 | 0 | 0 | 0 | 0 | 0 | 0 | 0 | 0 | 0 | 0 | 0 | 0 | 0 | 2102.6757
2025-03-10 | 3276.49 | 16.35 | 0 | 0 | 0 | 0 | 0 | 0 | 0 | 1 | 0 | 0 | 0 | 0 | 0 | 0 | 0 | 0 | 0 | 0 | 0 | 0 | 0 | 0 | 0 | 0 | 0 | 0 | 2219.1024
2025-03-10 | 3801.944 | 16.5 | 0 | 0 | 0 | 0 | 0 | 0 | 0 | 0 | 1 | 0 | 0 | 0 | 0 | 0 | 0 | 0 | 0 | 0 | 0 | 0 | 0 | 0 | 0 | 0 | 0 | 0 | 2424.3809
2025-03-10 | 4263.388 | 16.89 | 0 | 0 | 0 | 0 | 0 | 0 | 0 | 0 | 0 | 1 | 0 | 0 | 0 | 0 | 0 | 0 | 0 | 0 | 0 | 0 | 0 | 0 | 0 | 0 | 0 | 0 | 2654.6531
2025-03-10 | 4611.182 | 16.04 | 0 | 0 | 0 | 0 | 0 | 0 | 0 | 0 | 0 | 0 | 1 | 0 | 0 | 0 | 0 | 0 | 0 | 0 | 0 | 0 | 0 | 0 | 0 | 0 | 0 | 0 | 2860.5459
2025-03-10 | 4793.168 | 14.98 | 0 | 0 | 0 | 0 | 0 | 0 | 0 | 0 | 0 | 0 | 0 | 1 | 0 | 0 | 0 | 0 | 0 | 0 | 0 | 0 | 0 | 0 | 0 | 0 | 0 | 0 | 3002.8525
2025-03-10 | 4725.02 | 14.32 | 0 | 0 | 0 | 0 | 0 | 0 | 0 | 0 | 0 | 0 | 0 | 0 | 1 | 0 | 0 | 0 | 0 | 0 | 0 | 0 | 0 | 0 | 0 | 0 | 0 | 0 | 3080.808
2025-03-10 | 4591.336 | 13.98 | 0 | 0 | 0 | 0 | 0 | 0 | 0 | 0 | 0 | 0 | 0 | 0 | 0 | 1 | 0 | 0 | 0 | 0 | 0 | 0 | 0 | 0 | 0 | 0 | 0 | 0 | 3072.6907
2025-03-10 | 4577.967 | 14.07 | 0 | 0 | 0 | 0 | 0 | 0 | 0 | 0 | 0 | 0 | 0 | 0 | 0 | 0 | 1 | 0 | 0 | 0 | 0 | 0 | 0 | 0 | 0 | 0 | 0 | 0 | 3053.9564
2025-03-10 | 4617.93 | 14.39 | 0 | 0 | 0 | 0 | 0 | 0 | 0 | 0 | 0 | 0 | 0 | 0 | 0 | 0 | 0 | 1 | 0 | 0 | 0 | 0 | 0 | 0 | 0 | 0 | 0 | 0 | 3040.3478
2025-03-10 | 4501.243 | 14.06 | 0 | 0 | 0 | 0 | 0 | 0 | 0 | 0 | 0 | 0 | 0 | 0 | 0 | 0 | 0 | 0 | 1 | 0 | 0 | 0 | 0 | 0 | 0 | 0 | 0 | 0 | 2972.8696
2025-03-10 | 4208.13 | 14.48 | 0 | 0 | 0 | 0 | 0 | 0 | 0 | 0 | 0 | 0 | 0 | 0 | 0 | 0 | 0 | 0 | 0 | 1 | 0 | 0 | 0 | 0 | 0 | 0 | 0 | 0 | 2869.3412
2025-03-10 | 3853.016 | 14.79 | 0 | 0 | 0 | 0 | 0 | 0 | 0 | 0 | 0 | 0 | 0 | 0 | 0 | 0 | 0 | 0 | 0 | 0 | 1 | 0 | 0 | 0 | 0 | 0 | 0 | 0 | 2715.8498
2025-03-10 | 3544.207 | 15.7 | 0 | 0 | 0 | 0 | 0 | 0 | 0 | 0 | 0 | 0 | 0 | 0 | 0 | 0 | 0 | 0 | 0 | 0 | 0 | 1 | 0 | 0 | 0 | 0 | 0 | 0 | 2620.5184
2025-03-10 | 3533.205 | 16.27 | 0 | 0 | 0 | 0 | 0 | 0 | 0 | 0 | 0 | 0 | 0 | 0 | 0 | 0 | 0 | 0 | 0 | 0 | 0 | 0 | 1 | 0 | 0 | 0 | 0 | 0 | 2580.215
2025-03-10 | 3425.07 | 16.81 | 0 | 0 | 0 | 0 | 0 | 0 | 0 | 0 | 0 | 0 | 0 | 0 | 0 | 0 | 0 | 0 | 0 | 0 | 0 | 0 | 0 | 1 | 0 | 0 | 0 | 0 | 2540.6905
2025-03-10 | 3213.363 | 17.18 | 0 | 0 | 0 | 0 | 0 | 0 | 0 | 0 | 0 | 0 | 0 | 0 | 0 | 0 | 0 | 0 | 0 | 0 | 0 | 0 | 0 | 0 | 1 | 0 | 0 | 0 | 2455.5492
2025-03-10 | 3014.598 | 17.46 | 0 | 0 | 0 | 0 | 0 | 0 | 0 | 0 | 0 | 0 | 0 | 0 | 0 | 0 | 0 | 0 | 0 | 0 | 0 | 0 | 0 | 0 | 0 | 1 | 0 | 0 | 2341.0335
2025-03-10 | 2890.515 | 17.48 | 0 | 0 | 0 | 0 | 0 | 0 | 0 | 0 | 0 | 0 | 0 | 0 | 0 | 0 | 0 | 0 | 0 | 0 | 0 | 0 | 0 | 0 | 0 | 0 | 1 | 0 | 2234.2998
2025-03-10 | 2838.908 | 17.55 | 0 | 0 | 0 | 0 | 0 | 0 | 0 | 0 | 0 | 0 | 0 | 0 | 0 | 0 | 0 | 0 | 0 | 0 | 0 | 0 | 0 | 0 | 0 | 0 | 0 | 1 | 2159.1795
2025-03-11 | 2827.204 | 17.43 | 0 | 0 | 1 | 0 | 0 | 0 | 0 | 0 | 0 | 0 | 0 | 0 | 0 | 0 | 0 | 0 | 0 | 0 | 0 | 0 | 0 | 0 | 0 | 0 | 0 | 0 | 2119.9222
2025-03-11 | 2838.401 | 17.38 | 0 | 0 | 0 | 1 | 0 | 0 | 0 | 0 | 0 | 0 | 0 | 0 | 0 | 0 | 0 | 0 | 0 | 0 | 0 | 0 | 0 | 0 | 0 | 0 | 0 | 0 | 2093.1612
2025-03-11 | 2849.404 | 17.43 | 0 | 0 | 0 | 0 | 1 | 0 | 0 | 0 | 0 | 0 | 0 | 0 | 0 | 0 | 0 | 0 | 0 | 0 | 0 | 0 | 0 | 0 | 0 | 0 | 0 | 0 | 2087.3632
2025-03-11 | 2928.179 | 17.82 | 0 | 0 | 0 | 0 | 0 | 1 | 0 | 0 | 0 | 0 | 0 | 0 | 0 | 0 | 0 | 0 | 0 | 0 | 0 | 0 | 0 | 0 | 0 | 0 | 0 | 0 | 2121.626
2025-03-11 | 2997.92 | 17.99 | 0 | 0 | 0 | 0 | 0 | 0 | 1 | 0 | 0 | 0 | 0 | 0 | 0 | 0 | 0 | 0 | 0 | 0 | 0 | 0 | 0 | 0 | 0 | 0 | 0 | 0 | 2170.2525
2025-03-11 | 3209.635 | 18.07 | 0 | 0 | 0 | 0 | 0 | 0 | 0 | 1 | 0 | 0 | 0 | 0 | 0 | 0 | 0 | 0 | 0 | 0 | 0 | 0 | 0 | 0 | 0 | 0 | 0 | 0 | 2276.9293
2025-03-11 | 3688.888 | 18.18 | 0 | 0 | 0 | 0 | 0 | 0 | 0 | 0 | 1 | 0 | 0 | 0 | 0 | 0 | 0 | 0 | 0 | 0 | 0 | 0 | 0 | 0 | 0 | 0 | 0 | 0 | 2480.8631
2025-03-11 | 4106.704 | 18.22 | 0 | 0 | 0 | 0 | 0 | 0 | 0 | 0 | 0 | 1 | 0 | 0 | 0 | 0 | 0 | 0 | 0 | 0 | 0 | 0 | 0 | 0 | 0 | 0 | 0 | 0 | 2699.3681
2025-03-11 | 4399.857 | 17.52 | 0 | 0 | 0 | 0 | 0 | 0 | 0 | 0 | 0 | 0 | 1 | 0 | 0 | 0 | 0 | 0 | 0 | 0 | 0 | 0 | 0 | 0 | 0 | 0 | 0 | 0 | 2910.304
2025-03-11 | 4678.633 | 16.72 | 0 | 0 | 0 | 0 | 0 | 0 | 0 | 0 | 0 | 0 | 0 | 1 | 0 | 0 | 0 | 0 | 0 | 0 | 0 | 0 | 0 | 0 | 0 | 0 | 0 | 0 | 3061.3519
2025-03-11 | 4750.636 | 15.63 | 0 | 0 | 0 | 0 | 0 | 0 | 0 | 0 | 0 | 0 | 0 | 0 | 1 | 0 | 0 | 0 | 0 | 0 | 0 | 0 | 0 | 0 | 0 | 0 | 0 | 0 | 3124.8506
2025-03-11 | 4628.03 | 14.9 | 0.06 | 0 | 0 | 0 | 0 | 0 | 0 | 0 | 0 | 0 | 0 | 0 | 0 | 1 | 0 | 0 | 0 | 0 | 0 | 0 | 0 | 0 | 0 | 0 | 0 | 0 | 3109.301
2025-03-11 | 4623.64 | 14.41 | 0.04 | 0 | 0 | 0 | 0 | 0 | 0 | 0 | 0 | 0 | 0 | 0 | 0 | 0 | 1 | 0 | 0 | 0 | 0 | 0 | 0 | 0 | 0 | 0 | 0 | 0 | 3069.1738
2025-03-11 | 4643.136 | 14.33 | 0.02 | 0 | 0 | 0 | 0 | 0 | 0 | 0 | 0 | 0 | 0 | 0 | 0 | 0 | 0 | 1 | 0 | 0 | 0 | 0 | 0 | 0 | 0 | 0 | 0 | 0 | 3040.2238
2025-03-11 | 4622.929 | 14.27 | 0 | 0 | 0 | 0 | 0 | 0 | 0 | 0 | 0 | 0 | 0 | 0 | 0 | 0 | 0 | 0 | 1 | 0 | 0 | 0 | 0 | 0 | 0 | 0 | 0 | 0 | 2979.9299
2025-03-11 | 4393.815 | 14.16 | 0.11 | 0 | 0 | 0 | 0 | 0 | 0 | 0 | 0 | 0 | 0 | 0 | 0 | 0 | 0 | 0 | 0 | 1 | 0 | 0 | 0 | 0 | 0 | 0 | 0 | 0 | 2868.9953
2025-03-11 | 3995.487 | 14.52 | 0.12 | 0 | 0 | 0 | 0 | 0 | 0 | 0 | 0 | 0 | 0 | 0 | 0 | 0 | 0 | 0 | 0 | 0 | 1 | 0 | 0 | 0 | 0 | 0 | 0 | 0 | 2718.1316
2025-03-11 | 3668.086 | 14.95 | 0 | 0 | 0 | 0 | 0 | 0 | 0 | 0 | 0 | 0 | 0 | 0 | 0 | 0 | 0 | 0 | 0 | 0 | 0 | 1 | 0 | 0 | 0 | 0 | 0 | 0 | 2595.3032
2025-03-11 | 3619.119 | 16.13 | 0 | 0 | 0 | 0 | 0 | 0 | 0 | 0 | 0 | 0 | 0 | 0 | 0 | 0 | 0 | 0 | 0 | 0 | 0 | 0 | 1 | 0 | 0 | 0 | 0 | 0 | 2575.5081
2025-03-11 | 3621.391 | 17.03 | 0 | 0 | 0 | 0 | 0 | 0 | 0 | 0 | 0 | 0 | 0 | 0 | 0 | 0 | 0 | 0 | 0 | 0 | 0 | 0 | 0 | 1 | 0 | 0 | 0 | 0 | 2548.0869
2025-03-11 | 3384.708 | 17.54 | 0 | 0 | 0 | 0 | 0 | 0 | 0 | 0 | 0 | 0 | 0 | 0 | 0 | 0 | 0 | 0 | 0 | 0 | 0 | 0 | 0 | 0 | 1 | 0 | 0 | 0 | 2467.6526
2025-03-11 | 3128.033 | 18.14 | 0 | 0 | 0 | 0 | 0 | 0 | 0 | 0 | 0 | 0 | 0 | 0 | 0 | 0 | 0 | 0 | 0 | 0 | 0 | 0 | 0 | 0 | 0 | 1 | 0 | 0 | 2363.8953
2025-03-11 | 3006.115 | 18.5 | 0 | 0 | 0 | 0 | 0 | 0 | 0 | 0 | 0 | 0 | 0 | 0 | 0 | 0 | 0 | 0 | 0 | 0 | 0 | 0 | 0 | 0 | 0 | 0 | 1 | 0 | 2268.5925
2025-03-11 | 2918.774 | 18.96 | 0 | 0 | 0 | 0 | 0 | 0 | 0 | 0 | 0 | 0 | 0 | 0 | 0 | 0 | 0 | 0 | 0 | 0 | 0 | 0 | 0 | 0 | 0 | 0 | 0 | 1 | 2206.5842
2025-03-12 | 2925.757 | 19.29 | 0 | 0 | 1 | 0 | 0 | 0 | 0 | 0 | 0 | 0 | 0 | 0 | 0 | 0 | 0 | 0 | 0 | 0 | 0 | 0 | 0 | 0 | 0 | 0 | 0 | 0 | 2182.456
2025-03-12 | 2912.492 | 19.61 | 0 | 0 | 0 | 1 | 0 | 0 | 0 | 0 | 0 | 0 | 0 | 0 | 0 | 0 | 0 | 0 | 0 | 0 | 0 | 0 | 0 | 0 | 0 | 0 | 0 | 0 | 2168.1345
2025-03-12 | 2934.71 | 19.84 | 0 | 0 | 0 | 0 | 1 | 0 | 0 | 0 | 0 | 0 | 0 | 0 | 0 | 0 | 0 | 0 | 0 | 0 | 0 | 0 | 0 | 0 | 0 | 0 | 0 | 0 | 2168.3882
2025-03-12 | 3019.52 | 20.02 | 0 | 0 | 0 | 0 | 0 | 1 | 0 | 0 | 0 | 0 | 0 | 0 | 0 | 0 | 0 | 0 | 0 | 0 | 0 | 0 | 0 | 0 | 0 | 0 | 0 | 0 | 2195.5907
2025-03-12 | 3155.028 | 20.4 | 0 | 0 | 0 | 0 | 0 | 0 | 1 | 0 | 0 | 0 | 0 | 0 | 0 | 0 | 0 | 0 | 0 | 0 | 0 | 0 | 0 | 0 | 0 | 0 | 0 | 0 | 2251.2775
2025-03-12 | 3452.214 | 20.92 | 0 | 0 | 0 | 0 | 0 | 0 | 0 | 1 | 0 | 0 | 0 | 0 | 0 | 0 | 0 | 0 | 0 | 0 | 0 | 0 | 0 | 0 | 0 | 0 | 0 | 0 | 2372.7472
2025-03-12 | 3858.135 | 20.96 | 0 | 0 | 0 | 0 | 0 | 0 | 0 | 0 | 1 | 0 | 0 | 0 | 0 | 0 | 0 | 0 | 0 | 0 | 0 | 0 | 0 | 0 | 0 | 0 | 0 | 0 | 2574.3276
2025-03-12 | 4410.989 | 20.84 | 0 | 0 | 0 | 0 | 0 | 0 | 0 | 0 | 0 | 1 | 0 | 0 | 0 | 0 | 0 | 0 | 0 | 0 | 0 | 0 | 0 | 0 | 0 | 0 | 0 | 0 | 2787.4534
2025-03-12 | 4871.182 | 20.12 | 0 | 0 | 0 | 0 | 0 | 0 | 0 | 0 | 0 | 0 | 1 | 0 | 0 | 0 | 0 | 0 | 0 | 0 | 0 | 0 | 0 | 0 | 0 | 0 | 0 | 0 | 2997.7168
2025-03-12 | 5184.119 | 19 | 0 | 0 | 0 | 0 | 0 | 0 | 0 | 0 | 0 | 0 | 0 | 1 | 0 | 0 | 0 | 0 | 0 | 0 | 0 | 0 | 0 | 0 | 0 | 0 | 0 | 0 | 3138.0062
2025-03-12 | 5181.336 | 17.49 | 0 | 0 | 0 | 0 | 0 | 0 | 0 | 0 | 0 | 0 | 0 | 0 | 1 | 0 | 0 | 0 | 0 | 0 | 0 | 0 | 0 | 0 | 0 | 0 | 0 | 0 | 3187.3844
2025-03-12 | 5185.592 | 16.25 | 0 | 0 | 0 | 0 | 0 | 0 | 0 | 0 | 0 | 0 | 0 | 0 | 0 | 1 | 0 | 0 | 0 | 0 | 0 | 0 | 0 | 0 | 0 | 0 | 0 | 0 | 3149.0089
2025-03-12 | 5164.393 | 15.31 | 0 | 0 | 0 | 0 | 0 | 0 | 0 | 0 | 0 | 0 | 0 | 0 | 0 | 0 | 1 | 0 | 0 | 0 | 0 | 0 | 0 | 0 | 0 | 0 | 0 | 0 | 3095.6456
2025-03-12 | 5182.295 | 14.89 | 0 | 0 | 0 | 0 | 0 | 0 | 0 | 0 | 0 | 0 | 0 | 0 | 0 | 0 | 0 | 1 | 0 | 0 | 0 | 0 | 0 | 0 | 0 | 0 | 0 | 0 | 3057.158
2025-03-12 | 5116.052 | 14.59 | 0 | 0 | 0 | 0 | 0 | 0 | 0 | 0 | 0 | 0 | 0 | 0 | 0 | 0 | 0 | 0 | 1 | 0 | 0 | 0 | 0 | 0 | 0 | 0 | 0 | 0 | 2990.6884
2025-03-12 | 4807.261 | 14.81 | 0 | 0 | 0 | 0 | 0 | 0 | 0 | 0 | 0 | 0 | 0 | 0 | 0 | 0 | 0 | 0 | 0 | 1 | 0 | 0 | 0 | 0 | 0 | 0 | 0 | 0 | 2880.4359
2025-03-12 | 4349.288 | 15.32 | 0 | 0 | 0 | 0 | 0 | 0 | 0 | 0 | 0 | 0 | 0 | 0 | 0 | 0 | 0 | 0 | 0 | 0 | 1 | 0 | 0 | 0 | 0 | 0 | 0 | 0 | 2733.6686
2025-03-12 | 3993.72 | 15.86 | 0 | 0 | 0 | 0 | 0 | 0 | 0 | 0 | 0 | 0 | 0 | 0 | 0 | 0 | 0 | 0 | 0 | 0 | 0 | 1 | 0 | 0 | 0 | 0 | 0 | 0 | 2625.8976
2025-03-12 | 3935.588 | 16.77 | 0 | 0 | 0 | 0 | 0 | 0 | 0 | 0 | 0 | 0 | 0 | 0 | 0 | 0 | 0 | 0 | 0 | 0 | 0 | 0 | 1 | 0 | 0 | 0 | 0 | 0 | 2597.0251
2025-03-12 | 3805.309 | 17.57 | 0 | 0 | 0 | 0 | 0 | 0 | 0 | 0 | 0 | 0 | 0 | 0 | 0 | 0 | 0 | 0 | 0 | 0 | 0 | 0 | 0 | 1 | 0 | 0 | 0 | 0 | 2566.2419
2025-03-12 | 3529.644 | 18 | 0 | 0 | 0 | 0 | 0 | 0 | 0 | 0 | 0 | 0 | 0 | 0 | 0 | 0 | 0 | 0 | 0 | 0 | 0 | 0 | 0 | 0 | 1 | 0 | 0 | 0 | 2483.1179
2025-03-12 | 3285.16 | 18.31 | 0 | 0 | 0 | 0 | 0 | 0 | 0 | 0 | 0 | 0 | 0 | 0 | 0 | 0 | 0 | 0 | 0 | 0 | 0 | 0 | 0 | 0 | 0 | 1 | 0 | 0 | 2369.6108
2025-03-12 | 3111.368 | 18.47 | 0 | 0 | 0 | 0 | 0 | 0 | 0 | 0 | 0 | 0 | 0 | 0 | 0 | 0 | 0 | 0 | 0 | 0 | 0 | 0 | 0 | 0 | 0 | 0 | 1 | 0 | 2267.5839
2025-03-12 | 3030.505 | 18.93 | 0 | 0 | 0 | 0 | 0 | 0 | 0 | 0 | 0 | 0 | 0 | 0 | 0 | 0 | 0 | 0 | 0 | 0 | 0 | 0 | 0 | 0 | 0 | 0 | 0 | 1 | 2205.5756
2025-03-13 | 3047.035 | 19.35 | 0 | 0 | 1 | 0 | 0 | 0 | 0 | 0 | 0 | 0 | 0 | 0 | 0 | 0 | 0 | 0 | 0 | 0 | 0 | 0 | 0 | 0 | 0 | 0 | 0 | 0 | 2184.4732
2025-03-13 | 3031.065 | 19.73 | 0 | 0 | 0 | 1 | 0 | 0 | 0 | 0 | 0 | 0 | 0 | 0 | 0 | 0 | 0 | 0 | 0 | 0 | 0 | 0 | 0 | 0 | 0 | 0 | 0 | 0 | 2172.1689
2025-03-13 | 3028.62 | 19.79 | 0 | 0 | 0 | 0 | 1 | 0 | 0 | 0 | 0 | 0 | 0 | 0 | 0 | 0 | 0 | 0 | 0 | 0 | 0 | 0 | 0 | 0 | 0 | 0 | 0 | 0 | 2166.7071
2025-03-13 | 3092.427 | 19.93 | 0 | 0 | 0 | 0 | 0 | 1 | 0 | 0 | 0 | 0 | 0 | 0 | 0 | 0 | 0 | 0 | 0 | 0 | 0 | 0 | 0 | 0 | 0 | 0 | 0 | 0 | 2192.5648
2025-03-13 | 3188.756 | 20 | 0 | 0 | 0 | 0 | 0 | 0 | 1 | 0 | 0 | 0 | 0 | 0 | 0 | 0 | 0 | 0 | 0 | 0 | 0 | 0 | 0 | 0 | 0 | 0 | 0 | 0 | 2237.8293
2025-03-13 | 3483.176 | 19.99 | 0 | 0 | 0 | 0 | 0 | 0 | 0 | 1 | 0 | 0 | 0 | 0 | 0 | 0 | 0 | 0 | 0 | 0 | 0 | 0 | 0 | 0 | 0 | 0 | 0 | 0 | 2341.4803
2025-03-13 | 4034.999 | 19.78 | 0 | 0 | 0 | 0 | 0 | 0 | 0 | 0 | 1 | 0 | 0 | 0 | 0 | 0 | 0 | 0 | 0 | 0 | 0 | 0 | 0 | 0 | 0 | 0 | 0 | 0 | 2534.6556
2025-03-13 | 4482.654 | 19.77 | 0 | 0 | 0 | 0 | 0 | 0 | 0 | 0 | 0 | 1 | 0 | 0 | 0 | 0 | 0 | 0 | 0 | 0 | 0 | 0 | 0 | 0 | 0 | 0 | 0 | 0 | 2751.4796
2025-03-13 | 4807.349 | 18.99 | 0 | 0 | 0 | 0 | 0 | 0 | 0 | 0 | 0 | 0 | 1 | 0 | 0 | 0 | 0 | 0 | 0 | 0 | 0 | 0 | 0 | 0 | 0 | 0 | 0 | 0 | 2959.7259
2025-03-13 | 4996.185 | 17.83 | 0 | 0 | 0 | 0 | 0 | 0 | 0 | 0 | 0 | 0 | 0 | 1 | 0 | 0 | 0 | 0 | 0 | 0 | 0 | 0 | 0 | 0 | 0 | 0 | 0 | 0 | 3098.6704
2025-03-13 | 4978.201 | 16.65 | 0 | 0 | 0 | 0 | 0 | 0 | 0 | 0 | 0 | 0 | 0 | 0 | 1 | 0 | 0 | 0 | 0 | 0 | 0 | 0 | 0 | 0 | 0 | 0 | 0 | 0 | 3159.1433
2025-03-13 | 4888.463 | 15.73 | 0 | 0 | 0 | 0 | 0 | 0 | 0 | 0 | 0 | 0 | 0 | 0 | 0 | 1 | 0 | 0 | 0 | 0 | 0 | 0 | 0 | 0 | 0 | 0 | 0 | 0 | 3131.5263
2025-03-13 | 4835.343 | 14.93 | 0.21 | 0 | 0 | 0 | 0 | 0 | 0 | 0 | 0 | 0 | 0 | 0 | 0 | 0 | 1 | 0 | 0 | 0 | 0 | 0 | 0 | 0 | 0 | 0 | 0 | 0 | 3102.7485
2025-03-13 | 4764.218 | 14.92 | 0.18 | 0 | 0 | 0 | 0 | 0 | 0 | 0 | 0 | 0 | 0 | 0 | 0 | 0 | 0 | 1 | 0 | 0 | 0 | 0 | 0 | 0 | 0 | 0 | 0 | 0 | 3075.2054
2025-03-13 | 4670.061 | 14.69 | 0.18 | 0 | 0 | 0 | 0 | 0 | 0 | 0 | 0 | 0 | 0 | 0 | 0 | 0 | 0 | 0 | 1 | 0 | 0 | 0 | 0 | 0 | 0 | 0 | 0 | 0 | 3011.0893
2025-03-13 | 4485.173 | 14.5 | 0.12 | 0 | 0 | 0 | 0 | 0 | 0 | 0 | 0 | 0 | 0 | 0 | 0 | 0 | 0 | 0 | 0 | 1 | 0 | 0 | 0 | 0 | 0 | 0 | 0 | 0 | 2881.3728
2025-03-13 | 4120.936 | 14.28 | 0.08 | 0 | 0 | 0 | 0 | 0 | 0 | 0 | 0 | 0 | 0 | 0 | 0 | 0 | 0 | 0 | 0 | 0 | 1 | 0 | 0 | 0 | 0 | 0 | 0 | 0 | 2706.2763
2025-03-13 | 3774.422 | 14.84 | 0 | 0 | 0 | 0 | 0 | 0 | 0 | 0 | 0 | 0 | 0 | 0 | 0 | 0 | 0 | 0 | 0 | 0 | 0 | 1 | 0 | 0 | 0 | 0 | 0 | 0 | 2591.6049
2025-03-13 | 3704.078 | 15.57 | 0 | 0 | 0 | 0 | 0 | 0 | 0 | 0 | 0 | 0 | 0 | 0 | 0 | 0 | 0 | 0 | 0 | 0 | 0 | 0 | 1 | 0 | 0 | 0 | 0 | 0 | 2556.6807
2025-03-13 | 3536.131 | 16.22 | 0 | 0 | 0 | 0 | 0 | 0 | 0 | 0 | 0 | 0 | 0 | 0 | 0 | 0 | 0 | 0 | 0 | 0 | 0 | 0 | 0 | 1 | 0 | 0 | 0 | 0 | 2520.8545
2025-03-13 | 3334.355 | 16.24 | 0 | 0 | 0 | 0 | 0 | 0 | 0 | 0 | 0 | 0 | 0 | 0 | 0 | 0 | 0 | 0 | 0 | 0 | 0 | 0 | 0 | 0 | 1 | 0 | 0 | 0 | 2423.9461
2025-03-13 | 3126.64 | 16.65 | 0 | 0 | 0 | 0 | 0 | 0 | 0 | 0 | 0 | 0 | 0 | 0 | 0 | 0 | 0 | 0 | 0 | 0 | 0 | 0 | 0 | 0 | 0 | 1 | 0 | 0 | 2313.801
2025-03-13 | 2960.4 | 17.05 | 0 | 0 | 0 | 0 | 0 | 0 | 0 | 0 | 0 | 0 | 0 | 0 | 0 | 0 | 0 | 0 | 0 | 0 | 0 | 0 | 0 | 0 | 0 | 0 | 1 | 0 | 2219.843
2025-03-13 | 2930.058 | 17.5 | 0 | 0 | 0 | 0 | 0 | 0 | 0 | 0 | 0 | 0 | 0 | 0 | 0 | 0 | 0 | 0 | 0 | 0 | 0 | 0 | 0 | 0 | 0 | 0 | 0 | 1 | 2157.4985
2025-03-14 | 2867.798 | 17.52 | 0 | 0 | 1 | 0 | 0 | 0 | 0 | 0 | 0 | 0 | 0 | 0 | 0 | 0 | 0 | 0 | 0 | 0 | 0 | 0 | 0 | 0 | 0 | 0 | 0 | 0 | 2122.948
2025-03-14 | 2893.08 | 18.29 | 0 | 0 | 0 | 1 | 0 | 0 | 0 | 0 | 0 | 0 | 0 | 0 | 0 | 0 | 0 | 0 | 0 | 0 | 0 | 0 | 0 | 0 | 0 | 0 | 0 | 0 | 2123.7557
2025-03-14 | 2915.956 | 18.24 | 0 | 0 | 0 | 0 | 1 | 0 | 0 | 0 | 0 | 0 | 0 | 0 | 0 | 0 | 0 | 0 | 0 | 0 | 0 | 0 | 0 | 0 | 0 | 0 | 0 | 0 | 2114.5956
2025-03-14 | 2982.271 | 18.79 | 0 | 0 | 0 | 0 | 0 | 1 | 0 | 0 | 0 | 0 | 0 | 0 | 0 | 0 | 0 | 0 | 0 | 0 | 0 | 0 | 0 | 0 | 0 | 0 | 0 | 0 | 2154.2377
2025-03-14 | 3095.68 | 19.17 | 0 | 0 | 0 | 0 | 0 | 0 | 1 | 0 | 0 | 0 | 0 | 0 | 0 | 0 | 0 | 0 | 0 | 0 | 0 | 0 | 0 | 0 | 0 | 0 | 0 | 0 | 2209.9245
2025-03-14 | 3348.005 | 19.22 | 0 | 0 | 0 | 0 | 0 | 0 | 0 | 1 | 0 | 0 | 0 | 0 | 0 | 0 | 0 | 0 | 0 | 0 | 0 | 0 | 0 | 0 | 0 | 0 | 0 | 0 | 2315.5927
2025-03-14 | 3784.663 | 19.15 | 0 | 0 | 0 | 0 | 0 | 0 | 0 | 0 | 1 | 0 | 0 | 0 | 0 | 0 | 0 | 0 | 0 | 0 | 0 | 0 | 0 | 0 | 0 | 0 | 0 | 0 | 2513.4748
2025-03-14 | 4237.775 | 18.89 | 0 | 0 | 0 | 0 | 0 | 0 | 0 | 0 | 0 | 1 | 0 | 0 | 0 | 0 | 0 | 0 | 0 | 0 | 0 | 0 | 0 | 0 | 0 | 0 | 0 | 0 | 2721.8937
2025-03-14 | 4627.935 | 18.02 | 0 | 0 | 0 | 0 | 0 | 0 | 0 | 0 | 0 | 0 | 1 | 0 | 0 | 0 | 0 | 0 | 0 | 0 | 0 | 0 | 0 | 0 | 0 | 0 | 0 | 0 | 2927.1142
2025-03-14 | 4785.791 | 16.98 | 0 | 0 | 0 | 0 | 0 | 0 | 0 | 0 | 0 | 0 | 0 | 1 | 0 | 0 | 0 | 0 | 0 | 0 | 0 | 0 | 0 | 0 | 0 | 0 | 0 | 0 | 3070.0931
2025-03-14 | 4824.505 | 15.81 | 0 | 0 | 0 | 0 | 0 | 0 | 0 | 0 | 0 | 0 | 0 | 0 | 1 | 0 | 0 | 0 | 0 | 0 | 0 | 0 | 0 | 0 | 0 | 0 | 0 | 0 | 3130.9022
2025-03-14 | 4688.501 | 15.15 | 0 | 0 | 0 | 0 | 0 | 0 | 0 | 0 | 0 | 0 | 0 | 0 | 0 | 1 | 0 | 0 | 0 | 0 | 0 | 0 | 0 | 0 | 0 | 0 | 0 | 0 | 3112.0265
2025-03-14 | 4668.26 | 14.81 | 0 | 0 | 0 | 0 | 0 | 0 | 0 | 0 | 0 | 0 | 0 | 0 | 0 | 0 | 1 | 0 | 0 | 0 | 0 | 0 | 0 | 0 | 0 | 0 | 0 | 0 | 3078.8355
2025-03-14 | 4613.601 | 14.43 | 0 | 0 | 0 | 0 | 0 | 0 | 0 | 0 | 0 | 0 | 0 | 0 | 0 | 0 | 0 | 1 | 0 | 0 | 0 | 0 | 0 | 0 | 0 | 0 | 0 | 0 | 3041.6926
2025-03-14 | 4507.164 | 14.06 | 0 | 0 | 0 | 0 | 0 | 0 | 0 | 0 | 0 | 0 | 0 | 0 | 0 | 0 | 0 | 0 | 1 | 0 | 0 | 0 | 0 | 0 | 0 | 0 | 0 | 0 | 2972.8696
2025-03-14 | 4215.384 | 14.42 | 0 | 0 | 0 | 0 | 0 | 0 | 0 | 0 | 0 | 0 | 0 | 0 | 0 | 0 | 0 | 0 | 0 | 1 | 0 | 0 | 0 | 0 | 0 | 0 | 0 | 0 | 2867.324
2025-03-14 | 3790.077 | 14.75 | 0 | 0 | 0 | 0 | 0 | 0 | 0 | 0 | 0 | 0 | 0 | 0 | 0 | 0 | 0 | 0 | 0 | 0 | 1 | 0 | 0 | 0 | 0 | 0 | 0 | 0 | 2714.505
2025-03-14 | 3551.903 | 15.04 | 0 | 0 | 0 | 0 | 0 | 0 | 0 | 0 | 0 | 0 | 0 | 0 | 0 | 0 | 0 | 0 | 0 | 0 | 0 | 1 | 0 | 0 | 0 | 0 | 0 | 0 | 2598.329
2025-03-14 | 3524.038 | 15.64 | 0 | 0 | 0 | 0 | 0 | 0 | 0 | 0 | 0 | 0 | 0 | 0 | 0 | 0 | 0 | 0 | 0 | 0 | 0 | 0 | 1 | 0 | 0 | 0 | 0 | 0 | 2559.0342
2025-03-14 | 3380.918 | 16.25 | 0 | 0 | 0 | 0 | 0 | 0 | 0 | 0 | 0 | 0 | 0 | 0 | 0 | 0 | 0 | 0 | 0 | 0 | 0 | 0 | 0 | 1 | 0 | 0 | 0 | 0 | 2521.8631
2025-03-14 | 3168.229 | 16.27 | 0 | 0 | 0 | 0 | 0 | 0 | 0 | 0 | 0 | 0 | 0 | 0 | 0 | 0 | 0 | 0 | 0 | 0 | 0 | 0 | 0 | 0 | 1 | 0 | 0 | 0 | 2424.9548
2025-03-14 | 2952.601 | 16.37 | 0 | 0 | 0 | 0 | 0 | 0 | 0 | 0 | 0 | 0 | 0 | 0 | 0 | 0 | 0 | 0 | 0 | 0 | 0 | 0 | 0 | 0 | 0 | 1 | 0 | 0 | 2304.3873
2025-03-14 | 2747.4 | 16.87 | 0 | 0 | 0 | 0 | 0 | 0 | 0 | 0 | 0 | 0 | 0 | 0 | 0 | 0 | 0 | 0 | 0 | 0 | 0 | 0 | 0 | 0 | 0 | 0 | 1 | 0 | 2213.7914
2025-03-14 | 2623.753 | 17.16 | 0 | 0 | 0 | 0 | 0 | 0 | 0 | 0 | 0 | 0 | 0 | 0 | 0 | 0 | 0 | 0 | 0 | 0 | 0 | 0 | 0 | 0 | 0 | 0 | 0 | 1 | 2146.0676
2025-03-15 | 2593.943 | 17.51 | 0 | 1 | 1 | 0 | 0 | 0 | 0 | 0 | 0 | 0 | 0 | 0 | 0 | 0 | 0 | 0 | 0 | 0 | 0 | 0 | 0 | 0 | 0 | 0 | 0 | 0 | 1857.4587
2025-03-15 | 2572.335 | 17.73 | 0 | 1 | 0 | 1 | 0 | 0 | 0 | 0 | 0 | 0 | 0 | 0 | 0 | 0 | 0 | 0 | 0 | 0 | 0 | 0 | 0 | 0 | 0 | 0 | 0 | 0 | 1839.7752
2025-03-15 | 2613.527 | 17.62 | 0 | 1 | 0 | 0 | 1 | 0 | 0 | 0 | 0 | 0 | 0 | 0 | 0 | 0 | 0 | 0 | 0 | 0 | 0 | 0 | 0 | 0 | 0 | 0 | 0 | 0 | 1828.598
2025-03-15 | 2618.623 | 18.11 | 0 | 1 | 0 | 0 | 0 | 1 | 0 | 0 | 0 | 0 | 0 | 0 | 0 | 0 | 0 | 0 | 0 | 0 | 0 | 0 | 0 | 0 | 0 | 0 | 0 | 0 | 1866.2228
2025-03-15 | 2644.505 | 18.5 | 0 | 1 | 0 | 0 | 0 | 0 | 1 | 0 | 0 | 0 | 0 | 0 | 0 | 0 | 0 | 0 | 0 | 0 | 0 | 0 | 0 | 0 | 0 | 0 | 0 | 0 | 1922.2458
2025-03-15 | 2772.334 | 18.57 | 0 | 1 | 0 | 0 | 0 | 0 | 0 | 1 | 0 | 0 | 0 | 0 | 0 | 0 | 0 | 0 | 0 | 0 | 0 | 0 | 0 | 0 | 0 | 0 | 0 | 0 | 2028.5864
2025-03-15 | 2904.289 | 18.5 | 0 | 1 | 0 | 0 | 0 | 0 | 0 | 0 | 1 | 0 | 0 | 0 | 0 | 0 | 0 | 0 | 0 | 0 | 0 | 0 | 0 | 0 | 0 | 0 | 0 | 0 | 2226.4685
2025-03-15 | 3153.476 | 18.27 | 0 | 1 | 0 | 0 | 0 | 0 | 0 | 0 | 0 | 1 | 0 | 0 | 0 | 0 | 0 | 0 | 0 | 0 | 0 | 0 | 0 | 0 | 0 | 0 | 0 | 0 | 2435.8961
2025-03-15 | 3455.484 | 17.54 | 0 | 1 | 0 | 0 | 0 | 0 | 0 | 0 | 0 | 0 | 1 | 0 | 0 | 0 | 0 | 0 | 0 | 0 | 0 | 0 | 0 | 0 | 0 | 0 | 0 | 0 | 2645.8233
2025-03-15 | 3748.115 | 16.75 | 0 | 1 | 0 | 0 | 0 | 0 | 0 | 0 | 0 | 0 | 0 | 1 | 0 | 0 | 0 | 0 | 0 | 0 | 0 | 0 | 0 | 0 | 0 | 0 | 0 | 0 | 2797.2074
2025-03-15 | 3877.209 | 16.33 | 0 | 1 | 0 | 0 | 0 | 0 | 0 | 0 | 0 | 0 | 0 | 0 | 1 | 0 | 0 | 0 | 0 | 0 | 0 | 0 | 0 | 0 | 0 | 0 | 0 | 0 | 2883.2317
2025-03-15 | 3923.843 | 15.48 | 0 | 1 | 0 | 0 | 0 | 0 | 0 | 0 | 0 | 0 | 0 | 0 | 0 | 1 | 0 | 0 | 0 | 0 | 0 | 0 | 0 | 0 | 0 | 0 | 0 | 0 | 2857.9681
2025-03-15 | 3795.603 | 14.9 | 0 | 1 | 0 | 0 | 0 | 0 | 0 | 0 | 0 | 0 | 0 | 0 | 0 | 0 | 1 | 0 | 0 | 0 | 0 | 0 | 0 | 0 | 0 | 0 | 0 | 0 | 2816.7082
2025-03-15 | 3723.968 | 13.95 | 0 | 1 | 0 | 0 | 0 | 0 | 0 | 0 | 0 | 0 | 0 | 0 | 0 | 0 | 0 | 1 | 0 | 0 | 0 | 0 | 0 | 0 | 0 | 0 | 0 | 0 | 2760.4018
2025-03-15 | 3591.855 | 13.72 | 0 | 1 | 0 | 0 | 0 | 0 | 0 | 0 | 0 | 0 | 0 | 0 | 0 | 0 | 0 | 0 | 1 | 0 | 0 | 0 | 0 | 0 | 0 | 0 | 0 | 0 | 2696.2856
2025-03-15 | 3518.112 | 13.63 | 0 | 1 | 0 | 0 | 0 | 0 | 0 | 0 | 0 | 0 | 0 | 0 | 0 | 0 | 0 | 0 | 0 | 1 | 0 | 0 | 0 | 0 | 0 | 0 | 0 | 0 | 2575.6109
2025-03-15 | 3333.21 | 14.13 | 0 | 1 | 0 | 0 | 0 | 0 | 0 | 0 | 0 | 0 | 0 | 0 | 0 | 0 | 0 | 0 | 0 | 0 | 1 | 0 | 0 | 0 | 0 | 0 | 0 | 0 | 2428.5073
2025-03-15 | 3322.435 | 14.37 | 0 | 1 | 0 | 0 | 0 | 0 | 0 | 0 | 0 | 0 | 0 | 0 | 0 | 0 | 0 | 0 | 0 | 0 | 0 | 1 | 0 | 0 | 0 | 0 | 0 | 0 | 2310.6503
2025-03-15 | 3314.577 | 15.54 | 0 | 1 | 0 | 0 | 0 | 0 | 0 | 0 | 0 | 0 | 0 | 0 | 0 | 0 | 0 | 0 | 0 | 0 | 0 | 0 | 1 | 0 | 0 | 0 | 0 | 0 | 2290.519
2025-03-15 | 3245.198 | 16.33 | 0 | 1 | 0 | 0 | 0 | 0 | 0 | 0 | 0 | 0 | 0 | 0 | 0 | 0 | 0 | 0 | 0 | 0 | 0 | 0 | 0 | 1 | 0 | 0 | 0 | 0 | 2259.3996
2025-03-15 | 3113.572 | 16.4 | 0 | 1 | 0 | 0 | 0 | 0 | 0 | 0 | 0 | 0 | 0 | 0 | 0 | 0 | 0 | 0 | 0 | 0 | 0 | 0 | 0 | 0 | 1 | 0 | 0 | 0 | 2164.1723
2025-03-15 | 2895.632 | 16.64 | 0 | 1 | 0 | 0 | 0 | 0 | 0 | 0 | 0 | 0 | 0 | 0 | 0 | 0 | 0 | 0 | 0 | 0 | 0 | 0 | 0 | 0 | 0 | 1 | 0 | 0 | 2048.3117
2025-03-15 | 2715.752 | 16.9 | 0 | 1 | 0 | 0 | 0 | 0 | 0 | 0 | 0 | 0 | 0 | 0 | 0 | 0 | 0 | 0 | 0 | 0 | 0 | 0 | 0 | 0 | 0 | 0 | 1 | 0 | 1949.6469
2025-03-15 | 2624.36 | 17.06 | 0 | 1 | 0 | 0 | 0 | 0 | 0 | 0 | 0 | 0 | 0 | 0 | 0 | 0 | 0 | 0 | 0 | 0 | 0 | 0 | 0 | 0 | 0 | 0 | 0 | 1 | 1877.5525
2025-03-16 | 2516.826 | 17.3 | 0 | 1 | 1 | 0 | 0 | 0 | 0 | 0 | 0 | 0 | 0 | 0 | 0 | 0 | 0 | 0 | 0 | 0 | 0 | 0 | 0 | 0 | 0 | 0 | 0 | 0 | 1850.3985
2025-03-16 | 2516.281 | 17.71 | 0 | 1 | 0 | 1 | 0 | 0 | 0 | 0 | 0 | 0 | 0 | 0 | 0 | 0 | 0 | 0 | 0 | 0 | 0 | 0 | 0 | 0 | 0 | 0 | 0 | 0 | 1839.1028
2025-03-16 | 2511.621 | 18.01 | 0 | 1 | 0 | 0 | 1 | 0 | 0 | 0 | 0 | 0 | 0 | 0 | 0 | 0 | 0 | 0 | 0 | 0 | 0 | 0 | 0 | 0 | 0 | 0 | 0 | 0 | 1841.7099
2025-03-16 | 2538.999 | 18.24 | 0 | 1 | 0 | 0 | 0 | 1 | 0 | 0 | 0 | 0 | 0 | 0 | 0 | 0 | 0 | 0 | 0 | 0 | 0 | 0 | 0 | 0 | 0 | 0 | 0 | 0 | 1870.5934
2025-03-16 | 2542.795 | 18.38 | 0 | 1 | 0 | 0 | 0 | 0 | 1 | 0 | 0 | 0 | 0 | 0 | 0 | 0 | 0 | 0 | 0 | 0 | 0 | 0 | 0 | 0 | 0 | 0 | 0 | 0 | 1918.2113
2025-03-16 | 2636.827 | 18.24 | 0 | 1 | 0 | 0 | 0 | 0 | 0 | 1 | 0 | 0 | 0 | 0 | 0 | 0 | 0 | 0 | 0 | 0 | 0 | 0 | 0 | 0 | 0 | 0 | 0 | 0 | 2017.4917
2025-03-16 | 2791.946 | 18.09 | 0 | 1 | 0 | 0 | 0 | 0 | 0 | 0 | 1 | 0 | 0 | 0 | 0 | 0 | 0 | 0 | 0 | 0 | 0 | 0 | 0 | 0 | 0 | 0 | 0 | 0 | 2212.6842
2025-03-16 | 2887.463 | 17.88 | 0 | 1 | 0 | 0 | 0 | 0 | 0 | 0 | 0 | 1 | 0 | 0 | 0 | 0 | 0 | 0 | 0 | 0 | 0 | 0 | 0 | 0 | 0 | 0 | 0 | 0 | 2422.7841
2025-03-16 | 3140.527 | 17.5 | 0 | 1 | 0 | 0 | 0 | 0 | 0 | 0 | 0 | 0 | 1 | 0 | 0 | 0 | 0 | 0 | 0 | 0 | 0 | 0 | 0 | 0 | 0 | 0 | 0 | 0 | 2644.4785
2025-03-16 | 3334.505 | 16.85 | 0 | 1 | 0 | 0 | 0 | 0 | 0 | 0 | 0 | 0 | 0 | 1 | 0 | 0 | 0 | 0 | 0 | 0 | 0 | 0 | 0 | 0 | 0 | 0 | 0 | 0 | 2800.5694
2025-03-16 | 3446.351 | 16.06 | 0 | 1 | 0 | 0 | 0 | 0 | 0 | 0 | 0 | 0 | 0 | 0 | 1 | 0 | 0 | 0 | 0 | 0 | 0 | 0 | 0 | 0 | 0 | 0 | 0 | 0 | 2874.1542
2025-03-16 | 3412.291 | 15.02 | 0 | 1 | 0 | 0 | 0 | 0 | 0 | 0 | 0 | 0 | 0 | 0 | 0 | 1 | 0 | 0 | 0 | 0 | 0 | 0 | 0 | 0 | 0 | 0 | 0 | 0 | 2842.5028
2025-03-16 | 3321.227 | 14.58 | 0 | 1 | 0 | 0 | 0 | 0 | 0 | 0 | 0 | 0 | 0 | 0 | 0 | 0 | 1 | 0 | 0 | 0 | 0 | 0 | 0 | 0 | 0 | 0 | 0 | 0 | 2805.9497
2025-03-16 | 3327.623 | 13.77 | 0 | 1 | 0 | 0 | 0 | 0 | 0 | 0 | 0 | 0 | 0 | 0 | 0 | 0 | 0 | 1 | 0 | 0 | 0 | 0 | 0 | 0 | 0 | 0 | 0 | 0 | 2754.3501
2025-03-16 | 3378.46 | 13.26 | 0 | 1 | 0 | 0 | 0 | 0 | 0 | 0 | 0 | 0 | 0 | 0 | 0 | 0 | 0 | 0 | 1 | 0 | 0 | 0 | 0 | 0 | 0 | 0 | 0 | 0 | 2680.8203
2025-03-16 | 3299.707 | 12.81 | 0 | 1 | 0 | 0 | 0 | 0 | 0 | 0 | 0 | 0 | 0 | 0 | 0 | 0 | 0 | 0 | 0 | 1 | 0 | 0 | 0 | 0 | 0 | 0 | 0 | 0 | 2548.0422
2025-03-16 | 3141.849 | 13.08 | 0 | 1 | 0 | 0 | 0 | 0 | 0 | 0 | 0 | 0 | 0 | 0 | 0 | 0 | 0 | 0 | 0 | 0 | 1 | 0 | 0 | 0 | 0 | 0 | 0 | 0 | 2393.206
2025-03-16 | 3089.51 | 13.66 | 0 | 1 | 0 | 0 | 0 | 0 | 0 | 0 | 0 | 0 | 0 | 0 | 0 | 0 | 0 | 0 | 0 | 0 | 0 | 1 | 0 | 0 | 0 | 0 | 0 | 0 | 2286.7799
2025-03-16 | 3112.79 | 14.21 | 0 | 1 | 0 | 0 | 0 | 0 | 0 | 0 | 0 | 0 | 0 | 0 | 0 | 0 | 0 | 0 | 0 | 0 | 0 | 0 | 1 | 0 | 0 | 0 | 0 | 0 | 2245.804
2025-03-16 | 3085.956 | 15.15 | 0 | 1 | 0 | 0 | 0 | 0 | 0 | 0 | 0 | 0 | 0 | 0 | 0 | 0 | 0 | 0 | 0 | 0 | 0 | 0 | 0 | 1 | 0 | 0 | 0 | 0 | 2219.7276
2025-03-16 | 2939.859 | 15.81 | 0 | 1 | 0 | 0 | 0 | 0 | 0 | 0 | 0 | 0 | 0 | 0 | 0 | 0 | 0 | 0 | 0 | 0 | 0 | 0 | 0 | 0 | 1 | 0 | 0 | 0 | 2144.3363
2025-03-16 | 2789.776 | 16.29 | 0 | 1 | 0 | 0 | 0 | 0 | 0 | 0 | 0 | 0 | 0 | 0 | 0 | 0 | 0 | 0 | 0 | 0 | 0 | 0 | 0 | 0 | 0 | 1 | 0 | 0 | 2036.5446
2025-03-16 | 2688.222 | 16.73 | 0 | 1 | 0 | 0 | 0 | 0 | 0 | 0 | 0 | 0 | 0 | 0 | 0 | 0 | 0 | 0 | 0 | 0 | 0 | 0 | 0 | 0 | 0 | 0 | 1 | 0 | 1943.9314
2025-03-16 | 2681.569 | 17.02 | 0 | 1 | 0 | 0 | 0 | 0 | 0 | 0 | 0 | 0 | 0 | 0 | 0 | 0 | 0 | 0 | 0 | 0 | 0 | 0 | 0 | 0 | 0 | 0 | 0 | 1 | 1876.2077
2025-03-17 | 2672.21 | 17.49 | 0 | 0 | 1 | 0 | 0 | 0 | 0 | 0 | 0 | 0 | 0 | 0 | 0 | 0 | 0 | 0 | 0 | 0 | 0 | 0 | 0 | 0 | 0 | 0 | 0 | 0 | 2121.9394
2025-03-17 | 2684.479 | 17.62 | 0 | 0 | 0 | 1 | 0 | 0 | 0 | 0 | 0 | 0 | 0 | 0 | 0 | 0 | 0 | 0 | 0 | 0 | 0 | 0 | 0 | 0 | 0 | 0 | 0 | 0 | 2101.23
2025-03-17 | 2702.172 | 17.73 | 0 | 0 | 0 | 0 | 1 | 0 | 0 | 0 | 0 | 0 | 0 | 0 | 0 | 0 | 0 | 0 | 0 | 0 | 0 | 0 | 0 | 0 | 0 | 0 | 0 | 0 | 2097.4493
2025-03-17 | 2781.473 | 17.85 | 0 | 0 | 0 | 0 | 0 | 1 | 0 | 0 | 0 | 0 | 0 | 0 | 0 | 0 | 0 | 0 | 0 | 0 | 0 | 0 | 0 | 0 | 0 | 0 | 0 | 0 | 2122.6346
2025-03-17 | 2869.271 | 17.97 | 0 | 0 | 0 | 0 | 0 | 0 | 1 | 0 | 0 | 0 | 0 | 0 | 0 | 0 | 0 | 0 | 0 | 0 | 0 | 0 | 0 | 0 | 0 | 0 | 0 | 0 | 2169.5801
2025-03-17 | 3127.227 | 18.42 | 0 | 0 | 0 | 0 | 0 | 0 | 0 | 1 | 0 | 0 | 0 | 0 | 0 | 0 | 0 | 0 | 0 | 0 | 0 | 0 | 0 | 0 | 0 | 0 | 0 | 0 | 2288.6964
2025-03-17 | 3699.684 | 18.25 | 0 | 0 | 0 | 0 | 0 | 0 | 0 | 0 | 1 | 0 | 0 | 0 | 0 | 0 | 0 | 0 | 0 | 0 | 0 | 0 | 0 | 0 | 0 | 0 | 0 | 0 | 2483.2165
2025-03-17 | 4270.711 | 18.13 | 0 | 0 | 0 | 0 | 0 | 0 | 0 | 0 | 0 | 1 | 0 | 0 | 0 | 0 | 0 | 0 | 0 | 0 | 0 | 0 | 0 | 0 | 0 | 0 | 0 | 0 | 2696.3423
2025-03-17 | 4666.23 | 17.17 | 0 | 0 | 0 | 0 | 0 | 0 | 0 | 0 | 0 | 0 | 1 | 0 | 0 | 0 | 0 | 0 | 0 | 0 | 0 | 0 | 0 | 0 | 0 | 0 | 0 | 0 | 2898.5369
2025-03-17 | 4881.058 | 15.75 | 0 | 0 | 0 | 0 | 0 | 0 | 0 | 0 | 0 | 0 | 0 | 1 | 0 | 0 | 0 | 0 | 0 | 0 | 0 | 0 | 0 | 0 | 0 | 0 | 0 | 0 | 3028.7401
2025-03-17 | 4909.89 | 14.62 | 0 | 0 | 0 | 0 | 0 | 0 | 0 | 0 | 0 | 0 | 0 | 0 | 1 | 0 | 0 | 0 | 0 | 0 | 0 | 0 | 0 | 0 | 0 | 0 | 0 | 0 | 3090.894
2025-03-17 | 4810.194 | 13.06 | 0 | 0 | 0 | 0 | 0 | 0 | 0 | 0 | 0 | 0 | 0 | 0 | 0 | 1 | 0 | 0 | 0 | 0 | 0 | 0 | 0 | 0 | 0 | 0 | 0 | 0 | 3041.76
2025-03-17 | 4782.407 | 12.55 | 0 | 0 | 0 | 0 | 0 | 0 | 0 | 0 | 0 | 0 | 0 | 0 | 0 | 0 | 1 | 0 | 0 | 0 | 0 | 0 | 0 | 0 | 0 | 0 | 0 | 0 | 3002.8535
2025-03-17 | 4665.122 | 11.58 | 0 | 0 | 0 | 0 | 0 | 0 | 0 | 0 | 0 | 0 | 0 | 0 | 0 | 0 | 0 | 1 | 0 | 0 | 0 | 0 | 0 | 0 | 0 | 0 | 0 | 0 | 2945.8747
2025-03-17 | 4581.604 | 10.89 | 0 | 0 | 0 | 0 | 0 | 0 | 0 | 0 | 0 | 0 | 0 | 0 | 0 | 0 | 0 | 0 | 1 | 0 | 0 | 0 | 0 | 0 | 0 | 0 | 0 | 0 | 2866.2932
2025-03-17 | 4306.653 | 11.01 | 0 | 0 | 0 | 0 | 0 | 0 | 0 | 0 | 0 | 0 | 0 | 0 | 0 | 0 | 0 | 0 | 0 | 1 | 0 | 0 | 0 | 0 | 0 | 0 | 0 | 0 | 2752.6787
2025-03-17 | 3907.419 | 11.59 | 0 | 0 | 0 | 0 | 0 | 0 | 0 | 0 | 0 | 0 | 0 | 0 | 0 | 0 | 0 | 0 | 0 | 0 | 1 | 0 | 0 | 0 | 0 | 0 | 0 | 0 | 2608.2648
2025-03-17 | 3578.561 | 12.16 | 0 | 0 | 0 | 0 | 0 | 0 | 0 | 0 | 0 | 0 | 0 | 0 | 0 | 0 | 0 | 0 | 0 | 0 | 0 | 1 | 0 | 0 | 0 | 0 | 0 | 0 | 2501.5025
2025-03-17 | 3565.587 | 13.2 | 0 | 0 | 0 | 0 | 0 | 0 | 0 | 0 | 0 | 0 | 0 | 0 | 0 | 0 | 0 | 0 | 0 | 0 | 0 | 0 | 1 | 0 | 0 | 0 | 0 | 0 | 2477.0006
2025-03-17 | 3521.794 | 14.56 | 0 | 0 | 0 | 0 | 0 | 0 | 0 | 0 | 0 | 0 | 0 | 0 | 0 | 0 | 0 | 0 | 0 | 0 | 0 | 0 | 0 | 1 | 0 | 0 | 0 | 0 | 2465.0447
2025-03-17 | 3259.109 | 15.13 | 0 | 0 | 0 | 0 | 0 | 0 | 0 | 0 | 0 | 0 | 0 | 0 | 0 | 0 | 0 | 0 | 0 | 0 | 0 | 0 | 0 | 0 | 1 | 0 | 0 | 0 | 2386.6276
2025-03-17 | 3046.757 | 15.69 | 0 | 0 | 0 | 0 | 0 | 0 | 0 | 0 | 0 | 0 | 0 | 0 | 0 | 0 | 0 | 0 | 0 | 0 | 0 | 0 | 0 | 0 | 0 | 1 | 0 | 0 | 2281.5255
2025-03-17 | 2946.86 | 15.91 | 0 | 0 | 0 | 0 | 0 | 0 | 0 | 0 | 0 | 0 | 0 | 0 | 0 | 0 | 0 | 0 | 0 | 0 | 0 | 0 | 0 | 0 | 0 | 0 | 1 | 0 | 2181.5159
2025-03-17 | 2845.346 | 16.48 | 0 | 0 | 0 | 0 | 0 | 0 | 0 | 0 | 0 | 0 | 0 | 0 | 0 | 0 | 0 | 0 | 0 | 0 | 0 | 0 | 0 | 0 | 0 | 0 | 0 | 1 | 2123.2058
2025-03-18 | 2841.212 | 16.87 | 0 | 0 | 1 | 0 | 0 | 0 | 0 | 0 | 0 | 0 | 0 | 0 | 0 | 0 | 0 | 0 | 0 | 0 | 0 | 0 | 0 | 0 | 0 | 0 | 0 | 0 | 2101.0948
2025-03-18 | 2840.949 | 17.13 | 0 | 0 | 0 | 1 | 0 | 0 | 0 | 0 | 0 | 0 | 0 | 0 | 0 | 0 | 0 | 0 | 0 | 0 | 0 | 0 | 0 | 0 | 0 | 0 | 0 | 0 | 2084.7561
2025-03-18 | 2845.459 | 17.31 | 0 | 0 | 0 | 0 | 1 | 0 | 0 | 0 | 0 | 0 | 0 | 0 | 0 | 0 | 0 | 0 | 0 | 0 | 0 | 0 | 0 | 0 | 0 | 0 | 0 | 0 | 2083.3287
2025-03-18 | 2873.001 | 17.69 | 0 | 0 | 0 | 0 | 0 | 1 | 0 | 0 | 0 | 0 | 0 | 0 | 0 | 0 | 0 | 0 | 0 | 0 | 0 | 0 | 0 | 0 | 0 | 0 | 0 | 0 | 2117.2553
2025-03-18 | 2991.676 | 17.98 | 0 | 0 | 0 | 0 | 0 | 0 | 1 | 0 | 0 | 0 | 0 | 0 | 0 | 0 | 0 | 0 | 0 | 0 | 0 | 0 | 0 | 0 | 0 | 0 | 0 | 0 | 2169.9163
2025-03-18 | 3260.877 | 17.97 | 0 | 0 | 0 | 0 | 0 | 0 | 0 | 1 | 0 | 0 | 0 | 0 | 0 | 0 | 0 | 0 | 0 | 0 | 0 | 0 | 0 | 0 | 0 | 0 | 0 | 0 | 2273.5673
2025-03-18 | 3759.701 | 17.89 | 0 | 0 | 0 | 0 | 0 | 0 | 0 | 0 | 1 | 0 | 0 | 0 | 0 | 0 | 0 | 0 | 0 | 0 | 0 | 0 | 0 | 0 | 0 | 0 | 0 | 0 | 2471.1132
2025-03-18 | 4244.777 | 17.7 | 0 | 0 | 0 | 0 | 0 | 0 | 0 | 0 | 0 | 1 | 0 | 0 | 0 | 0 | 0 | 0 | 0 | 0 | 0 | 0 | 0 | 0 | 0 | 0 | 0 | 0 | 2681.8856
2025-03-18 | 4543.274 | 16.65 | 0 | 0 | 0 | 0 | 0 | 0 | 0 | 0 | 0 | 0 | 1 | 0 | 0 | 0 | 0 | 0 | 0 | 0 | 0 | 0 | 0 | 0 | 0 | 0 | 0 | 0 | 2881.0543
2025-03-18 | 4799.096 | 15.78 | 0 | 0 | 0 | 0 | 0 | 0 | 0 | 0 | 0 | 0 | 0 | 1 | 0 | 0 | 0 | 0 | 0 | 0 | 0 | 0 | 0 | 0 | 0 | 0 | 0 | 0 | 3029.7487
2025-03-18 | 4849.835 | 14.94 | 0 | 0 | 0 | 0 | 0 | 0 | 0 | 0 | 0 | 0 | 0 | 0 | 1 | 0 | 0 | 0 | 0 | 0 | 0 | 0 | 0 | 0 | 0 | 0 | 0 | 0 | 3101.6526
2025-03-18 | 4793.995 | 14.02 | 0 | 0 | 0 | 0 | 0 | 0 | 0 | 0 | 0 | 0 | 0 | 0 | 0 | 1 | 0 | 0 | 0 | 0 | 0 | 0 | 0 | 0 | 0 | 0 | 0 | 0 | 3074.0355
2025-03-18 | 4755.596 | 13.34 | 0 | 0 | 0 | 0 | 0 | 0 | 0 | 0 | 0 | 0 | 0 | 0 | 0 | 0 | 1 | 0 | 0 | 0 | 0 | 0 | 0 | 0 | 0 | 0 | 0 | 0 | 3029.4136
2025-03-18 | 4697.349 | 12.61 | 0 | 0 | 0 | 0 | 0 | 0 | 0 | 0 | 0 | 0 | 0 | 0 | 0 | 0 | 0 | 1 | 0 | 0 | 0 | 0 | 0 | 0 | 0 | 0 | 0 | 0 | 2980.5036
2025-03-18 | 4564.009 | 12.55 | 0 | 0 | 0 | 0 | 0 | 0 | 0 | 0 | 0 | 0 | 0 | 0 | 0 | 0 | 0 | 0 | 1 | 0 | 0 | 0 | 0 | 0 | 0 | 0 | 0 | 0 | 2922.1029
2025-03-18 | 4275.191 | 12.93 | 0 | 0 | 0 | 0 | 0 | 0 | 0 | 0 | 0 | 0 | 0 | 0 | 0 | 0 | 0 | 0 | 0 | 1 | 0 | 0 | 0 | 0 | 0 | 0 | 0 | 0 | 2817.2297
2025-03-18 | 3863.018 | 12.89 | 0 | 0 | 0 | 0 | 0 | 0 | 0 | 0 | 0 | 0 | 0 | 0 | 0 | 0 | 0 | 0 | 0 | 0 | 1 | 0 | 0 | 0 | 0 | 0 | 0 | 0 | 2651.9712
2025-03-18 | 3561.682 | 13.96 | 0 | 0 | 0 | 0 | 0 | 0 | 0 | 0 | 0 | 0 | 0 | 0 | 0 | 0 | 0 | 0 | 0 | 0 | 0 | 1 | 0 | 0 | 0 | 0 | 0 | 0 | 2562.019
2025-03-18 | 3463.35 | 14.94 | 0 | 0 | 0 | 0 | 0 | 0 | 0 | 0 | 0 | 0 | 0 | 0 | 0 | 0 | 0 | 0 | 0 | 0 | 0 | 0 | 1 | 0 | 0 | 0 | 0 | 0 | 2535.4999
2025-03-18 | 3341.077 | 15.89 | 0 | 0 | 0 | 0 | 0 | 0 | 0 | 0 | 0 | 0 | 0 | 0 | 0 | 0 | 0 | 0 | 0 | 0 | 0 | 0 | 0 | 1 | 0 | 0 | 0 | 0 | 2509.7598
2025-03-18 | 3090.522 | 16.38 | 0 | 0 | 0 | 0 | 0 | 0 | 0 | 0 | 0 | 0 | 0 | 0 | 0 | 0 | 0 | 0 | 0 | 0 | 0 | 0 | 0 | 0 | 1 | 0 | 0 | 0 | 2428.653
2025-03-18 | 2856.979 | 16.98 | 0 | 0 | 0 | 0 | 0 | 0 | 0 | 0 | 0 | 0 | 0 | 0 | 0 | 0 | 0 | 0 | 0 | 0 | 0 | 0 | 0 | 0 | 0 | 1 | 0 | 0 | 2324.8957
2025-03-18 | 2719.119 | 17.25 | 0 | 0 | 0 | 0 | 0 | 0 | 0 | 0 | 0 | 0 | 0 | 0 | 0 | 0 | 0 | 0 | 0 | 0 | 0 | 0 | 0 | 0 | 0 | 0 | 1 | 0 | 2226.5671
2025-03-18 | 2660.973 | 17.63 | 0 | 0 | 0 | 0 | 0 | 0 | 0 | 0 | 0 | 0 | 0 | 0 | 0 | 0 | 0 | 0 | 0 | 0 | 0 | 0 | 0 | 0 | 0 | 0 | 0 | 1 | 2161.8691
2025-03-19 | 2623.84 | 17.96 | 0 | 0 | 1 | 0 | 0 | 0 | 0 | 0 | 0 | 0 | 0 | 0 | 0 | 0 | 0 | 0 | 0 | 0 | 0 | 0 | 0 | 0 | 0 | 0 | 0 | 0 | 2137.741
2025-03-19 | 2610.642 | 18.3 | 0 | 0 | 0 | 1 | 0 | 0 | 0 | 0 | 0 | 0 | 0 | 0 | 0 | 0 | 0 | 0 | 0 | 0 | 0 | 0 | 0 | 0 | 0 | 0 | 0 | 0 | 2124.0919
2025-03-19 | 2633.857 | 18.68 | 0 | 0 | 0 | 0 | 1 | 0 | 0 | 0 | 0 | 0 | 0 | 0 | 0 | 0 | 0 | 0 | 0 | 0 | 0 | 0 | 0 | 0 | 0 | 0 | 0 | 0 | 2129.3886
2025-03-19 | 2693.673 | 19.1 | 0 | 0 | 0 | 0 | 0 | 1 | 0 | 0 | 0 | 0 | 0 | 0 | 0 | 0 | 0 | 0 | 0 | 0 | 0 | 0 | 0 | 0 | 0 | 0 | 0 | 0 | 2164.66
2025-03-19 | 2827.96 | 19.3 | 0 | 0 | 0 | 0 | 0 | 0 | 1 | 0 | 0 | 0 | 0 | 0 | 0 | 0 | 0 | 0 | 0 | 0 | 0 | 0 | 0 | 0 | 0 | 0 | 0 | 0 | 2214.2951
2025-03-19 | 3050.961 | 19.6 | 0 | 0 | 0 | 0 | 0 | 0 | 0 | 1 | 0 | 0 | 0 | 0 | 0 | 0 | 0 | 0 | 0 | 0 | 0 | 0 | 0 | 0 | 0 | 0 | 0 | 0 | 2328.3684
2025-03-19 | 3536.91 | 19.64 | 0 | 0 | 0 | 0 | 0 | 0 | 0 | 0 | 1 | 0 | 0 | 0 | 0 | 0 | 0 | 0 | 0 | 0 | 0 | 0 | 0 | 0 | 0 | 0 | 0 | 0 | 2529.9488
2025-03-19 | 3957.077 | 19.46 | 0 | 0 | 0 | 0 | 0 | 0 | 0 | 0 | 0 | 1 | 0 | 0 | 0 | 0 | 0 | 0 | 0 | 0 | 0 | 0 | 0 | 0 | 0 | 0 | 0 | 0 | 2741.0573
2025-03-19 | 4390.861 | 18.54 | 0 | 0 | 0 | 0 | 0 | 0 | 0 | 0 | 0 | 0 | 1 | 0 | 0 | 0 | 0 | 0 | 0 | 0 | 0 | 0 | 0 | 0 | 0 | 0 | 0 | 0 | 2944.5967
2025-03-19 | 4564.915 | 17.22 | 0 | 0 | 0 | 0 | 0 | 0 | 0 | 0 | 0 | 0 | 0 | 1 | 0 | 0 | 0 | 0 | 0 | 0 | 0 | 0 | 0 | 0 | 0 | 0 | 0 | 0 | 3078.162
2025-03-19 | 4665.604 | 16.31 | 0 | 0 | 0 | 0 | 0 | 0 | 0 | 0 | 0 | 0 | 0 | 0 | 1 | 0 | 0 | 0 | 0 | 0 | 0 | 0 | 0 | 0 | 0 | 0 | 0 | 0 | 3147.7124
2025-03-19 | 4611.903 | 15.01 | 0 | 0 | 0 | 0 | 0 | 0 | 0 | 0 | 0 | 0 | 0 | 0 | 0 | 1 | 0 | 0 | 0 | 0 | 0 | 0 | 0 | 0 | 0 | 0 | 0 | 0 | 3107.3197
2025-03-19 | 4537.261 | 14.24 | 0 | 0 | 0 | 0 | 0 | 0 | 0 | 0 | 0 | 0 | 0 | 0 | 0 | 0 | 1 | 0 | 0 | 0 | 0 | 0 | 0 | 0 | 0 | 0 | 0 | 0 | 3059.6719
2025-03-19 | 4546.187 | 13.67 | 0 | 0 | 0 | 0 | 0 | 0 | 0 | 0 | 0 | 0 | 0 | 0 | 0 | 0 | 0 | 1 | 0 | 0 | 0 | 0 | 0 | 0 | 0 | 0 | 0 | 0 | 3016.1412
2025-03-19 | 4469.932 | 13.5 | 0.01 | 0 | 0 | 0 | 0 | 0 | 0 | 0 | 0 | 0 | 0 | 0 | 0 | 0 | 0 | 0 | 1 | 0 | 0 | 0 | 0 | 0 | 0 | 0 | 0 | 0 | 2954.9888
2025-03-19 | 4165.309 | 13.32 | 0.16 | 0 | 0 | 0 | 0 | 0 | 0 | 0 | 0 | 0 | 0 | 0 | 0 | 0 | 0 | 0 | 0 | 1 | 0 | 0 | 0 | 0 | 0 | 0 | 0 | 0 | 2845.4873
2025-03-19 | 3780.311 | 13.3 | 0.31 | 0 | 0 | 0 | 0 | 0 | 0 | 0 | 0 | 0 | 0 | 0 | 0 | 0 | 0 | 0 | 0 | 0 | 1 | 0 | 0 | 0 | 0 | 0 | 0 | 0 | 2695.1002
2025-03-19 | 3495.836 | 13.63 | 0.09 | 0 | 0 | 0 | 0 | 0 | 0 | 0 | 0 | 0 | 0 | 0 | 0 | 0 | 0 | 0 | 0 | 0 | 0 | 1 | 0 | 0 | 0 | 0 | 0 | 0 | 2559.4437
2025-03-19 | 3374.325 | 14.22 | 0 | 0 | 0 | 0 | 0 | 0 | 0 | 0 | 0 | 0 | 0 | 0 | 0 | 0 | 0 | 0 | 0 | 0 | 0 | 0 | 1 | 0 | 0 | 0 | 0 | 0 | 2511.2933
2025-03-19 | 3196.522 | 15.23 | 0 | 0 | 0 | 0 | 0 | 0 | 0 | 0 | 0 | 0 | 0 | 0 | 0 | 0 | 0 | 0 | 0 | 0 | 0 | 0 | 0 | 1 | 0 | 0 | 0 | 0 | 2487.5703
2025-03-19 | 2923.079 | 15.2 | 0 | 0 | 0 | 0 | 0 | 0 | 0 | 0 | 0 | 0 | 0 | 0 | 0 | 0 | 0 | 0 | 0 | 0 | 0 | 0 | 0 | 0 | 1 | 0 | 0 | 0 | 2388.981
2025-03-19 | 2686.903 | 15.52 | 0 | 0 | 0 | 0 | 0 | 0 | 0 | 0 | 0 | 0 | 0 | 0 | 0 | 0 | 0 | 0 | 0 | 0 | 0 | 0 | 0 | 0 | 0 | 1 | 0 | 0 | 2275.8101
2025-03-19 | 2561.662 | 16.07 | 0 | 0 | 0 | 0 | 0 | 0 | 0 | 0 | 0 | 0 | 0 | 0 | 0 | 0 | 0 | 0 | 0 | 0 | 0 | 0 | 0 | 0 | 0 | 0 | 1 | 0 | 2186.8951
2025-03-19 | 2462.822 | 16.63 | 0 | 0 | 0 | 0 | 0 | 0 | 0 | 0 | 0 | 0 | 0 | 0 | 0 | 0 | 0 | 0 | 0 | 0 | 0 | 0 | 0 | 0 | 0 | 0 | 0 | 1 | 2128.2488
2025-03-20 | 2443.575 | 17 | 0 | 0 | 1 | 0 | 0 | 0 | 0 | 0 | 0 | 0 | 0 | 0 | 0 | 0 | 0 | 0 | 0 | 0 | 0 | 0 | 0 | 0 | 0 | 0 | 0 | 0 | 2105.4655
2025-03-20 | 2440.828 | 17.3 | 0 | 0 | 0 | 1 | 0 | 0 | 0 | 0 | 0 | 0 | 0 | 0 | 0 | 0 | 0 | 0 | 0 | 0 | 0 | 0 | 0 | 0 | 0 | 0 | 0 | 0 | 2090.4715
2025-03-20 | 2428.522 | 17.38 | 0 | 0 | 0 | 0 | 1 | 0 | 0 | 0 | 0 | 0 | 0 | 0 | 0 | 0 | 0 | 0 | 0 | 0 | 0 | 0 | 0 | 0 | 0 | 0 | 0 | 0 | 2085.6822
2025-03-20 | 2511.788 | 17.4 | 0 | 0 | 0 | 0 | 0 | 1 | 0 | 0 | 0 | 0 | 0 | 0 | 0 | 0 | 0 | 0 | 0 | 0 | 0 | 0 | 0 | 0 | 0 | 0 | 0 | 0 | 2107.5054
2025-03-20 | 2625.122 | 16.64 | 0 | 0 | 0 | 0 | 0 | 0 | 1 | 0 | 0 | 0 | 0 | 0 | 0 | 0 | 0 | 0 | 0 | 0 | 0 | 0 | 0 | 0 | 0 | 0 | 0 | 0 | 2124.8651
2025-03-20 | 2853.641 | 16.17 | 0 | 0 | 0 | 0 | 0 | 0 | 0 | 1 | 0 | 0 | 0 | 0 | 0 | 0 | 0 | 0 | 0 | 0 | 0 | 0 | 0 | 0 | 0 | 0 | 0 | 0 | 2213.0507
2025-03-20 | 3319.503 | 16.4 | 0 | 0 | 0 | 0 | 0 | 0 | 0 | 0 | 1 | 0 | 0 | 0 | 0 | 0 | 0 | 0 | 0 | 0 | 0 | 0 | 0 | 0 | 0 | 0 | 0 | 0 | 2421.0189
2025-03-20 | 3789.039 | 15.96 | 0 | 0 | 0 | 0 | 0 | 0 | 0 | 0 | 0 | 1 | 0 | 0 | 0 | 0 | 0 | 0 | 0 | 0 | 0 | 0 | 0 | 0 | 0 | 0 | 0 | 0 | 2623.3862
2025-03-20 | 4267.715 | 15.11 | 0 | 0 | 0 | 0 | 0 | 0 | 0 | 0 | 0 | 0 | 1 | 0 | 0 | 0 | 0 | 0 | 0 | 0 | 0 | 0 | 0 | 0 | 0 | 0 | 0 | 0 | 2829.279
2025-03-20 | 4620.979 | 14.02 | 0 | 0 | 0 | 0 | 0 | 0 | 0 | 0 | 0 | 0 | 0 | 1 | 0 | 0 | 0 | 0 | 0 | 0 | 0 | 0 | 0 | 0 | 0 | 0 | 0 | 0 | 2970.577
2025-03-20 | 4706.341 | 12.61 | 0 | 0 | 0 | 0 | 0 | 0 | 0 | 0 | 0 | 0 | 0 | 0 | 1 | 0 | 0 | 0 | 0 | 0 | 0 | 0 | 0 | 0 | 0 | 0 | 0 | 0 | 3023.3172
2025-03-20 | 4636.977 | 12.41 | 0 | 0 | 0 | 0 | 0 | 0 | 0 | 0 | 0 | 0 | 0 | 0 | 0 | 1 | 0 | 0 | 0 | 0 | 0 | 0 | 0 | 0 | 0 | 0 | 0 | 0 | 3019.9068
2025-03-20 | 4694.541 | 11.83 | 0 | 0 | 0 | 0 | 0 | 0 | 0 | 0 | 0 | 0 | 0 | 0 | 0 | 0 | 1 | 0 | 0 | 0 | 0 | 0 | 0 | 0 | 0 | 0 | 0 | 0 | 2978.6469
2025-03-20 | 4756.276 | 11.2 | 0 | 0 | 0 | 0 | 0 | 0 | 0 | 0 | 0 | 0 | 0 | 0 | 0 | 0 | 0 | 1 | 0 | 0 | 0 | 0 | 0 | 0 | 0 | 0 | 0 | 0 | 2933.099
2025-03-20 | 4614.997 | 10.99 | 0 | 0 | 0 | 0 | 0 | 0 | 0 | 0 | 0 | 0 | 0 | 0 | 0 | 0 | 0 | 0 | 1 | 0 | 0 | 0 | 0 | 0 | 0 | 0 | 0 | 0 | 2869.6552
2025-03-20 | 4431.199 | 11.56 | 0 | 0 | 0 | 0 | 0 | 0 | 0 | 0 | 0 | 0 | 0 | 0 | 0 | 0 | 0 | 0 | 0 | 1 | 0 | 0 | 0 | 0 | 0 | 0 | 0 | 0 | 2771.1699
2025-03-20 | 4004.719 | 11.77 | 0 | 0 | 0 | 0 | 0 | 0 | 0 | 0 | 0 | 0 | 0 | 0 | 0 | 0 | 0 | 0 | 0 | 0 | 1 | 0 | 0 | 0 | 0 | 0 | 0 | 0 | 2614.3165
2025-03-20 | 3659.126 | 12.87 | 0 | 0 | 0 | 0 | 0 | 0 | 0 | 0 | 0 | 0 | 0 | 0 | 0 | 0 | 0 | 0 | 0 | 0 | 0 | 1 | 0 | 0 | 0 | 0 | 0 | 0 | 2525.3729
2025-03-20 | 3556.981 | 14.12 | 0 | 0 | 0 | 0 | 0 | 0 | 0 | 0 | 0 | 0 | 0 | 0 | 0 | 0 | 0 | 0 | 0 | 0 | 0 | 0 | 1 | 0 | 0 | 0 | 0 | 0 | 2507.9313
2025-03-20 | 3444.585 | 15.11 | 0 | 0 | 0 | 0 | 0 | 0 | 0 | 0 | 0 | 0 | 0 | 0 | 0 | 0 | 0 | 0 | 0 | 0 | 0 | 0 | 0 | 1 | 0 | 0 | 0 | 0 | 2483.5359
2025-03-20 | 3207.383 | 15.72 | 0 | 0 | 0 | 0 | 0 | 0 | 0 | 0 | 0 | 0 | 0 | 0 | 0 | 0 | 0 | 0 | 0 | 0 | 0 | 0 | 0 | 0 | 1 | 0 | 0 | 0 | 2406.4636
2025-03-20 | 2985.631 | 16.31 | 0 | 0 | 0 | 0 | 0 | 0 | 0 | 0 | 0 | 0 | 0 | 0 | 0 | 0 | 0 | 0 | 0 | 0 | 0 | 0 | 0 | 0 | 0 | 1 | 0 | 0 | 2302.3701
2025-03-20 | 2841.314 | 16.57 | 0 | 0 | 0 | 0 | 0 | 0 | 0 | 0 | 0 | 0 | 0 | 0 | 0 | 0 | 0 | 0 | 0 | 0 | 0 | 0 | 0 | 0 | 0 | 0 | 1 | 0 | 2203.7053
2025-03-20 | 2804.753 | 17.08 | 0 | 0 | 0 | 0 | 0 | 0 | 0 | 0 | 0 | 0 | 0 | 0 | 0 | 0 | 0 | 0 | 0 | 0 | 0 | 0 | 0 | 0 | 0 | 0 | 0 | 1 | 2143.378
2025-03-21 | 2749.217 | 17.32 | 0 | 0 | 1 | 0 | 0 | 0 | 0 | 0 | 0 | 0 | 0 | 0 | 0 | 0 | 0 | 0 | 0 | 0 | 0 | 0 | 0 | 0 | 0 | 0 | 0 | 0 | 2116.224
2025-03-21 | 2746.183 | 17.8 | 0 | 0 | 0 | 1 | 0 | 0 | 0 | 0 | 0 | 0 | 0 | 0 | 0 | 0 | 0 | 0 | 0 | 0 | 0 | 0 | 0 | 0 | 0 | 0 | 0 | 0 | 2107.2817
2025-03-21 | 2752.685 | 18.23 | 0 | 0 | 0 | 0 | 1 | 0 | 0 | 0 | 0 | 0 | 0 | 0 | 0 | 0 | 0 | 0 | 0 | 0 | 0 | 0 | 0 | 0 | 0 | 0 | 0 | 0 | 2114.2594
2025-03-21 | 2830.989 | 18.72 | 0 | 0 | 0 | 0 | 0 | 1 | 0 | 0 | 0 | 0 | 0 | 0 | 0 | 0 | 0 | 0 | 0 | 0 | 0 | 0 | 0 | 0 | 0 | 0 | 0 | 0 | 2151.8843
2025-03-21 | 2946.922 | 18.76 | 0 | 0 | 0 | 0 | 0 | 0 | 1 | 0 | 0 | 0 | 0 | 0 | 0 | 0 | 0 | 0 | 0 | 0 | 0 | 0 | 0 | 0 | 0 | 0 | 0 | 0 | 2196.1401
2025-03-21 | 3203.042 | 19.35 | 0 | 0 | 0 | 0 | 0 | 0 | 0 | 1 | 0 | 0 | 0 | 0 | 0 | 0 | 0 | 0 | 0 | 0 | 0 | 0 | 0 | 0 | 0 | 0 | 0 | 0 | 2319.9633
2025-03-21 | 3721.213 | 19.21 | 0 | 0 | 0 | 0 | 0 | 0 | 0 | 0 | 1 | 0 | 0 | 0 | 0 | 0 | 0 | 0 | 0 | 0 | 0 | 0 | 0 | 0 | 0 | 0 | 0 | 0 | 2515.492
2025-03-21 | 4233.349 | 19.07 | 0 | 0 | 0 | 0 | 0 | 0 | 0 | 0 | 0 | 1 | 0 | 0 | 0 | 0 | 0 | 0 | 0 | 0 | 0 | 0 | 0 | 0 | 0 | 0 | 0 | 0 | 2727.9454
2025-03-21 | 4600.9 | 17.41 | 0 | 0 | 0 | 0 | 0 | 0 | 0 | 0 | 0 | 0 | 1 | 0 | 0 | 0 | 0 | 0 | 0 | 0 | 0 | 0 | 0 | 0 | 0 | 0 | 0 | 0 | 2906.6058
2025-03-21 | 4781.913 | 16.04 | 0 | 0 | 0 | 0 | 0 | 0 | 0 | 0 | 0 | 0 | 0 | 1 | 0 | 0 | 0 | 0 | 0 | 0 | 0 | 0 | 0 | 0 | 0 | 0 | 0 | 0 | 3038.49
2025-03-21 | 4821.989 | 14.67 | 0 | 0 | 0 | 0 | 0 | 0 | 0 | 0 | 0 | 0 | 0 | 0 | 1 | 0 | 0 | 0 | 0 | 0 | 0 | 0 | 0 | 0 | 0 | 0 | 0 | 0 | 3092.5751
2025-03-21 | 4719.838 | 13.06 | 0 | 0 | 0 | 0 | 0 | 0 | 0 | 0 | 0 | 0 | 0 | 0 | 0 | 1 | 0 | 0 | 0 | 0 | 0 | 0 | 0 | 0 | 0 | 0 | 0 | 0 | 3041.76
2025-03-21 | 4648.177 | 12.51 | 0 | 0 | 0 | 0 | 0 | 0 | 0 | 0 | 0 | 0 | 0 | 0 | 0 | 0 | 1 | 0 | 0 | 0 | 0 | 0 | 0 | 0 | 0 | 0 | 0 | 0 | 3001.5087
2025-03-21 | 4591.399 | 11.96 | 0 | 0 | 0 | 0 | 0 | 0 | 0 | 0 | 0 | 0 | 0 | 0 | 0 | 0 | 0 | 1 | 0 | 0 | 0 | 0 | 0 | 0 | 0 | 0 | 0 | 0 | 2958.6504
2025-03-21 | 4409.024 | 11.17 | 0 | 0 | 0 | 0 | 0 | 0 | 0 | 0 | 0 | 0 | 0 | 0 | 0 | 0 | 0 | 0 | 1 | 0 | 0 | 0 | 0 | 0 | 0 | 0 | 0 | 0 | 2875.7069
2025-03-21 | 4148.02 | 11.37 | 0 | 0 | 0 | 0 | 0 | 0 | 0 | 0 | 0 | 0 | 0 | 0 | 0 | 0 | 0 | 0 | 0 | 1 | 0 | 0 | 0 | 0 | 0 | 0 | 0 | 0 | 2764.782
2025-03-21 | 3870.724 | 11.79 | 0 | 0 | 0 | 0 | 0 | 0 | 0 | 0 | 0 | 0 | 0 | 0 | 0 | 0 | 0 | 0 | 0 | 0 | 1 | 0 | 0 | 0 | 0 | 0 | 0 | 0 | 2614.9889
2025-03-21 | 3551.963 | 12.63 | 0 | 0 | 0 | 0 | 0 | 0 | 0 | 0 | 0 | 0 | 0 | 0 | 0 | 0 | 0 | 0 | 0 | 0 | 0 | 1 | 0 | 0 | 0 | 0 | 0 | 0 | 2517.304
2025-03-21 | 3450.638 | 14.08 | 0 | 0 | 0 | 0 | 0 | 0 | 0 | 0 | 0 | 0 | 0 | 0 | 0 | 0 | 0 | 0 | 0 | 0 | 0 | 0 | 1 | 0 | 0 | 0 | 0 | 0 | 2506.5864
2025-03-21 | 3441.315 | 15.54 | 0 | 0 | 0 | 0 | 0 | 0 | 0 | 0 | 0 | 0 | 0 | 0 | 0 | 0 | 0 | 0 | 0 | 0 | 0 | 0 | 0 | 1 | 0 | 0 | 0 | 0 | 2497.9926
2025-03-21 | 3266.334 | 16.11 | 0 | 0 | 0 | 0 | 0 | 0 | 0 | 0 | 0 | 0 | 0 | 0 | 0 | 0 | 0 | 0 | 0 | 0 | 0 | 0 | 0 | 0 | 1 | 0 | 0 | 0 | 2419.5755
2025-03-21 | 3039.405 | 16.86 | 0 | 0 | 0 | 0 | 0 | 0 | 0 | 0 | 0 | 0 | 0 | 0 | 0 | 0 | 0 | 0 | 0 | 0 | 0 | 0 | 0 | 0 | 0 | 1 | 0 | 0 | 2320.8613
2025-03-21 | 2866.621 | 17.45 | 0 | 0 | 0 | 0 | 0 | 0 | 0 | 0 | 0 | 0 | 0 | 0 | 0 | 0 | 0 | 0 | 0 | 0 | 0 | 0 | 0 | 0 | 0 | 0 | 1 | 0 | 2233.2912
2025-03-21 | 2753.617 | 17.9 | 0 | 0 | 0 | 0 | 0 | 0 | 0 | 0 | 0 | 0 | 0 | 0 | 0 | 0 | 0 | 0 | 0 | 0 | 0 | 0 | 0 | 0 | 0 | 0 | 0 | 1 | 2170.9466
2025-03-22 | 2694.702 | 18.44 | 0 | 1 | 1 | 0 | 0 | 0 | 0 | 0 | 0 | 0 | 0 | 0 | 0 | 0 | 0 | 0 | 0 | 0 | 0 | 0 | 0 | 0 | 0 | 0 | 0 | 0 | 1888.7256
2025-03-22 | 2700.835 | 18.8 | 0 | 1 | 0 | 1 | 0 | 0 | 0 | 0 | 0 | 0 | 0 | 0 | 0 | 0 | 0 | 0 | 0 | 0 | 0 | 0 | 0 | 0 | 0 | 0 | 0 | 0 | 1875.7489
2025-03-22 | 2727.367 | 19.25 | 0 | 1 | 0 | 0 | 1 | 0 | 0 | 0 | 0 | 0 | 0 | 0 | 0 | 0 | 0 | 0 | 0 | 0 | 0 | 0 | 0 | 0 | 0 | 0 | 0 | 0 | 1883.3991
2025-03-22 | 2771.402 | 19.82 | 0 | 1 | 0 | 0 | 0 | 1 | 0 | 0 | 0 | 0 | 0 | 0 | 0 | 0 | 0 | 0 | 0 | 0 | 0 | 0 | 0 | 0 | 0 | 0 | 0 | 0 | 1923.7135
2025-03-22 | 2801.78 | 19.99 | 0 | 1 | 0 | 0 | 0 | 0 | 1 | 0 | 0 | 0 | 0 | 0 | 0 | 0 | 0 | 0 | 0 | 0 | 0 | 0 | 0 | 0 | 0 | 0 | 0 | 0 | 1972.3401
2025-03-22 | 2909.124 | 19.9 | 0 | 1 | 0 | 0 | 0 | 0 | 0 | 1 | 0 | 0 | 0 | 0 | 0 | 0 | 0 | 0 | 0 | 0 | 0 | 0 | 0 | 0 | 0 | 0 | 0 | 0 | 2073.3014
2025-03-22 | 3026.212 | 19.88 | 0 | 1 | 0 | 0 | 0 | 0 | 0 | 0 | 1 | 0 | 0 | 0 | 0 | 0 | 0 | 0 | 0 | 0 | 0 | 0 | 0 | 0 | 0 | 0 | 0 | 0 | 2272.8646
2025-03-22 | 3291.643 | 19.4 | 0 | 1 | 0 | 0 | 0 | 0 | 0 | 0 | 0 | 1 | 0 | 0 | 0 | 0 | 0 | 0 | 0 | 0 | 0 | 0 | 0 | 0 | 0 | 0 | 0 | 0 | 2473.887
2025-03-22 | 3659.239 | 18.29 | 0 | 1 | 0 | 0 | 0 | 0 | 0 | 0 | 0 | 0 | 1 | 0 | 0 | 0 | 0 | 0 | 0 | 0 | 0 | 0 | 0 | 0 | 0 | 0 | 0 | 0 | 2671.0386
2025-03-22 | 3916.698 | 17.41 | 0 | 1 | 0 | 0 | 0 | 0 | 0 | 0 | 0 | 0 | 0 | 1 | 0 | 0 | 0 | 0 | 0 | 0 | 0 | 0 | 0 | 0 | 0 | 0 | 0 | 0 | 2819.3968
2025-03-22 | 4034.501 | 16.78 | 0 | 1 | 0 | 0 | 0 | 0 | 0 | 0 | 0 | 0 | 0 | 0 | 1 | 0 | 0 | 0 | 0 | 0 | 0 | 0 | 0 | 0 | 0 | 0 | 0 | 0 | 2898.3609
2025-03-22 | 4062.286 | 15.98 | 0 | 1 | 0 | 0 | 0 | 0 | 0 | 0 | 0 | 0 | 0 | 0 | 0 | 1 | 0 | 0 | 0 | 0 | 0 | 0 | 0 | 0 | 0 | 0 | 0 | 0 | 2874.7783
2025-03-22 | 4025.371 | 15.32 | 0 | 1 | 0 | 0 | 0 | 0 | 0 | 0 | 0 | 0 | 0 | 0 | 0 | 0 | 1 | 0 | 0 | 0 | 0 | 0 | 0 | 0 | 0 | 0 | 0 | 0 | 2830.8288
2025-03-22 | 3931.529 | 15.37 | 0 | 1 | 0 | 0 | 0 | 0 | 0 | 0 | 0 | 0 | 0 | 0 | 0 | 0 | 0 | 1 | 0 | 0 | 0 | 0 | 0 | 0 | 0 | 0 | 0 | 0 | 2808.1426
2025-03-22 | 3874.275 | 15.03 | 0 | 1 | 0 | 0 | 0 | 0 | 0 | 0 | 0 | 0 | 0 | 0 | 0 | 0 | 0 | 0 | 1 | 0 | 0 | 0 | 0 | 0 | 0 | 0 | 0 | 0 | 2740.3283
2025-03-22 | 3768.142 | 15.14 | 0 | 1 | 0 | 0 | 0 | 0 | 0 | 0 | 0 | 0 | 0 | 0 | 0 | 0 | 0 | 0 | 0 | 1 | 0 | 0 | 0 | 0 | 0 | 0 | 0 | 0 | 2626.3775
2025-03-22 | 3627.108 | 15.43 | 0 | 1 | 0 | 0 | 0 | 0 | 0 | 0 | 0 | 0 | 0 | 0 | 0 | 0 | 0 | 0 | 0 | 0 | 1 | 0 | 0 | 0 | 0 | 0 | 0 | 0 | 2472.2138
2025-03-22 | 3544.043 | 15.95 | 0 | 1 | 0 | 0 | 0 | 0 | 0 | 0 | 0 | 0 | 0 | 0 | 0 | 0 | 0 | 0 | 0 | 0 | 0 | 1 | 0 | 0 | 0 | 0 | 0 | 0 | 2363.7704
2025-03-22 | 3588.512 | 16.74 | 0 | 1 | 0 | 0 | 0 | 0 | 0 | 0 | 0 | 0 | 0 | 0 | 0 | 0 | 0 | 0 | 0 | 0 | 0 | 0 | 1 | 0 | 0 | 0 | 0 | 0 | 2330.8634
2025-03-22 | 3626.103 | 17.4 | 0 | 1 | 0 | 0 | 0 | 0 | 0 | 0 | 0 | 0 | 0 | 0 | 0 | 0 | 0 | 0 | 0 | 0 | 0 | 0 | 0 | 1 | 0 | 0 | 0 | 0 | 2295.3734
2025-03-22 | 3449.858 | 17.58 | 0 | 1 | 0 | 0 | 0 | 0 | 0 | 0 | 0 | 0 | 0 | 0 | 0 | 0 | 0 | 0 | 0 | 0 | 0 | 0 | 0 | 0 | 1 | 0 | 0 | 0 | 2203.8443
2025-03-22 | 3295.958 | 17.77 | 0 | 1 | 0 | 0 | 0 | 0 | 0 | 0 | 0 | 0 | 0 | 0 | 0 | 0 | 0 | 0 | 0 | 0 | 0 | 0 | 0 | 0 | 0 | 1 | 0 | 0 | 2086.3027
2025-03-22 | 3124.764 | 18.25 | 0 | 1 | 0 | 0 | 0 | 0 | 0 | 0 | 0 | 0 | 0 | 0 | 0 | 0 | 0 | 0 | 0 | 0 | 0 | 0 | 0 | 0 | 0 | 0 | 1 | 0 | 1995.0343
2025-03-22 | 2988.771 | 18.33 | 0 | 1 | 0 | 0 | 0 | 0 | 0 | 0 | 0 | 0 | 0 | 0 | 0 | 0 | 0 | 0 | 0 | 0 | 0 | 0 | 0 | 0 | 0 | 0 | 0 | 1 | 1920.2503
2025-03-23 | 2957.224 | 18.47 | 0 | 1 | 1 | 0 | 0 | 0 | 0 | 0 | 0 | 0 | 0 | 0 | 0 | 0 | 0 | 0 | 0 | 0 | 0 | 0 | 0 | 0 | 0 | 0 | 0 | 0 | 1889.7342
2025-03-23 | 2969.725 | 18.63 | 0 | 1 | 0 | 1 | 0 | 0 | 0 | 0 | 0 | 0 | 0 | 0 | 0 | 0 | 0 | 0 | 0 | 0 | 0 | 0 | 0 | 0 | 0 | 0 | 0 | 0 | 1870.0335
2025-03-23 | 2950.98 | 19.04 | 0 | 1 | 0 | 0 | 1 | 0 | 0 | 0 | 0 | 0 | 0 | 0 | 0 | 0 | 0 | 0 | 0 | 0 | 0 | 0 | 0 | 0 | 0 | 0 | 0 | 0 | 1876.3388
2025-03-23 | 2985.181 | 19.4 | 0 | 1 | 0 | 0 | 0 | 1 | 0 | 0 | 0 | 0 | 0 | 0 | 0 | 0 | 0 | 0 | 0 | 0 | 0 | 0 | 0 | 0 | 0 | 0 | 0 | 0 | 1909.593
2025-03-23 | 3053.18 | 19.71 | 0 | 1 | 0 | 0 | 0 | 0 | 1 | 0 | 0 | 0 | 0 | 0 | 0 | 0 | 0 | 0 | 0 | 0 | 0 | 0 | 0 | 0 | 0 | 0 | 0 | 0 | 1962.9264
2025-03-23 | 3146.428 | 19.55 | 0 | 1 | 0 | 0 | 0 | 0 | 0 | 1 | 0 | 0 | 0 | 0 | 0 | 0 | 0 | 0 | 0 | 0 | 0 | 0 | 0 | 0 | 0 | 0 | 0 | 0 | 2061.5343
2025-03-23 | 3185.355 | 19.7 | 0 | 1 | 0 | 0 | 0 | 0 | 0 | 0 | 1 | 0 | 0 | 0 | 0 | 0 | 0 | 0 | 0 | 0 | 0 | 0 | 0 | 0 | 0 | 0 | 0 | 0 | 2266.8129
2025-03-23 | 3336.038 | 19.64 | 0 | 1 | 0 | 0 | 0 | 0 | 0 | 0 | 0 | 1 | 0 | 0 | 0 | 0 | 0 | 0 | 0 | 0 | 0 | 0 | 0 | 0 | 0 | 0 | 0 | 0 | 2481.9559
2025-03-23 | 3480.11 | 18.27 | 0 | 1 | 0 | 0 | 0 | 0 | 0 | 0 | 0 | 0 | 1 | 0 | 0 | 0 | 0 | 0 | 0 | 0 | 0 | 0 | 0 | 0 | 0 | 0 | 0 | 0 | 2670.3662
2025-03-23 | 3714.634 | 17.17 | 0 | 1 | 0 | 0 | 0 | 0 | 0 | 0 | 0 | 0 | 0 | 1 | 0 | 0 | 0 | 0 | 0 | 0 | 0 | 0 | 0 | 0 | 0 | 0 | 0 | 0 | 2811.3279
2025-03-23 | 3776.04 | 16.19 | 0 | 1 | 0 | 0 | 0 | 0 | 0 | 0 | 0 | 0 | 0 | 0 | 1 | 0 | 0 | 0 | 0 | 0 | 0 | 0 | 0 | 0 | 0 | 0 | 0 | 0 | 2878.5249
2025-03-23 | 3758.419 | 15.31 | 0 | 1 | 0 | 0 | 0 | 0 | 0 | 0 | 0 | 0 | 0 | 0 | 0 | 1 | 0 | 0 | 0 | 0 | 0 | 0 | 0 | 0 | 0 | 0 | 0 | 0 | 2852.2527
2025-03-23 | 3691.011 | 14.7 | 0 | 1 | 0 | 0 | 0 | 0 | 0 | 0 | 0 | 0 | 0 | 0 | 0 | 0 | 1 | 0 | 0 | 0 | 0 | 0 | 0 | 0 | 0 | 0 | 0 | 0 | 2809.9842
2025-03-23 | 3669.645 | 14.4 | 0 | 1 | 0 | 0 | 0 | 0 | 0 | 0 | 0 | 0 | 0 | 0 | 0 | 0 | 0 | 1 | 0 | 0 | 0 | 0 | 0 | 0 | 0 | 0 | 0 | 0 | 2775.5309
2025-03-23 | 3543.052 | 14 | 0 | 1 | 0 | 0 | 0 | 0 | 0 | 0 | 0 | 0 | 0 | 0 | 0 | 0 | 0 | 0 | 1 | 0 | 0 | 0 | 0 | 0 | 0 | 0 | 0 | 0 | 2705.6993
2025-03-23 | 3461.042 | 13.97 | 0 | 1 | 0 | 0 | 0 | 0 | 0 | 0 | 0 | 0 | 0 | 0 | 0 | 0 | 0 | 0 | 0 | 1 | 0 | 0 | 0 | 0 | 0 | 0 | 0 | 0 | 2587.0418
2025-03-23 | 3428.027 | 14.33 | 0 | 1 | 0 | 0 | 0 | 0 | 0 | 0 | 0 | 0 | 0 | 0 | 0 | 0 | 0 | 0 | 0 | 0 | 1 | 0 | 0 | 0 | 0 | 0 | 0 | 0 | 2435.2314
2025-03-23 | 3390.941 | 15.03 | 0 | 1 | 0 | 0 | 0 | 0 | 0 | 0 | 0 | 0 | 0 | 0 | 0 | 0 | 0 | 0 | 0 | 0 | 0 | 1 | 0 | 0 | 0 | 0 | 0 | 0 | 2332.8397
2025-03-23 | 3394.403 | 15.6 | 0 | 1 | 0 | 0 | 0 | 0 | 0 | 0 | 0 | 0 | 0 | 0 | 0 | 0 | 0 | 0 | 0 | 0 | 0 | 0 | 1 | 0 | 0 | 0 | 0 | 0 | 2292.5363
2025-03-23 | 3417.924 | 16.43 | 0 | 1 | 0 | 0 | 0 | 0 | 0 | 0 | 0 | 0 | 0 | 0 | 0 | 0 | 0 | 0 | 0 | 0 | 0 | 0 | 0 | 1 | 0 | 0 | 0 | 0 | 2262.7616
2025-03-23 | 3300.235 | 16.63 | 0 | 1 | 0 | 0 | 0 | 0 | 0 | 0 | 0 | 0 | 0 | 0 | 0 | 0 | 0 | 0 | 0 | 0 | 0 | 0 | 0 | 0 | 1 | 0 | 0 | 0 | 2171.905
2025-03-23 | 3140.117 | 16.96 | 0 | 1 | 0 | 0 | 0 | 0 | 0 | 0 | 0 | 0 | 0 | 0 | 0 | 0 | 0 | 0 | 0 | 0 | 0 | 0 | 0 | 0 | 0 | 1 | 0 | 0 | 2059.0702
2025-03-23 | 3013.952 | 17.13 | 0 | 1 | 0 | 0 | 0 | 0 | 0 | 0 | 0 | 0 | 0 | 0 | 0 | 0 | 0 | 0 | 0 | 0 | 0 | 0 | 0 | 0 | 0 | 0 | 1 | 0 | 1957.3796
2025-03-23 | 2948.768 | 17.08 | 0 | 1 | 0 | 0 | 0 | 0 | 0 | 0 | 0 | 0 | 0 | 0 | 0 | 0 | 0 | 0 | 0 | 0 | 0 | 0 | 0 | 0 | 0 | 0 | 0 | 1 | 1878.2249
2025-03-24 | 2897.97 | 17.49 | 0 | 0 | 1 | 0 | 0 | 0 | 0 | 0 | 0 | 0 | 0 | 0 | 0 | 0 | 0 | 0 | 0 | 0 | 0 | 0 | 0 | 0 | 0 | 0 | 0 | 0 | 2121.9394
2025-03-24 | 2919.994 | 17.47 | 0 | 0 | 0 | 1 | 0 | 0 | 0 | 0 | 0 | 0 | 0 | 0 | 0 | 0 | 0 | 0 | 0 | 0 | 0 | 0 | 0 | 0 | 0 | 0 | 0 | 0 | 2096.187
2025-03-24 | 2900.573 | 17.55 | 0 | 0 | 0 | 0 | 1 | 0 | 0 | 0 | 0 | 0 | 0 | 0 | 0 | 0 | 0 | 0 | 0 | 0 | 0 | 0 | 0 | 0 | 0 | 0 | 0 | 0 | 2091.3976
2025-03-24 | 2946.586 | 17.5 | 0 | 0 | 0 | 0 | 0 | 1 | 0 | 0 | 0 | 0 | 0 | 0 | 0 | 0 | 0 | 0 | 0 | 0 | 0 | 0 | 0 | 0 | 0 | 0 | 0 | 0 | 2110.8675
2025-03-24 | 2996.774 | 17.58 | 0 | 0 | 0 | 0 | 0 | 0 | 1 | 0 | 0 | 0 | 0 | 0 | 0 | 0 | 0 | 0 | 0 | 0 | 0 | 0 | 0 | 0 | 0 | 0 | 0 | 0 | 2156.4682
2025-03-24 | 3228.856 | 17.78 | 0 | 0 | 0 | 0 | 0 | 0 | 0 | 1 | 0 | 0 | 0 | 0 | 0 | 0 | 0 | 0 | 0 | 0 | 0 | 0 | 0 | 0 | 0 | 0 | 0 | 0 | 2267.1794
2025-03-24 | 3721.369 | 17.45 | 0 | 0 | 0 | 0 | 0 | 0 | 0 | 0 | 1 | 0 | 0 | 0 | 0 | 0 | 0 | 0 | 0 | 0 | 0 | 0 | 0 | 0 | 0 | 0 | 0 | 0 | 2456.3203
2025-03-24 | 4243.858 | 17.02 | 0 | 0 | 0 | 0 | 0 | 0 | 0 | 0 | 0 | 1 | 0 | 0 | 0 | 0 | 0 | 0 | 0 | 0 | 0 | 0 | 0 | 0 | 0 | 0 | 0 | 0 | 2659.0237
2025-03-24 | 4608.324 | 16.12 | 0 | 0 | 0 | 0 | 0 | 0 | 0 | 0 | 0 | 0 | 1 | 0 | 0 | 0 | 0 | 0 | 0 | 0 | 0 | 0 | 0 | 0 | 0 | 0 | 0 | 0 | 2863.2356
2025-03-24 | 4736.069 | 15.29 | 0 | 0 | 0 | 0 | 0 | 0 | 0 | 0 | 0 | 0 | 0 | 1 | 0 | 0 | 0 | 0 | 0 | 0 | 0 | 0 | 0 | 0 | 0 | 0 | 0 | 0 | 3013.2748
2025-03-24 | 4867.064 | 14.47 | 0 | 0 | 0 | 0 | 0 | 0 | 0 | 0 | 0 | 0 | 0 | 0 | 1 | 0 | 0 | 0 | 0 | 0 | 0 | 0 | 0 | 0 | 0 | 0 | 0 | 0 | 3085.851
2025-03-24 | 4705.264 | 13.54 | 0 | 0 | 0 | 0 | 0 | 0 | 0 | 0 | 0 | 0 | 0 | 0 | 0 | 1 | 0 | 0 | 0 | 0 | 0 | 0 | 0 | 0 | 0 | 0 | 0 | 0 | 3057.8978
2025-03-24 | 4661.91 | 12.87 | 0 | 0 | 0 | 0 | 0 | 0 | 0 | 0 | 0 | 0 | 0 | 0 | 0 | 0 | 1 | 0 | 0 | 0 | 0 | 0 | 0 | 0 | 0 | 0 | 0 | 0 | 3013.612
2025-03-24 | 4725.736 | 12.07 | 0 | 0 | 0 | 0 | 0 | 0 | 0 | 0 | 0 | 0 | 0 | 0 | 0 | 0 | 0 | 1 | 0 | 0 | 0 | 0 | 0 | 0 | 0 | 0 | 0 | 0 | 2962.3487
2025-03-24 | 4726.844 | 11.86 | 0 | 0 | 0 | 0 | 0 | 0 | 0 | 0 | 0 | 0 | 0 | 0 | 0 | 0 | 0 | 0 | 1 | 0 | 0 | 0 | 0 | 0 | 0 | 0 | 0 | 0 | 2898.9049
2025-03-24 | 4433.077 | 11.43 | 0 | 0 | 0 | 0 | 0 | 0 | 0 | 0 | 0 | 0 | 0 | 0 | 0 | 0 | 0 | 0 | 0 | 1 | 0 | 0 | 0 | 0 | 0 | 0 | 0 | 0 | 2766.7992
2025-03-24 | 4070.549 | 11.73 | 0 | 0 | 0 | 0 | 0 | 0 | 0 | 0 | 0 | 0 | 0 | 0 | 0 | 0 | 0 | 0 | 0 | 0 | 1 | 0 | 0 | 0 | 0 | 0 | 0 | 0 | 2612.9716
2025-03-24 | 3675.621 | 12.21 | 0 | 0 | 0 | 0 | 0 | 0 | 0 | 0 | 0 | 0 | 0 | 0 | 0 | 0 | 0 | 0 | 0 | 0 | 0 | 1 | 0 | 0 | 0 | 0 | 0 | 0 | 2503.1835
2025-03-24 | 3640.906 | 13.48 | 0 | 0 | 0 | 0 | 0 | 0 | 0 | 0 | 0 | 0 | 0 | 0 | 0 | 0 | 0 | 0 | 0 | 0 | 0 | 0 | 1 | 0 | 0 | 0 | 0 | 0 | 2486.4143
2025-03-24 | 3510.003 | 14.65 | 0 | 0 | 0 | 0 | 0 | 0 | 0 | 0 | 0 | 0 | 0 | 0 | 0 | 0 | 0 | 0 | 0 | 0 | 0 | 0 | 0 | 1 | 0 | 0 | 0 | 0 | 2468.0706
2025-03-24 | 3254.384 | 15.23 | 0 | 0 | 0 | 0 | 0 | 0 | 0 | 0 | 0 | 0 | 0 | 0 | 0 | 0 | 0 | 0 | 0 | 0 | 0 | 0 | 0 | 0 | 1 | 0 | 0 | 0 | 2389.9896
2025-03-24 | 3052.323 | 15.68 | 0 | 0 | 0 | 0 | 0 | 0 | 0 | 0 | 0 | 0 | 0 | 0 | 0 | 0 | 0 | 0 | 0 | 0 | 0 | 0 | 0 | 0 | 0 | 1 | 0 | 0 | 2281.1893
2025-03-24 | 2928.609 | 15.96 | 0 | 0 | 0 | 0 | 0 | 0 | 0 | 0 | 0 | 0 | 0 | 0 | 0 | 0 | 0 | 0 | 0 | 0 | 0 | 0 | 0 | 0 | 0 | 0 | 1 | 0 | 2183.1969
2025-03-24 | 2828.747 | 16.46 | 0 | 0 | 0 | 0 | 0 | 0 | 0 | 0 | 0 | 0 | 0 | 0 | 0 | 0 | 0 | 0 | 0 | 0 | 0 | 0 | 0 | 0 | 0 | 0 | 0 | 1 | 2122.5334
2025-03-25 | 2782.381 | 16.69 | 0 | 0 | 1 | 0 | 0 | 0 | 0 | 0 | 0 | 0 | 0 | 0 | 0 | 0 | 0 | 0 | 0 | 0 | 0 | 0 | 0 | 0 | 0 | 0 | 0 | 0 | 2095.0432
2025-03-25 | 2767.526 | 16.64 | 0 | 0 | 0 | 1 | 0 | 0 | 0 | 0 | 0 | 0 | 0 | 0 | 0 | 0 | 0 | 0 | 0 | 0 | 0 | 0 | 0 | 0 | 0 | 0 | 0 | 0 | 2068.2821
2025-03-25 | 2799.233 | 16.64 | 0 | 0 | 0 | 0 | 1 | 0 | 0 | 0 | 0 | 0 | 0 | 0 | 0 | 0 | 0 | 0 | 0 | 0 | 0 | 0 | 0 | 0 | 0 | 0 | 0 | 0 | 2060.8031
2025-03-25 | 2802.625 | 16.69 | 0 | 0 | 0 | 0 | 0 | 1 | 0 | 0 | 0 | 0 | 0 | 0 | 0 | 0 | 0 | 0 | 0 | 0 | 0 | 0 | 0 | 0 | 0 | 0 | 0 | 0 | 2083.635
2025-03-25 | 2929.069 | 16.9 | 0 | 0 | 0 | 0 | 0 | 0 | 1 | 0 | 0 | 0 | 0 | 0 | 0 | 0 | 0 | 0 | 0 | 0 | 0 | 0 | 0 | 0 | 0 | 0 | 0 | 0 | 2133.6063
2025-03-25 | 3186.567 | 16.93 | 0 | 0 | 0 | 0 | 0 | 0 | 0 | 1 | 0 | 0 | 0 | 0 | 0 | 0 | 0 | 0 | 0 | 0 | 0 | 0 | 0 | 0 | 0 | 0 | 0 | 0 | 2238.6021
2025-03-25 | 3725.871 | 16.99 | 0 | 0 | 0 | 0 | 0 | 0 | 0 | 0 | 1 | 0 | 0 | 0 | 0 | 0 | 0 | 0 | 0 | 0 | 0 | 0 | 0 | 0 | 0 | 0 | 0 | 0 | 2440.8549
2025-03-25 | 4330.161 | 16.89 | 0 | 0 | 0 | 0 | 0 | 0 | 0 | 0 | 0 | 1 | 0 | 0 | 0 | 0 | 0 | 0 | 0 | 0 | 0 | 0 | 0 | 0 | 0 | 0 | 0 | 0 | 2654.6531
2025-03-25 | 4742.017 | 16.46 | 0 | 0 | 0 | 0 | 0 | 0 | 0 | 0 | 0 | 0 | 1 | 0 | 0 | 0 | 0 | 0 | 0 | 0 | 0 | 0 | 0 | 0 | 0 | 0 | 0 | 0 | 2874.6665
2025-03-25 | 4894.301 | 15.58 | 0 | 0 | 0 | 0 | 0 | 0 | 0 | 0 | 0 | 0 | 0 | 1 | 0 | 0 | 0 | 0 | 0 | 0 | 0 | 0 | 0 | 0 | 0 | 0 | 0 | 0 | 3023.0247
2025-03-25 | 5065.524 | 14.58 | 0 | 0 | 0 | 0 | 0 | 0 | 0 | 0 | 0 | 0 | 0 | 0 | 1 | 0 | 0 | 0 | 0 | 0 | 0 | 0 | 0 | 0 | 0 | 0 | 0 | 0 | 3089.5492
2025-03-25 | 4884.681 | 13.79 | 0 | 0 | 0 | 0 | 0 | 0 | 0 | 0 | 0 | 0 | 0 | 0 | 0 | 1 | 0 | 0 | 0 | 0 | 0 | 0 | 0 | 0 | 0 | 0 | 0 | 0 | 3066.3029
2025-03-25 | 4922.748 | 13.07 | 0 | 0 | 0 | 0 | 0 | 0 | 0 | 0 | 0 | 0 | 0 | 0 | 0 | 0 | 1 | 0 | 0 | 0 | 0 | 0 | 0 | 0 | 0 | 0 | 0 | 0 | 3020.3361
2025-03-25 | 4985.569 | 12.78 | 0.15 | 0 | 0 | 0 | 0 | 0 | 0 | 0 | 0 | 0 | 0 | 0 | 0 | 0 | 0 | 1 | 0 | 0 | 0 | 0 | 0 | 0 | 0 | 0 | 0 | 0 | 3000.4181
2025-03-25 | 4899.285 | 12.25 | 0.27 | 0 | 0 | 0 | 0 | 0 | 0 | 0 | 0 | 0 | 0 | 0 | 0 | 0 | 0 | 0 | 1 | 0 | 0 | 0 | 0 | 0 | 0 | 0 | 0 | 0 | 2937.5751
2025-03-25 | 4596.84 | 11.99 | 0.28 | 0 | 0 | 0 | 0 | 0 | 0 | 0 | 0 | 0 | 0 | 0 | 0 | 0 | 0 | 0 | 0 | 1 | 0 | 0 | 0 | 0 | 0 | 0 | 0 | 0 | 2812.1315
2025-03-25 | 4178.599 | 12.3 | 0 | 0 | 0 | 0 | 0 | 0 | 0 | 0 | 0 | 0 | 0 | 0 | 0 | 0 | 0 | 0 | 0 | 0 | 1 | 0 | 0 | 0 | 0 | 0 | 0 | 0 | 2632.1352
2025-03-25 | 3873.023 | 12.53 | 0 | 0 | 0 | 0 | 0 | 0 | 0 | 0 | 0 | 0 | 0 | 0 | 0 | 0 | 0 | 0 | 0 | 0 | 0 | 1 | 0 | 0 | 0 | 0 | 0 | 0 | 2513.942
2025-03-25 | 3735.304 | 13.08 | 0 | 0 | 0 | 0 | 0 | 0 | 0 | 0 | 0 | 0 | 0 | 0 | 0 | 0 | 0 | 0 | 0 | 0 | 0 | 0 | 1 | 0 | 0 | 0 | 0 | 0 | 2472.9661
2025-03-25 | 3569.27 | 13.96 | 0 | 0 | 0 | 0 | 0 | 0 | 0 | 0 | 0 | 0 | 0 | 0 | 0 | 0 | 0 | 0 | 0 | 0 | 0 | 0 | 0 | 1 | 0 | 0 | 0 | 0 | 2444.8725
2025-03-25 | 3333.346 | 14.38 | 0 | 0 | 0 | 0 | 0 | 0 | 0 | 0 | 0 | 0 | 0 | 0 | 0 | 0 | 0 | 0 | 0 | 0 | 0 | 0 | 0 | 0 | 1 | 0 | 0 | 0 | 2361.4123
2025-03-25 | 3081.065 | 14.98 | 0 | 0 | 0 | 0 | 0 | 0 | 0 | 0 | 0 | 0 | 0 | 0 | 0 | 0 | 0 | 0 | 0 | 0 | 0 | 0 | 0 | 0 | 0 | 1 | 0 | 0 | 2257.6551
2025-03-25 | 2954.655 | 15.55 | 0 | 0 | 0 | 0 | 0 | 0 | 0 | 0 | 0 | 0 | 0 | 0 | 0 | 0 | 0 | 0 | 0 | 0 | 0 | 0 | 0 | 0 | 0 | 0 | 1 | 0 | 2169.4125
2025-03-25 | 2866.161 | 15.86 | 0 | 0 | 0 | 0 | 0 | 0 | 0 | 0 | 0 | 0 | 0 | 0 | 0 | 0 | 0 | 0 | 0 | 0 | 0 | 0 | 0 | 0 | 0 | 0 | 0 | 1 | 2102.3612
2025-03-26 | 2842.578 | 16.4 | 0 | 0 | 1 | 0 | 0 | 0 | 0 | 0 | 0 | 0 | 0 | 0 | 0 | 0 | 0 | 0 | 0 | 0 | 0 | 0 | 0 | 0 | 0 | 0 | 0 | 0 | 2085.2933
2025-03-26 | 2847.024 | 16.45 | 0 | 0 | 0 | 1 | 0 | 0 | 0 | 0 | 0 | 0 | 0 | 0 | 0 | 0 | 0 | 0 | 0 | 0 | 0 | 0 | 0 | 0 | 0 | 0 | 0 | 0 | 2061.8943
2025-03-26 | 2840.491 | 16.67 | 0 | 0 | 0 | 0 | 1 | 0 | 0 | 0 | 0 | 0 | 0 | 0 | 0 | 0 | 0 | 0 | 0 | 0 | 0 | 0 | 0 | 0 | 0 | 0 | 0 | 0 | 2061.8117
2025-03-26 | 2904.663 | 16.73 | 0 | 0 | 0 | 0 | 0 | 1 | 0 | 0 | 0 | 0 | 0 | 0 | 0 | 0 | 0 | 0 | 0 | 0 | 0 | 0 | 0 | 0 | 0 | 0 | 0 | 0 | 2084.9798
2025-03-26 | 3045.864 | 16.67 | 0 | 0 | 0 | 0 | 0 | 0 | 1 | 0 | 0 | 0 | 0 | 0 | 0 | 0 | 0 | 0 | 0 | 0 | 0 | 0 | 0 | 0 | 0 | 0 | 0 | 0 | 2125.8737
2025-03-26 | 3306.842 | 16.48 | 0 | 0 | 0 | 0 | 0 | 0 | 0 | 1 | 0 | 0 | 0 | 0 | 0 | 0 | 0 | 0 | 0 | 0 | 0 | 0 | 0 | 0 | 0 | 0 | 0 | 0 | 2223.473
2025-03-26 | 3754.415 | 16.18 | 0 | 0 | 0 | 0 | 0 | 0 | 0 | 0 | 1 | 0 | 0 | 0 | 0 | 0 | 0 | 0 | 0 | 0 | 0 | 0 | 0 | 0 | 0 | 0 | 0 | 0 | 2413.6224
2025-03-26 | 4312.772 | 15.9 | 0 | 0 | 0 | 0 | 0 | 0 | 0 | 0 | 0 | 1 | 0 | 0 | 0 | 0 | 0 | 0 | 0 | 0 | 0 | 0 | 0 | 0 | 0 | 0 | 0 | 0 | 2621.369
2025-03-26 | 4643.867 | 15.04 | 0 | 0 | 0 | 0 | 0 | 0 | 0 | 0 | 0 | 0 | 1 | 0 | 0 | 0 | 0 | 0 | 0 | 0 | 0 | 0 | 0 | 0 | 0 | 0 | 0 | 0 | 2826.9256
2025-03-26 | 4957.346 | 14.28 | 0 | 0 | 0 | 0 | 0 | 0 | 0 | 0 | 0 | 0 | 0 | 1 | 0 | 0 | 0 | 0 | 0 | 0 | 0 | 0 | 0 | 0 | 0 | 0 | 0 | 0 | 2979.3183
2025-03-26 | 4996.436 | 13.64 | 0 | 0 | 0 | 0 | 0 | 0 | 0 | 0 | 0 | 0 | 0 | 0 | 1 | 0 | 0 | 0 | 0 | 0 | 0 | 0 | 0 | 0 | 0 | 0 | 0 | 0 | 3057.9461
2025-03-26 | 4934.741 | 13.18 | 0 | 0 | 0 | 0 | 0 | 0 | 0 | 0 | 0 | 0 | 0 | 0 | 0 | 1 | 0 | 0 | 0 | 0 | 0 | 0 | 0 | 0 | 0 | 0 | 0 | 0 | 3045.7945
2025-03-26 | 4957.986 | 12.26 | 0 | 0 | 0 | 0 | 0 | 0 | 0 | 0 | 0 | 0 | 0 | 0 | 0 | 0 | 1 | 0 | 0 | 0 | 0 | 0 | 0 | 0 | 0 | 0 | 0 | 0 | 2993.1037
2025-03-26 | 4998.056 | 11.96 | 0 | 0 | 0 | 0 | 0 | 0 | 0 | 0 | 0 | 0 | 0 | 0 | 0 | 0 | 0 | 1 | 0 | 0 | 0 | 0 | 0 | 0 | 0 | 0 | 0 | 0 | 2958.6504
2025-03-26 | 4833.413 | 11.21 | 0 | 0 | 0 | 0 | 0 | 0 | 0 | 0 | 0 | 0 | 0 | 0 | 0 | 0 | 0 | 0 | 1 | 0 | 0 | 0 | 0 | 0 | 0 | 0 | 0 | 0 | 2877.0517
2025-03-26 | 4480.747 | 11.27 | 0 | 0 | 0 | 0 | 0 | 0 | 0 | 0 | 0 | 0 | 0 | 0 | 0 | 0 | 0 | 0 | 0 | 1 | 0 | 0 | 0 | 0 | 0 | 0 | 0 | 0 | 2761.42
2025-03-26 | 4045.71 | 11.62 | 0 | 0 | 0 | 0 | 0 | 0 | 0 | 0 | 0 | 0 | 0 | 0 | 0 | 0 | 0 | 0 | 0 | 0 | 1 | 0 | 0 | 0 | 0 | 0 | 0 | 0 | 2609.2734
2025-03-26 | 3760.098 | 12.43 | 0 | 0 | 0 | 0 | 0 | 0 | 0 | 0 | 0 | 0 | 0 | 0 | 0 | 0 | 0 | 0 | 0 | 0 | 0 | 1 | 0 | 0 | 0 | 0 | 0 | 0 | 2510.5799
2025-03-26 | 3692.496 | 13.25 | 0 | 0 | 0 | 0 | 0 | 0 | 0 | 0 | 0 | 0 | 0 | 0 | 0 | 0 | 0 | 0 | 0 | 0 | 0 | 0 | 1 | 0 | 0 | 0 | 0 | 0 | 2478.6816
2025-03-26 | 3625.13 | 14.34 | 0 | 0 | 0 | 0 | 0 | 0 | 0 | 0 | 0 | 0 | 0 | 0 | 0 | 0 | 0 | 0 | 0 | 0 | 0 | 0 | 0 | 1 | 0 | 0 | 0 | 0 | 2457.6483
2025-03-26 | 3396.04 | 14.72 | 0 | 0 | 0 | 0 | 0 | 0 | 0 | 0 | 0 | 0 | 0 | 0 | 0 | 0 | 0 | 0 | 0 | 0 | 0 | 0 | 0 | 0 | 1 | 0 | 0 | 0 | 2372.8433
2025-03-26 | 3116.591 | 15.07 | 0 | 0 | 0 | 0 | 0 | 0 | 0 | 0 | 0 | 0 | 0 | 0 | 0 | 0 | 0 | 0 | 0 | 0 | 0 | 0 | 0 | 0 | 0 | 1 | 0 | 0 | 2260.6809
2025-03-26 | 2977.481 | 15.41 | 0 | 0 | 0 | 0 | 0 | 0 | 0 | 0 | 0 | 0 | 0 | 0 | 0 | 0 | 0 | 0 | 0 | 0 | 0 | 0 | 0 | 0 | 0 | 0 | 1 | 0 | 2164.7057
2025-03-26 | 2915.715 | 15.56 | 0 | 0 | 0 | 0 | 0 | 0 | 0 | 0 | 0 | 0 | 0 | 0 | 0 | 0 | 0 | 0 | 0 | 0 | 0 | 0 | 0 | 0 | 0 | 0 | 0 | 1 | 2092.2751
2025-03-27 | 2898.135 | 15.83 | 0 | 0 | 1 | 0 | 0 | 0 | 0 | 0 | 0 | 0 | 0 | 0 | 0 | 0 | 0 | 0 | 0 | 0 | 0 | 0 | 0 | 0 | 0 | 0 | 0 | 0 | 2066.1297
2025-03-27 | 2905.542 | 16.27 | 0 | 0 | 0 | 1 | 0 | 0 | 0 | 0 | 0 | 0 | 0 | 0 | 0 | 0 | 0 | 0 | 0 | 0 | 0 | 0 | 0 | 0 | 0 | 0 | 0 | 0 | 2055.8426
2025-03-27 | 2925.125 | 16.63 | 0 | 0 | 0 | 0 | 1 | 0 | 0 | 0 | 0 | 0 | 0 | 0 | 0 | 0 | 0 | 0 | 0 | 0 | 0 | 0 | 0 | 0 | 0 | 0 | 0 | 0 | 2060.4669
2025-03-27 | 2980.983 | 16.39 | 0 | 0 | 0 | 0 | 0 | 1 | 0 | 0 | 0 | 0 | 0 | 0 | 0 | 0 | 0 | 0 | 0 | 0 | 0 | 0 | 0 | 0 | 0 | 0 | 0 | 0 | 2073.5489
2025-03-27 | 3106.707 | 16.43 | 0 | 0 | 0 | 0 | 0 | 0 | 1 | 0 | 0 | 0 | 0 | 0 | 0 | 0 | 0 | 0 | 0 | 0 | 0 | 0 | 0 | 0 | 0 | 0 | 0 | 0 | 2117.8048
2025-03-27 | 3397.202 | 16.69 | 0 | 0 | 0 | 0 | 0 | 0 | 0 | 1 | 0 | 0 | 0 | 0 | 0 | 0 | 0 | 0 | 0 | 0 | 0 | 0 | 0 | 0 | 0 | 0 | 0 | 0 | 2230.5333
2025-03-27 | 3840.9 | 16.52 | 0 | 0 | 0 | 0 | 0 | 0 | 0 | 0 | 1 | 0 | 0 | 0 | 0 | 0 | 0 | 0 | 0 | 0 | 0 | 0 | 0 | 0 | 0 | 0 | 0 | 0 | 2425.0534
2025-03-27 | 4397.272 | 16.35 | 0 | 0 | 0 | 0 | 0 | 0 | 0 | 0 | 0 | 1 | 0 | 0 | 0 | 0 | 0 | 0 | 0 | 0 | 0 | 0 | 0 | 0 | 0 | 0 | 0 | 0 | 2636.4981
2025-03-27 | 4705.908 | 15.57 | 0 | 0 | 0 | 0 | 0 | 0 | 0 | 0 | 0 | 0 | 1 | 0 | 0 | 0 | 0 | 0 | 0 | 0 | 0 | 0 | 0 | 0 | 0 | 0 | 0 | 0 | 2844.7444
2025-03-27 | 4907.198 | 14.88 | 0 | 0 | 0 | 0 | 0 | 0 | 0 | 0 | 0 | 0 | 0 | 1 | 0 | 0 | 0 | 0 | 0 | 0 | 0 | 0 | 0 | 0 | 0 | 0 | 0 | 0 | 2999.4905
2025-03-27 | 4991.907 | 13.89 | 0 | 0 | 0 | 0 | 0 | 0 | 0 | 0 | 0 | 0 | 0 | 0 | 1 | 0 | 0 | 0 | 0 | 0 | 0 | 0 | 0 | 0 | 0 | 0 | 0 | 0 | 3066.3512
2025-03-27 | 4976.633 | 13.25 | 0 | 0 | 0 | 0 | 0 | 0 | 0 | 0 | 0 | 0 | 0 | 0 | 0 | 1 | 0 | 0 | 0 | 0 | 0 | 0 | 0 | 0 | 0 | 0 | 0 | 0 | 3048.1479
2025-03-27 | 4883.943 | 12.37 | 0 | 0 | 0 | 0 | 0 | 0 | 0 | 0 | 0 | 0 | 0 | 0 | 0 | 0 | 1 | 0 | 0 | 0 | 0 | 0 | 0 | 0 | 0 | 0 | 0 | 0 | 2996.8019
2025-03-27 | 4893.483 | 11.85 | 0 | 0 | 0 | 0 | 0 | 0 | 0 | 0 | 0 | 0 | 0 | 0 | 0 | 0 | 0 | 1 | 0 | 0 | 0 | 0 | 0 | 0 | 0 | 0 | 0 | 0 | 2954.9522
2025-03-27 | 4746.304 | 11.15 | 0 | 0 | 0 | 0 | 0 | 0 | 0 | 0 | 0 | 0 | 0 | 0 | 0 | 0 | 0 | 0 | 1 | 0 | 0 | 0 | 0 | 0 | 0 | 0 | 0 | 0 | 2875.0345
2025-03-27 | 4472.308 | 10.97 | 0 | 0 | 0 | 0 | 0 | 0 | 0 | 0 | 0 | 0 | 0 | 0 | 0 | 0 | 0 | 0 | 0 | 1 | 0 | 0 | 0 | 0 | 0 | 0 | 0 | 0 | 2751.3339
2025-03-27 | 4032.828 | 11.29 | 0 | 0 | 0 | 0 | 0 | 0 | 0 | 0 | 0 | 0 | 0 | 0 | 0 | 0 | 0 | 0 | 0 | 0 | 1 | 0 | 0 | 0 | 0 | 0 | 0 | 0 | 2598.1787
2025-03-27 | 3698.102 | 12 | 0 | 0 | 0 | 0 | 0 | 0 | 0 | 0 | 0 | 0 | 0 | 0 | 0 | 0 | 0 | 0 | 0 | 0 | 0 | 1 | 0 | 0 | 0 | 0 | 0 | 0 | 2496.1232
2025-03-27 | 3541.334 | 12.54 | 0 | 0 | 0 | 0 | 0 | 0 | 0 | 0 | 0 | 0 | 0 | 0 | 0 | 0 | 0 | 0 | 0 | 0 | 0 | 0 | 1 | 0 | 0 | 0 | 0 | 0 | 2454.8112
2025-03-27 | 3557.131 | 13.45 | 0 | 0 | 0 | 0 | 0 | 0 | 0 | 0 | 0 | 0 | 0 | 0 | 0 | 0 | 0 | 0 | 0 | 0 | 0 | 0 | 0 | 1 | 0 | 0 | 0 | 0 | 2427.7262
2025-03-27 | 3213.064 | 14.02 | 0 | 0 | 0 | 0 | 0 | 0 | 0 | 0 | 0 | 0 | 0 | 0 | 0 | 0 | 0 | 0 | 0 | 0 | 0 | 0 | 0 | 0 | 1 | 0 | 0 | 0 | 2349.309
2025-03-27 | 2987.197 | 13.89 | 0 | 0 | 0 | 0 | 0 | 0 | 0 | 0 | 0 | 0 | 0 | 0 | 0 | 0 | 0 | 0 | 0 | 0 | 0 | 0 | 0 | 0 | 0 | 1 | 0 | 0 | 2221.0089
2025-03-27 | 2812.416 | 13.97 | 0 | 0 | 0 | 0 | 0 | 0 | 0 | 0 | 0 | 0 | 0 | 0 | 0 | 0 | 0 | 0 | 0 | 0 | 0 | 0 | 0 | 0 | 0 | 0 | 1 | 0 | 2116.2924
2025-03-27 | 2727.107 | 14.41 | 0 | 0 | 0 | 0 | 0 | 0 | 0 | 0 | 0 | 0 | 0 | 0 | 0 | 0 | 0 | 0 | 0 | 0 | 0 | 0 | 0 | 0 | 0 | 0 | 0 | 1 | 2053.6117
2025-03-28 | 2693.235 | 14.74 | 0 | 0 | 1 | 0 | 0 | 0 | 0 | 0 | 0 | 0 | 0 | 0 | 0 | 0 | 0 | 0 | 0 | 0 | 0 | 0 | 0 | 0 | 0 | 0 | 0 | 0 | 2029.4835
2025-03-28 | 2719.672 | 15.02 | 0 | 0 | 0 | 1 | 0 | 0 | 0 | 0 | 0 | 0 | 0 | 0 | 0 | 0 | 0 | 0 | 0 | 0 | 0 | 0 | 0 | 0 | 0 | 0 | 0 | 0 | 2013.8172
2025-03-28 | 2710.699 | 15.23 | 0 | 0 | 0 | 0 | 1 | 0 | 0 | 0 | 0 | 0 | 0 | 0 | 0 | 0 | 0 | 0 | 0 | 0 | 0 | 0 | 0 | 0 | 0 | 0 | 0 | 0 | 2013.3985
2025-03-28 | 2777.892 | 15.55 | 0 | 0 | 0 | 0 | 0 | 1 | 0 | 0 | 0 | 0 | 0 | 0 | 0 | 0 | 0 | 0 | 0 | 0 | 0 | 0 | 0 | 0 | 0 | 0 | 0 | 0 | 2045.3078
2025-03-28 | 2915.135 | 16.09 | 0 | 0 | 0 | 0 | 0 | 0 | 1 | 0 | 0 | 0 | 0 | 0 | 0 | 0 | 0 | 0 | 0 | 0 | 0 | 0 | 0 | 0 | 0 | 0 | 0 | 0 | 2106.3739
2025-03-28 | 3189.975 | 16.14 | 0 | 0 | 0 | 0 | 0 | 0 | 0 | 1 | 0 | 0 | 0 | 0 | 0 | 0 | 0 | 0 | 0 | 0 | 0 | 0 | 0 | 0 | 0 | 0 | 0 | 0 | 2212.0421
2025-03-28 | 3682.508 | 16.23 | 0 | 0 | 0 | 0 | 0 | 0 | 0 | 0 | 1 | 0 | 0 | 0 | 0 | 0 | 0 | 0 | 0 | 0 | 0 | 0 | 0 | 0 | 0 | 0 | 0 | 0 | 2415.3035
2025-03-28 | 4231.388 | 15.98 | 0 | 0 | 0 | 0 | 0 | 0 | 0 | 0 | 0 | 1 | 0 | 0 | 0 | 0 | 0 | 0 | 0 | 0 | 0 | 0 | 0 | 0 | 0 | 0 | 0 | 0 | 2624.0586
2025-03-28 | 4582.213 | 15.59 | 0 | 0 | 0 | 0 | 0 | 0 | 0 | 0 | 0 | 0 | 1 | 0 | 0 | 0 | 0 | 0 | 0 | 0 | 0 | 0 | 0 | 0 | 0 | 0 | 0 | 0 | 2845.4168
2025-03-28 | 4833.622 | 14.65 | 0 | 0 | 0 | 0 | 0 | 0 | 0 | 0 | 0 | 0 | 0 | 1 | 0 | 0 | 0 | 0 | 0 | 0 | 0 | 0 | 0 | 0 | 0 | 0 | 0 | 0 | 2991.7578
2025-03-28 | 4965.272 | 14.21 | 0 | 0 | 0 | 0 | 0 | 0 | 0 | 0 | 0 | 0 | 0 | 0 | 1 | 0 | 0 | 0 | 0 | 0 | 0 | 0 | 0 | 0 | 0 | 0 | 0 | 0 | 3077.1097
2025-03-28 | 4956.223 | 13.98 | 0 | 0 | 0 | 0 | 0 | 0 | 0 | 0 | 0 | 0 | 0 | 0 | 0 | 1 | 0 | 0 | 0 | 0 | 0 | 0 | 0 | 0 | 0 | 0 | 0 | 0 | 3072.6907
2025-03-28 | 4945.103 | 13.4 | 0 | 0 | 0 | 0 | 0 | 0 | 0 | 0 | 0 | 0 | 0 | 0 | 0 | 0 | 1 | 0 | 0 | 0 | 0 | 0 | 0 | 0 | 0 | 0 | 0 | 0 | 3031.4308
2025-03-28 | 4893.244 | 12.53 | 0 | 0 | 0 | 0 | 0 | 0 | 0 | 0 | 0 | 0 | 0 | 0 | 0 | 0 | 0 | 1 | 0 | 0 | 0 | 0 | 0 | 0 | 0 | 0 | 0 | 0 | 2977.814
2025-03-28 | 4655.207 | 12.09 | 0 | 0 | 0 | 0 | 0 | 0 | 0 | 0 | 0 | 0 | 0 | 0 | 0 | 0 | 0 | 0 | 1 | 0 | 0 | 0 | 0 | 0 | 0 | 0 | 0 | 0 | 2906.6376
2025-03-28 | 4361.962 | 12.59 | 0 | 0 | 0 | 0 | 0 | 0 | 0 | 0 | 0 | 0 | 0 | 0 | 0 | 0 | 0 | 0 | 0 | 1 | 0 | 0 | 0 | 0 | 0 | 0 | 0 | 0 | 2805.7988
2025-03-28 | 4039.676 | 12.44 | 0 | 0 | 0 | 0 | 0 | 0 | 0 | 0 | 0 | 0 | 0 | 0 | 0 | 0 | 0 | 0 | 0 | 0 | 1 | 0 | 0 | 0 | 0 | 0 | 0 | 0 | 2636.8421
2025-03-28 | 3809.402 | 12.97 | 0 | 0 | 0 | 0 | 0 | 0 | 0 | 0 | 0 | 0 | 0 | 0 | 0 | 0 | 0 | 0 | 0 | 0 | 0 | 1 | 0 | 0 | 0 | 0 | 0 | 0 | 2528.7349
2025-03-28 | 3716.433 | 13.58 | 0 | 0 | 0 | 0 | 0 | 0 | 0 | 0 | 0 | 0 | 0 | 0 | 0 | 0 | 0 | 0 | 0 | 0 | 0 | 0 | 1 | 0 | 0 | 0 | 0 | 0 | 2489.7763
2025-03-28 | 3656.599 | 14.11 | 0 | 0 | 0 | 0 | 0 | 0 | 0 | 0 | 0 | 0 | 0 | 0 | 0 | 0 | 0 | 0 | 0 | 0 | 0 | 0 | 0 | 1 | 0 | 0 | 0 | 0 | 2449.9156
2025-03-28 | 3430.518 | 14.54 | 0 | 0 | 0 | 0 | 0 | 0 | 0 | 0 | 0 | 0 | 0 | 0 | 0 | 0 | 0 | 0 | 0 | 0 | 0 | 0 | 0 | 0 | 1 | 0 | 0 | 0 | 2366.7916
2025-03-28 | 3218.56 | 14.92 | 0 | 0 | 0 | 0 | 0 | 0 | 0 | 0 | 0 | 0 | 0 | 0 | 0 | 0 | 0 | 0 | 0 | 0 | 0 | 0 | 0 | 0 | 0 | 1 | 0 | 0 | 2255.6379
2025-03-28 | 3039.291 | 15.47 | 0 | 0 | 0 | 0 | 0 | 0 | 0 | 0 | 0 | 0 | 0 | 0 | 0 | 0 | 0 | 0 | 0 | 0 | 0 | 0 | 0 | 0 | 0 | 0 | 1 | 0 | 2166.7229
2025-03-28 | 2933.805 | 15.84 | 0 | 0 | 0 | 0 | 0 | 0 | 0 | 0 | 0 | 0 | 0 | 0 | 0 | 0 | 0 | 0 | 0 | 0 | 0 | 0 | 0 | 0 | 0 | 0 | 0 | 1 | 2101.6888
2025-03-29 | 2893.202 | 16.24 | 0 | 1 | 1 | 0 | 0 | 0 | 0 | 0 | 0 | 0 | 0 | 0 | 0 | 0 | 0 | 0 | 0 | 0 | 0 | 0 | 0 | 0 | 0 | 0 | 0 | 0 | 1814.7609
2025-03-29 | 2903.937 | 16.64 | 0 | 1 | 0 | 1 | 0 | 0 | 0 | 0 | 0 | 0 | 0 | 0 | 0 | 0 | 0 | 0 | 0 | 0 | 0 | 0 | 0 | 0 | 0 | 0 | 0 | 0 | 1803.129
2025-03-29 | 2873.39 | 16.97 | 0 | 1 | 0 | 0 | 1 | 0 | 0 | 0 | 0 | 0 | 0 | 0 | 0 | 0 | 0 | 0 | 0 | 0 | 0 | 0 | 0 | 0 | 0 | 0 | 0 | 0 | 1806.7448
2025-03-29 | 2879.815 | 17.27 | 0 | 1 | 0 | 0 | 0 | 1 | 0 | 0 | 0 | 0 | 0 | 0 | 0 | 0 | 0 | 0 | 0 | 0 | 0 | 0 | 0 | 0 | 0 | 0 | 0 | 0 | 1837.9817
2025-03-29 | 2896.51 | 17.45 | 0 | 1 | 0 | 0 | 0 | 0 | 1 | 0 | 0 | 0 | 0 | 0 | 0 | 0 | 0 | 0 | 0 | 0 | 0 | 0 | 0 | 0 | 0 | 0 | 0 | 0 | 1886.9444
2025-03-29 | 3040.634 | 17.45 | 0 | 1 | 0 | 0 | 0 | 0 | 0 | 1 | 0 | 0 | 0 | 0 | 0 | 0 | 0 | 0 | 0 | 0 | 0 | 0 | 0 | 0 | 0 | 0 | 0 | 0 | 1990.9316
2025-03-29 | 3165.508 | 17.4 | 0 | 1 | 0 | 0 | 0 | 0 | 0 | 0 | 1 | 0 | 0 | 0 | 0 | 0 | 0 | 0 | 0 | 0 | 0 | 0 | 0 | 0 | 0 | 0 | 0 | 0 | 2189.4862
2025-03-29 | 3379.51 | 16.9 | 0 | 1 | 0 | 0 | 0 | 0 | 0 | 0 | 0 | 1 | 0 | 0 | 0 | 0 | 0 | 0 | 0 | 0 | 0 | 0 | 0 | 0 | 0 | 0 | 0 | 0 | 2389.8362
2025-03-29 | 3787.698 | 16.06 | 0 | 1 | 0 | 0 | 0 | 0 | 0 | 0 | 0 | 0 | 1 | 0 | 0 | 0 | 0 | 0 | 0 | 0 | 0 | 0 | 0 | 0 | 0 | 0 | 0 | 0 | 2596.0653
2025-03-29 | 4040.474 | 15.15 | 0 | 1 | 0 | 0 | 0 | 0 | 0 | 0 | 0 | 0 | 0 | 1 | 0 | 0 | 0 | 0 | 0 | 0 | 0 | 0 | 0 | 0 | 0 | 0 | 0 | 0 | 2743.4149
2025-03-29 | 4159.861 | 14.12 | 0 | 1 | 0 | 0 | 0 | 0 | 0 | 0 | 0 | 0 | 0 | 0 | 1 | 0 | 0 | 0 | 0 | 0 | 0 | 0 | 0 | 0 | 0 | 0 | 0 | 0 | 2808.9308
2025-03-29 | 4165.024 | 13.14 | 0 | 1 | 0 | 0 | 0 | 0 | 0 | 0 | 0 | 0 | 0 | 0 | 0 | 1 | 0 | 0 | 0 | 0 | 0 | 0 | 0 | 0 | 0 | 0 | 0 | 0 | 2779.2966
2025-03-29 | 4243.28 | 12.53 | 0 | 1 | 0 | 0 | 0 | 0 | 0 | 0 | 0 | 0 | 0 | 0 | 0 | 0 | 1 | 0 | 0 | 0 | 0 | 0 | 0 | 0 | 0 | 0 | 0 | 0 | 2737.0281
2025-03-29 | 4187.315 | 11.93 | 0 | 1 | 0 | 0 | 0 | 0 | 0 | 0 | 0 | 0 | 0 | 0 | 0 | 0 | 0 | 1 | 0 | 0 | 0 | 0 | 0 | 0 | 0 | 0 | 0 | 0 | 2692.4887
2025-03-29 | 3748.391 | 11.94 | 0 | 1 | 0 | 0 | 0 | 0 | 0 | 0 | 0 | 0 | 0 | 0 | 0 | 0 | 0 | 0 | 1 | 0 | 0 | 0 | 0 | 0 | 0 | 0 | 0 | 0 | 2636.4415
2025-03-29 | 3618.226 | 11.87 | 0 | 1 | 0 | 0 | 0 | 0 | 0 | 0 | 0 | 0 | 0 | 0 | 0 | 0 | 0 | 0 | 0 | 1 | 0 | 0 | 0 | 0 | 0 | 0 | 0 | 0 | 2516.4391
2025-03-29 | 3476.581 | 11.81 | 0 | 1 | 0 | 0 | 0 | 0 | 0 | 0 | 0 | 0 | 0 | 0 | 0 | 0 | 0 | 0 | 0 | 0 | 1 | 0 | 0 | 0 | 0 | 0 | 0 | 0 | 2350.5082
2025-03-29 | 3509.272 | 12.24 | 0 | 1 | 0 | 0 | 0 | 0 | 0 | 0 | 0 | 0 | 0 | 0 | 0 | 0 | 0 | 0 | 0 | 0 | 0 | 1 | 0 | 0 | 0 | 0 | 0 | 0 | 2239.039
2025-03-29 | 3449.141 | 13.14 | 0 | 1 | 0 | 0 | 0 | 0 | 0 | 0 | 0 | 0 | 0 | 0 | 0 | 0 | 0 | 0 | 0 | 0 | 0 | 0 | 1 | 0 | 0 | 0 | 0 | 0 | 2209.8303
2025-03-29 | 3840.984 | 14.3 | 0 | 1 | 0 | 0 | 0 | 0 | 0 | 0 | 0 | 0 | 0 | 0 | 0 | 0 | 0 | 0 | 0 | 0 | 0 | 0 | 0 | 1 | 0 | 0 | 0 | 0 | 2191.1504
2025-03-29 | 3547.451 | 15.03 | 0 | 1 | 0 | 0 | 0 | 0 | 0 | 0 | 0 | 0 | 0 | 0 | 0 | 0 | 0 | 0 | 0 | 0 | 0 | 0 | 0 | 0 | 1 | 0 | 0 | 0 | 2118.1125
2025-03-29 | 3214.03 | 15.31 | 0 | 1 | 0 | 0 | 0 | 0 | 0 | 0 | 0 | 0 | 0 | 0 | 0 | 0 | 0 | 0 | 0 | 0 | 0 | 0 | 0 | 0 | 0 | 1 | 0 | 0 | 2003.5967
2025-03-29 | 2889.622 | 16.02 | 0 | 1 | 0 | 0 | 0 | 0 | 0 | 0 | 0 | 0 | 0 | 0 | 0 | 0 | 0 | 0 | 0 | 0 | 0 | 0 | 0 | 0 | 0 | 0 | 1 | 0 | 1920.061
2025-03-29 | 2508.424 | 16.48 | 0 | 1 | 0 | 0 | 0 | 0 | 0 | 0 | 0 | 0 | 0 | 0 | 0 | 0 | 0 | 0 | 0 | 0 | 0 | 0 | 0 | 0 | 0 | 0 | 0 | 1 | 1858.0527
2025-03-30 | 2308.641 | 16.78 | 0 | 1 | 1 | 0 | 0 | 0 | 0 | 0 | 0 | 0 | 0 | 0 | 0 | 0 | 0 | 0 | 0 | 0 | 0 | 0 | 0 | 0 | 0 | 0 | 0 | 0 | 1832.9159
2025-03-30 | 2251.741 | 17.23 | 0 | 1 | 0 | 1 | 0 | 0 | 0 | 0 | 0 | 0 | 0 | 0 | 0 | 0 | 0 | 0 | 0 | 0 | 0 | 0 | 0 | 0 | 0 | 0 | 0 | 0 | 1822.965
2025-03-30 | 2213.421 | 17.09 | 0 | 1 | 0 | 0 | 1 | 0 | 0 | 0 | 0 | 0 | 0 | 0 | 0 | 0 | 0 | 0 | 0 | 0 | 0 | 0 | 0 | 0 | 0 | 0 | 0 | 0 | 1810.7792
2025-03-30 | 3228.476 | 17.36 | 0 | 1 | 0 | 0 | 0 | 1 | 0 | 0 | 0 | 0 | 0 | 0 | 0 | 0 | 0 | 0 | 0 | 0 | 0 | 0 | 0 | 0 | 0 | 0 | 0 | 0 | 1841.0075
2025-03-30 | 3499.044 | 17.54 | 0 | 1 | 0 | 0 | 0 | 0 | 1 | 0 | 0 | 0 | 0 | 0 | 0 | 0 | 0 | 0 | 0 | 0 | 0 | 0 | 0 | 0 | 0 | 0 | 0 | 0 | 1889.9703
2025-03-30 | 2860.667 | 17.6 | 0 | 1 | 0 | 0 | 0 | 0 | 0 | 1 | 0 | 0 | 0 | 0 | 0 | 0 | 0 | 0 | 0 | 0 | 0 | 0 | 0 | 0 | 0 | 0 | 0 | 0 | 1995.9747
2025-03-30 | 2959.768 | 17.34 | 0 | 1 | 0 | 0 | 0 | 0 | 0 | 0 | 1 | 0 | 0 | 0 | 0 | 0 | 0 | 0 | 0 | 0 | 0 | 0 | 0 | 0 | 0 | 0 | 0 | 0 | 2187.4689
2025-03-30 | 3081.011 | 16.86 | 0 | 1 | 0 | 0 | 0 | 0 | 0 | 0 | 0 | 1 | 0 | 0 | 0 | 0 | 0 | 0 | 0 | 0 | 0 | 0 | 0 | 0 | 0 | 0 | 0 | 0 | 2388.4914
2025-03-30 | 3204.647 | 15.9 | 0 | 1 | 0 | 0 | 0 | 0 | 0 | 0 | 0 | 0 | 1 | 0 | 0 | 0 | 0 | 0 | 0 | 0 | 0 | 0 | 0 | 0 | 0 | 0 | 0 | 0 | 2590.686
2025-03-30 | 2619.714 | 14.79 | 0 | 1 | 0 | 0 | 0 | 0 | 0 | 0 | 0 | 0 | 0 | 1 | 0 | 0 | 0 | 0 | 0 | 0 | 0 | 0 | 0 | 0 | 0 | 0 | 0 | 0 | 2731.3115
2025-03-30 | 2487.083 | 14.18 | 0 | 1 | 0 | 0 | 0 | 0 | 0 | 0 | 0 | 0 | 0 | 0 | 1 | 0 | 0 | 0 | 0 | 0 | 0 | 0 | 0 | 0 | 0 | 0 | 0 | 0 | 2810.948
2025-03-30 | 3047.444 | 13.54 | 0 | 1 | 0 | 0 | 0 | 0 | 0 | 0 | 0 | 0 | 0 | 0 | 0 | 1 | 0 | 0 | 0 | 0 | 0 | 0 | 0 | 0 | 0 | 0 | 0 | 0 | 2792.7447
2025-03-30 | 2957.392 | 12.73 | 0 | 1 | 0 | 0 | 0 | 0 | 0 | 0 | 0 | 0 | 0 | 0 | 0 | 0 | 1 | 0 | 0 | 0 | 0 | 0 | 0 | 0 | 0 | 0 | 0 | 0 | 2743.7521
2025-03-30 | 3443.987 | 12.16 | 0.03 | 1 | 0 | 0 | 0 | 0 | 0 | 0 | 0 | 0 | 0 | 0 | 0 | 0 | 0 | 1 | 0 | 0 | 0 | 0 | 0 | 0 | 0 | 0 | 0 | 0 | 2703.0612
2025-03-30 | 3465.694 | 12.11 | 0.06 | 1 | 0 | 0 | 0 | 0 | 0 | 0 | 0 | 0 | 0 | 0 | 0 | 0 | 0 | 0 | 1 | 0 | 0 | 0 | 0 | 0 | 0 | 0 | 0 | 0 | 2647.8365
2025-03-30 | 3225.326 | 12 | 0.09 | 1 | 0 | 0 | 0 | 0 | 0 | 0 | 0 | 0 | 0 | 0 | 0 | 0 | 0 | 0 | 0 | 1 | 0 | 0 | 0 | 0 | 0 | 0 | 0 | 0 | 2529.3292
2025-03-30 | 3202.432 | 11.99 | 0.16 | 1 | 0 | 0 | 0 | 0 | 0 | 0 | 0 | 0 | 0 | 0 | 0 | 0 | 0 | 0 | 0 | 0 | 1 | 0 | 0 | 0 | 0 | 0 | 0 | 0 | 2371.7055
2025-03-30 | 3534.013 | 12.4 | 0.23 | 1 | 0 | 0 | 0 | 0 | 0 | 0 | 0 | 0 | 0 | 0 | 0 | 0 | 0 | 0 | 0 | 0 | 0 | 1 | 0 | 0 | 0 | 0 | 0 | 0 | 2266.1901
2025-03-30 | 3368.378 | 12.91 | 0.13 | 1 | 0 | 0 | 0 | 0 | 0 | 0 | 0 | 0 | 0 | 0 | 0 | 0 | 0 | 0 | 0 | 0 | 0 | 0 | 1 | 0 | 0 | 0 | 0 | 0 | 2214.4034
2025-03-30 | 3212.606 | 13.38 | 0.05 | 1 | 0 | 0 | 0 | 0 | 0 | 0 | 0 | 0 | 0 | 0 | 0 | 0 | 0 | 0 | 0 | 0 | 0 | 0 | 0 | 1 | 0 | 0 | 0 | 0 | 2164.9527
2025-03-30 | 3108.157 | 13.53 | 0 | 1 | 0 | 0 | 0 | 0 | 0 | 0 | 0 | 0 | 0 | 0 | 0 | 0 | 0 | 0 | 0 | 0 | 0 | 0 | 0 | 0 | 1 | 0 | 0 | 0 | 2067.682
2025-03-30 | 2945.57 | 13.82 | 0 | 1 | 0 | 0 | 0 | 0 | 0 | 0 | 0 | 0 | 0 | 0 | 0 | 0 | 0 | 0 | 0 | 0 | 0 | 0 | 0 | 0 | 0 | 1 | 0 | 0 | 1953.5024
2025-03-30 | 2773.968 | 14 | 0 | 1 | 0 | 0 | 0 | 0 | 0 | 0 | 0 | 0 | 0 | 0 | 0 | 0 | 0 | 0 | 0 | 0 | 0 | 0 | 0 | 0 | 0 | 0 | 1 | 0 | 1852.148
2025-03-30 | 2689.332 | 13.94 | 0 | 1 | 0 | 0 | 0 | 0 | 0 | 0 | 0 | 0 | 0 | 0 | 0 | 0 | 0 | 0 | 0 | 0 | 0 | 0 | 0 | 0 | 0 | 0 | 0 | 1 | 1772.6571
2025-03-31 | 2609.715 | 14.06 | 0 | 0 | 1 | 0 | 0 | 0 | 0 | 0 | 0 | 0 | 0 | 0 | 0 | 0 | 0 | 0 | 0 | 0 | 0 | 0 | 0 | 0 | 0 | 0 | 0 | 0 | 2006.6217
2025-03-31 | 2585.068 | 14.09 | 0 | 0 | 0 | 1 | 0 | 0 | 0 | 0 | 0 | 0 | 0 | 0 | 0 | 0 | 0 | 0 | 0 | 0 | 0 | 0 | 0 | 0 | 0 | 0 | 0 | 0 | 1982.5503
2025-03-31 | 2567.927 | 14.26 | 0 | 0 | 0 | 0 | 1 | 0 | 0 | 0 | 0 | 0 | 0 | 0 | 0 | 0 | 0 | 0 | 0 | 0 | 0 | 0 | 0 | 0 | 0 | 0 | 0 | 0 | 1980.7868
2025-03-31 | 2540.781 | 13.67 | 0 | 0 | 0 | 0 | 0 | 1 | 0 | 0 | 0 | 0 | 0 | 0 | 0 | 0 | 0 | 0 | 0 | 0 | 0 | 0 | 0 | 0 | 0 | 0 | 0 | 0 | 1982.1016
2025-03-31 | 2658.425 | 13.43 | 0 | 0 | 0 | 0 | 0 | 0 | 1 | 0 | 0 | 0 | 0 | 0 | 0 | 0 | 0 | 0 | 0 | 0 | 0 | 0 | 0 | 0 | 0 | 0 | 0 | 0 | 2016.9438
2025-03-31 | 3225.514 | 12.79 | 0 | 0 | 0 | 0 | 0 | 0 | 0 | 1 | 0 | 0 | 0 | 0 | 0 | 0 | 0 | 0 | 0 | 0 | 0 | 0 | 0 | 0 | 0 | 0 | 0 | 0 | 2099.414
2025-03-31 | 3390.856 | 12.85 | 0 | 0 | 0 | 0 | 0 | 0 | 0 | 0 | 1 | 0 | 0 | 0 | 0 | 0 | 0 | 0 | 0 | 0 | 0 | 0 | 0 | 0 | 0 | 0 | 0 | 0 | 2301.6668
2025-03-31 | 4546.802 | 13.27 | 0 | 0 | 0 | 0 | 0 | 0 | 0 | 0 | 0 | 1 | 0 | 0 | 0 | 0 | 0 | 0 | 0 | 0 | 0 | 0 | 0 | 0 | 0 | 0 | 0 | 0 | 2532.9475
2025-03-31 | 4245.677 | 12.86 | 0 | 0 | 0 | 0 | 0 | 0 | 0 | 0 | 0 | 0 | 1 | 0 | 0 | 0 | 0 | 0 | 0 | 0 | 0 | 0 | 0 | 0 | 0 | 0 | 0 | 0 | 2753.6333
2025-03-31 | 4503.606 | 12.05 | 0 | 0 | 0 | 0 | 0 | 0 | 0 | 0 | 0 | 0 | 0 | 1 | 0 | 0 | 0 | 0 | 0 | 0 | 0 | 0 | 0 | 0 | 0 | 0 | 0 | 0 | 2904.3449
2025-03-31 | 4562.845 | 11.16 | 0 | 0 | 0 | 0 | 0 | 0 | 0 | 0 | 0 | 0 | 0 | 0 | 1 | 0 | 0 | 0 | 0 | 0 | 0 | 0 | 0 | 0 | 0 | 0 | 0 | 0 | 2974.5677
2025-03-31 | 4545.71 | 11.21 | 0 | 0 | 0 | 0 | 0 | 0 | 0 | 0 | 0 | 0 | 0 | 0 | 0 | 1 | 0 | 0 | 0 | 0 | 0 | 0 | 0 | 0 | 0 | 0 | 0 | 0 | 2979.5624
2025-03-31 | 4496.128 | 11.03 | 0 | 0 | 0 | 0 | 0 | 0 | 0 | 0 | 0 | 0 | 0 | 0 | 0 | 0 | 1 | 0 | 0 | 0 | 0 | 0 | 0 | 0 | 0 | 0 | 0 | 0 | 2951.7507
2025-03-31 | 4447.46 | 10.53 | 0 | 0 | 0 | 0 | 0 | 0 | 0 | 0 | 0 | 0 | 0 | 0 | 0 | 0 | 0 | 1 | 0 | 0 | 0 | 0 | 0 | 0 | 0 | 0 | 0 | 0 | 2910.5734
2025-03-31 | 4427.136 | 10.25 | 0 | 0 | 0 | 0 | 0 | 0 | 0 | 0 | 0 | 0 | 0 | 0 | 0 | 0 | 0 | 0 | 1 | 0 | 0 | 0 | 0 | 0 | 0 | 0 | 0 | 0 | 2844.7762
2025-03-31 | 4279.053 | 10.95 | 0 | 0 | 0 | 0 | 0 | 0 | 0 | 0 | 0 | 0 | 0 | 0 | 0 | 0 | 0 | 0 | 0 | 1 | 0 | 0 | 0 | 0 | 0 | 0 | 0 | 0 | 2750.6615
2025-03-31 | 3955.328 | 11.14 | 0 | 0 | 0 | 0 | 0 | 0 | 0 | 0 | 0 | 0 | 0 | 0 | 0 | 0 | 0 | 0 | 0 | 0 | 1 | 0 | 0 | 0 | 0 | 0 | 0 | 0 | 2593.1357
2025-03-31 | 3651.332 | 11.87 | 0 | 0 | 0 | 0 | 0 | 0 | 0 | 0 | 0 | 0 | 0 | 0 | 0 | 0 | 0 | 0 | 0 | 0 | 0 | 1 | 0 | 0 | 0 | 0 | 0 | 0 | 2491.7526
2025-03-31 | 3590.198 | 12.49 | 0 | 0 | 0 | 0 | 0 | 0 | 0 | 0 | 0 | 0 | 0 | 0 | 0 | 0 | 0 | 0 | 0 | 0 | 0 | 0 | 1 | 0 | 0 | 0 | 0 | 0 | 2453.1301
2025-03-31 | 3568.315 | 12.92 | 0 | 0 | 0 | 0 | 0 | 0 | 0 | 0 | 0 | 0 | 0 | 0 | 0 | 0 | 0 | 0 | 0 | 0 | 0 | 0 | 0 | 1 | 0 | 0 | 0 | 0 | 2409.9074
2025-03-31 | 3374.446 | 13.33 | 0 | 0 | 0 | 0 | 0 | 0 | 0 | 0 | 0 | 0 | 0 | 0 | 0 | 0 | 0 | 0 | 0 | 0 | 0 | 0 | 0 | 0 | 1 | 0 | 0 | 0 | 2326.111
2025-03-31 | 3106.756 | 13.41 | 0 | 0 | 0 | 0 | 0 | 0 | 0 | 0 | 0 | 0 | 0 | 0 | 0 | 0 | 0 | 0 | 0 | 0 | 0 | 0 | 0 | 0 | 0 | 1 | 0 | 0 | 2204.8712
2025-03-31 | 2930.55 | 13.9 | 0 | 0 | 0 | 0 | 0 | 0 | 0 | 0 | 0 | 0 | 0 | 0 | 0 | 0 | 0 | 0 | 0 | 0 | 0 | 0 | 0 | 0 | 0 | 0 | 1 | 0 | 2113.939
2025-03-31 | 2836.755 | 14.45 | 0 | 0 | 0 | 0 | 0 | 0 | 0 | 0 | 0 | 0 | 0 | 0 | 0 | 0 | 0 | 0 | 0 | 0 | 0 | 0 | 0 | 0 | 0 | 0 | 0 | 1 | 2054.9565
2025-04-01 | 2790.531 | 14.91 | 0 | 0 | 1 | 0 | 0 | 0 | 0 | 0 | 0 | 0 | 0 | 0 | 0 | 0 | 0 | 0 | 0 | 0 | 0 | 0 | 0 | 0 | 0 | 0 | 0 | 0 | 2035.199
2025-04-01 | 2805.312 | 15.43 | 0 | 0 | 0 | 1 | 0 | 0 | 0 | 0 | 0 | 0 | 0 | 0 | 0 | 0 | 0 | 0 | 0 | 0 | 0 | 0 | 0 | 0 | 0 | 0 | 0 | 0 | 2027.6015
2025-04-01 | 2808.609 | 15.83 | 0 | 0 | 0 | 0 | 1 | 0 | 0 | 0 | 0 | 0 | 0 | 0 | 0 | 0 | 0 | 0 | 0 | 0 | 0 | 0 | 0 | 0 | 0 | 0 | 0 | 0 | 2033.5707
2025-04-01 | 2872.792 | 16.08 | 0 | 0 | 0 | 0 | 0 | 1 | 0 | 0 | 0 | 0 | 0 | 0 | 0 | 0 | 0 | 0 | 0 | 0 | 0 | 0 | 0 | 0 | 0 | 0 | 0 | 0 | 2063.1266
2025-04-01 | 2916.788 | 16.3 | 0 | 0 | 0 | 0 | 0 | 0 | 1 | 0 | 0 | 0 | 0 | 0 | 0 | 0 | 0 | 0 | 0 | 0 | 0 | 0 | 0 | 0 | 0 | 0 | 0 | 0 | 2113.4342
2025-04-01 | 3162.552 | 16.87 | 0 | 0 | 0 | 0 | 0 | 0 | 0 | 1 | 0 | 0 | 0 | 0 | 0 | 0 | 0 | 0 | 0 | 0 | 0 | 0 | 0 | 0 | 0 | 0 | 0 | 0 | 2236.5849
2025-04-01 | 3656.691 | 17.02 | 0 | 0 | 0 | 0 | 0 | 0 | 0 | 0 | 1 | 0 | 0 | 0 | 0 | 0 | 0 | 0 | 0 | 0 | 0 | 0 | 0 | 0 | 0 | 0 | 0 | 0 | 2441.8635
2025-04-01 | 4239.082 | 16.63 | 0 | 0 | 0 | 0 | 0 | 0 | 0 | 0 | 0 | 1 | 0 | 0 | 0 | 0 | 0 | 0 | 0 | 0 | 0 | 0 | 0 | 0 | 0 | 0 | 0 | 0 | 2645.9118
2025-04-01 | 4622.507 | 15.47 | 0 | 0 | 0 | 0 | 0 | 0 | 0 | 0 | 0 | 0 | 1 | 0 | 0 | 0 | 0 | 0 | 0 | 0 | 0 | 0 | 0 | 0 | 0 | 0 | 0 | 0 | 2841.3823
2025-04-01 | 4807.465 | 14.49 | 0 | 0 | 0 | 0 | 0 | 0 | 0 | 0 | 0 | 0 | 0 | 1 | 0 | 0 | 0 | 0 | 0 | 0 | 0 | 0 | 0 | 0 | 0 | 0 | 0 | 0 | 2986.3785
2025-04-01 | 4830.235 | 13.93 | 0 | 0 | 0 | 0 | 0 | 0 | 0 | 0 | 0 | 0 | 0 | 0 | 1 | 0 | 0 | 0 | 0 | 0 | 0 | 0 | 0 | 0 | 0 | 0 | 0 | 0 | 3067.696
2025-04-01 | 4762.312 | 13.33 | 0 | 0 | 0 | 0 | 0 | 0 | 0 | 0 | 0 | 0 | 0 | 0 | 0 | 1 | 0 | 0 | 0 | 0 | 0 | 0 | 0 | 0 | 0 | 0 | 0 | 0 | 3050.8375
2025-04-01 | 4758.338 | 12.84 | 0 | 0 | 0 | 0 | 0 | 0 | 0 | 0 | 0 | 0 | 0 | 0 | 0 | 0 | 1 | 0 | 0 | 0 | 0 | 0 | 0 | 0 | 0 | 0 | 0 | 0 | 3012.6034
2025-04-01 | 4715.445 | 12.27 | 0 | 0 | 0 | 0 | 0 | 0 | 0 | 0 | 0 | 0 | 0 | 0 | 0 | 0 | 0 | 1 | 0 | 0 | 0 | 0 | 0 | 0 | 0 | 0 | 0 | 0 | 2969.0727
2025-04-01 | 4625.979 | 11.86 | 0 | 0 | 0 | 0 | 0 | 0 | 0 | 0 | 0 | 0 | 0 | 0 | 0 | 0 | 0 | 0 | 1 | 0 | 0 | 0 | 0 | 0 | 0 | 0 | 0 | 0 | 2898.9049
2025-04-01 | 4429.533 | 12.08 | 0 | 0 | 0 | 0 | 0 | 0 | 0 | 0 | 0 | 0 | 0 | 0 | 0 | 0 | 0 | 0 | 0 | 1 | 0 | 0 | 0 | 0 | 0 | 0 | 0 | 0 | 2788.6524
2025-04-01 | 3993.597 | 12.77 | 0 | 0 | 0 | 0 | 0 | 0 | 0 | 0 | 0 | 0 | 0 | 0 | 0 | 0 | 0 | 0 | 0 | 0 | 1 | 0 | 0 | 0 | 0 | 0 | 0 | 0 | 2647.9368
2025-04-01 | 3679.484 | 13.44 | 0 | 0 | 0 | 0 | 0 | 0 | 0 | 0 | 0 | 0 | 0 | 0 | 0 | 0 | 0 | 0 | 0 | 0 | 0 | 1 | 0 | 0 | 0 | 0 | 0 | 0 | 2544.5365
2025-04-01 | 3557.529 | 14.24 | 0 | 0 | 0 | 0 | 0 | 0 | 0 | 0 | 0 | 0 | 0 | 0 | 0 | 0 | 0 | 0 | 0 | 0 | 0 | 0 | 1 | 0 | 0 | 0 | 0 | 0 | 2511.9657
2025-04-01 | 3585.391 | 14.98 | 0 | 0 | 0 | 0 | 0 | 0 | 0 | 0 | 0 | 0 | 0 | 0 | 0 | 0 | 0 | 0 | 0 | 0 | 0 | 0 | 0 | 1 | 0 | 0 | 0 | 0 | 2479.1653
2025-04-01 | 3346.552 | 15.41 | 0 | 0 | 0 | 0 | 0 | 0 | 0 | 0 | 0 | 0 | 0 | 0 | 0 | 0 | 0 | 0 | 0 | 0 | 0 | 0 | 0 | 0 | 1 | 0 | 0 | 0 | 2396.0413
2025-04-01 | 3113.673 | 15.87 | 0 | 0 | 0 | 0 | 0 | 0 | 0 | 0 | 0 | 0 | 0 | 0 | 0 | 0 | 0 | 0 | 0 | 0 | 0 | 0 | 0 | 0 | 0 | 1 | 0 | 0 | 2287.5772
2025-04-01 | 2969.602 | 16.29 | 0 | 0 | 0 | 0 | 0 | 0 | 0 | 0 | 0 | 0 | 0 | 0 | 0 | 0 | 0 | 0 | 0 | 0 | 0 | 0 | 0 | 0 | 0 | 0 | 1 | 0 | 2194.2916
2025-04-01 | 2887.143 | 16.49 | 0 | 0 | 0 | 0 | 0 | 0 | 0 | 0 | 0 | 0 | 0 | 0 | 0 | 0 | 0 | 0 | 0 | 0 | 0 | 0 | 0 | 0 | 0 | 0 | 0 | 1 | 2123.542
2025-04-02 | 2840.495 | 16.86 | 0 | 0 | 1 | 0 | 0 | 0 | 0 | 0 | 0 | 0 | 0 | 0 | 0 | 0 | 0 | 0 | 0 | 0 | 0 | 0 | 0 | 0 | 0 | 0 | 0 | 0 | 2100.7586
2025-04-02 | 2840.816 | 17.16 | 0 | 0 | 0 | 1 | 0 | 0 | 0 | 0 | 0 | 0 | 0 | 0 | 0 | 0 | 0 | 0 | 0 | 0 | 0 | 0 | 0 | 0 | 0 | 0 | 0 | 0 | 2085.7647
2025-04-02 | 2869.03 | 17.3 | 0 | 0 | 0 | 0 | 1 | 0 | 0 | 0 | 0 | 0 | 0 | 0 | 0 | 0 | 0 | 0 | 0 | 0 | 0 | 0 | 0 | 0 | 0 | 0 | 0 | 0 | 2082.9925
2025-04-02 | 2972.334 | 17.52 | 0 | 0 | 0 | 0 | 0 | 1 | 0 | 0 | 0 | 0 | 0 | 0 | 0 | 0 | 0 | 0 | 0 | 0 | 0 | 0 | 0 | 0 | 0 | 0 | 0 | 0 | 2111.5399
2025-04-02 | 3073.342 | 17.84 | 0 | 0 | 0 | 0 | 0 | 0 | 1 | 0 | 0 | 0 | 0 | 0 | 0 | 0 | 0 | 0 | 0 | 0 | 0 | 0 | 0 | 0 | 0 | 0 | 0 | 0 | 2165.2095
2025-04-02 | 3330.773 | 18.02 | 0 | 0 | 0 | 0 | 0 | 0 | 0 | 1 | 0 | 0 | 0 | 0 | 0 | 0 | 0 | 0 | 0 | 0 | 0 | 0 | 0 | 0 | 0 | 0 | 0 | 0 | 2275.2483
2025-04-02 | 3826.102 | 18.24 | 0 | 0 | 0 | 0 | 0 | 0 | 0 | 0 | 1 | 0 | 0 | 0 | 0 | 0 | 0 | 0 | 0 | 0 | 0 | 0 | 0 | 0 | 0 | 0 | 0 | 0 | 2482.8803
2025-04-02 | 4465.989 | 17.7 | 0 | 0 | 0 | 0 | 0 | 0 | 0 | 0 | 0 | 1 | 0 | 0 | 0 | 0 | 0 | 0 | 0 | 0 | 0 | 0 | 0 | 0 | 0 | 0 | 0 | 0 | 2681.8856
2025-04-02 | 4972.348 | 16.53 | 0 | 0 | 0 | 0 | 0 | 0 | 0 | 0 | 0 | 0 | 1 | 0 | 0 | 0 | 0 | 0 | 0 | 0 | 0 | 0 | 0 | 0 | 0 | 0 | 0 | 0 | 2877.0199
2025-04-02 | 5259.325 | 15.18 | 0 | 0 | 0 | 0 | 0 | 0 | 0 | 0 | 0 | 0 | 0 | 1 | 0 | 0 | 0 | 0 | 0 | 0 | 0 | 0 | 0 | 0 | 0 | 0 | 0 | 0 | 3009.5766
2025-04-02 | 5267.531 | 14.11 | 0 | 0 | 0 | 0 | 0 | 0 | 0 | 0 | 0 | 0 | 0 | 0 | 1 | 0 | 0 | 0 | 0 | 0 | 0 | 0 | 0 | 0 | 0 | 0 | 0 | 0 | 3073.7477
2025-04-02 | 5187.627 | 13.16 | 0 | 0 | 0 | 0 | 0 | 0 | 0 | 0 | 0 | 0 | 0 | 0 | 0 | 1 | 0 | 0 | 0 | 0 | 0 | 0 | 0 | 0 | 0 | 0 | 0 | 0 | 3045.1221
2025-04-02 | 5167.278 | 12.53 | 0 | 0 | 0 | 0 | 0 | 0 | 0 | 0 | 0 | 0 | 0 | 0 | 0 | 0 | 1 | 0 | 0 | 0 | 0 | 0 | 0 | 0 | 0 | 0 | 0 | 0 | 3002.1811
2025-04-02 | 5231.176 | 12.2 | 0 | 0 | 0 | 0 | 0 | 0 | 0 | 0 | 0 | 0 | 0 | 0 | 0 | 0 | 0 | 1 | 0 | 0 | 0 | 0 | 0 | 0 | 0 | 0 | 0 | 0 | 2966.7193
2025-04-02 | 5186.662 | 11.87 | 0 | 0 | 0 | 0 | 0 | 0 | 0 | 0 | 0 | 0 | 0 | 0 | 0 | 0 | 0 | 0 | 1 | 0 | 0 | 0 | 0 | 0 | 0 | 0 | 0 | 0 | 2899.2411
2025-04-02 | 4930.09 | 11.47 | 0 | 0 | 0 | 0 | 0 | 0 | 0 | 0 | 0 | 0 | 0 | 0 | 0 | 0 | 0 | 0 | 0 | 1 | 0 | 0 | 0 | 0 | 0 | 0 | 0 | 0 | 2768.1441
2025-04-02 | 4484.787 | 11.51 | 0 | 0 | 0 | 0 | 0 | 0 | 0 | 0 | 0 | 0 | 0 | 0 | 0 | 0 | 0 | 0 | 0 | 0 | 1 | 0 | 0 | 0 | 0 | 0 | 0 | 0 | 2605.5752
2025-04-02 | 4149.251 | 11.97 | 0 | 0 | 0 | 0 | 0 | 0 | 0 | 0 | 0 | 0 | 0 | 0 | 0 | 0 | 0 | 0 | 0 | 0 | 0 | 1 | 0 | 0 | 0 | 0 | 0 | 0 | 2495.1146
2025-04-02 | 4009.699 | 12.85 | 0 | 0 | 0 | 0 | 0 | 0 | 0 | 0 | 0 | 0 | 0 | 0 | 0 | 0 | 0 | 0 | 0 | 0 | 0 | 0 | 1 | 0 | 0 | 0 | 0 | 0 | 2465.2335
2025-04-02 | 3841.732 | 13.69 | 0 | 0 | 0 | 0 | 0 | 0 | 0 | 0 | 0 | 0 | 0 | 0 | 0 | 0 | 0 | 0 | 0 | 0 | 0 | 0 | 0 | 1 | 0 | 0 | 0 | 0 | 2435.795
2025-04-02 | 3521.972 | 14.25 | 0 | 0 | 0 | 0 | 0 | 0 | 0 | 0 | 0 | 0 | 0 | 0 | 0 | 0 | 0 | 0 | 0 | 0 | 0 | 0 | 0 | 0 | 1 | 0 | 0 | 0 | 2357.0417
2025-04-02 | 3311.415 | 14.67 | 0 | 0 | 0 | 0 | 0 | 0 | 0 | 0 | 0 | 0 | 0 | 0 | 0 | 0 | 0 | 0 | 0 | 0 | 0 | 0 | 0 | 0 | 0 | 1 | 0 | 0 | 2247.2328
2025-04-02 | 3141.733 | 15.02 | 0 | 0 | 0 | 0 | 0 | 0 | 0 | 0 | 0 | 0 | 0 | 0 | 0 | 0 | 0 | 0 | 0 | 0 | 0 | 0 | 0 | 0 | 0 | 0 | 1 | 0 | 2151.5938
2025-04-02 | 2995.303 | 15.23 | 0 | 0 | 0 | 0 | 0 | 0 | 0 | 0 | 0 | 0 | 0 | 0 | 0 | 0 | 0 | 0 | 0 | 0 | 0 | 0 | 0 | 0 | 0 | 0 | 0 | 1 | 2081.1804
2025-04-03 | 2924.66 | 15.32 | 0 | 0 | 1 | 0 | 0 | 0 | 0 | 0 | 0 | 0 | 0 | 0 | 0 | 0 | 0 | 0 | 0 | 0 | 0 | 0 | 0 | 0 | 0 | 0 | 0 | 0 | 2048.9833
2025-04-03 | 2892.091 | 15.58 | 0 | 0 | 0 | 1 | 0 | 0 | 0 | 0 | 0 | 0 | 0 | 0 | 0 | 0 | 0 | 0 | 0 | 0 | 0 | 0 | 0 | 0 | 0 | 0 | 0 | 0 | 2032.6446
2025-04-03 | 2844.792 | 15.65 | 0 | 0 | 0 | 0 | 1 | 0 | 0 | 0 | 0 | 0 | 0 | 0 | 0 | 0 | 0 | 0 | 0 | 0 | 0 | 0 | 0 | 0 | 0 | 0 | 0 | 0 | 2027.519
2025-04-03 | 2897.403 | 15.75 | 0 | 0 | 0 | 0 | 0 | 1 | 0 | 0 | 0 | 0 | 0 | 0 | 0 | 0 | 0 | 0 | 0 | 0 | 0 | 0 | 0 | 0 | 0 | 0 | 0 | 0 | 2052.0319
2025-04-03 | 2970.08 | 16.22 | 0 | 0 | 0 | 0 | 0 | 0 | 1 | 0 | 0 | 0 | 0 | 0 | 0 | 0 | 0 | 0 | 0 | 0 | 0 | 0 | 0 | 0 | 0 | 0 | 0 | 0 | 2110.7445
2025-04-03 | 3153.838 | 16.42 | 0 | 0 | 0 | 0 | 0 | 0 | 0 | 1 | 0 | 0 | 0 | 0 | 0 | 0 | 0 | 0 | 0 | 0 | 0 | 0 | 0 | 0 | 0 | 0 | 0 | 0 | 2221.4558
2025-04-03 | 3684.762 | 16.03 | 0 | 0 | 0 | 0 | 0 | 0 | 0 | 0 | 1 | 0 | 0 | 0 | 0 | 0 | 0 | 0 | 0 | 0 | 0 | 0 | 0 | 0 | 0 | 0 | 0 | 0 | 2408.5794
2025-04-03 | 4226.476 | 15.11 | 0 | 0 | 0 | 0 | 0 | 0 | 0 | 0 | 0 | 1 | 0 | 0 | 0 | 0 | 0 | 0 | 0 | 0 | 0 | 0 | 0 | 0 | 0 | 0 | 0 | 0 | 2594.8089
2025-04-03 | 4560.49 | 13.75 | 0 | 0 | 0 | 0 | 0 | 0 | 0 | 0 | 0 | 0 | 1 | 0 | 0 | 0 | 0 | 0 | 0 | 0 | 0 | 0 | 0 | 0 | 0 | 0 | 0 | 0 | 2783.5554
2025-04-03 | 4831.073 | 12.93 | 0 | 0 | 0 | 0 | 0 | 0 | 0 | 0 | 0 | 0 | 0 | 1 | 0 | 0 | 0 | 0 | 0 | 0 | 0 | 0 | 0 | 0 | 0 | 0 | 0 | 0 | 2933.9308
2025-04-03 | 4768.262 | 12.33 | 0 | 0 | 0 | 0 | 0 | 0 | 0 | 0 | 0 | 0 | 0 | 0 | 1 | 0 | 0 | 0 | 0 | 0 | 0 | 0 | 0 | 0 | 0 | 0 | 0 | 0 | 3013.9035
2025-04-03 | 4714.096 | 10.73 | 0.1 | 0 | 0 | 0 | 0 | 0 | 0 | 0 | 0 | 0 | 0 | 0 | 0 | 1 | 0 | 0 | 0 | 0 | 0 | 0 | 0 | 0 | 0 | 0 | 0 | 0 | 2972.8907
2025-04-03 | 4730.312 | 10.46 | 0.09 | 0 | 0 | 0 | 0 | 0 | 0 | 0 | 0 | 0 | 0 | 0 | 0 | 0 | 1 | 0 | 0 | 0 | 0 | 0 | 0 | 0 | 0 | 0 | 0 | 0 | 2941.1065
2025-04-03 | 4661.213 | 10.26 | 0.15 | 0 | 0 | 0 | 0 | 0 | 0 | 0 | 0 | 0 | 0 | 0 | 0 | 0 | 0 | 1 | 0 | 0 | 0 | 0 | 0 | 0 | 0 | 0 | 0 | 0 | 2915.6949
2025-04-03 | 4614.985 | 10.07 | 0.18 | 0 | 0 | 0 | 0 | 0 | 0 | 0 | 0 | 0 | 0 | 0 | 0 | 0 | 0 | 0 | 1 | 0 | 0 | 0 | 0 | 0 | 0 | 0 | 0 | 0 | 2855.7634
2025-04-03 | 4358.242 | 10.13 | 0.02 | 0 | 0 | 0 | 0 | 0 | 0 | 0 | 0 | 0 | 0 | 0 | 0 | 0 | 0 | 0 | 0 | 1 | 0 | 0 | 0 | 0 | 0 | 0 | 0 | 0 | 2724.986
2025-04-03 | 3934.625 | 10.77 | 0 | 0 | 0 | 0 | 0 | 0 | 0 | 0 | 0 | 0 | 0 | 0 | 0 | 0 | 0 | 0 | 0 | 0 | 1 | 0 | 0 | 0 | 0 | 0 | 0 | 0 | 2580.6961
2025-04-03 | 3609.536 | 11.35 | 0 | 0 | 0 | 0 | 0 | 0 | 0 | 0 | 0 | 0 | 0 | 0 | 0 | 0 | 0 | 0 | 0 | 0 | 0 | 1 | 0 | 0 | 0 | 0 | 0 | 0 | 2474.27
2025-04-03 | 3429.503 | 11.86 | 0 | 0 | 0 | 0 | 0 | 0 | 0 | 0 | 0 | 0 | 0 | 0 | 0 | 0 | 0 | 0 | 0 | 0 | 0 | 0 | 1 | 0 | 0 | 0 | 0 | 0 | 2431.9493
2025-04-03 | 3393.719 | 12.69 | 0 | 0 | 0 | 0 | 0 | 0 | 0 | 0 | 0 | 0 | 0 | 0 | 0 | 0 | 0 | 0 | 0 | 0 | 0 | 0 | 0 | 1 | 0 | 0 | 0 | 0 | 2402.1747
2025-04-03 | 3154.554 | 13.31 | 0 | 0 | 0 | 0 | 0 | 0 | 0 | 0 | 0 | 0 | 0 | 0 | 0 | 0 | 0 | 0 | 0 | 0 | 0 | 0 | 0 | 0 | 1 | 0 | 0 | 0 | 2325.4386
2025-04-03 | 2912.016 | 13.89 | 0 | 0 | 0 | 0 | 0 | 0 | 0 | 0 | 0 | 0 | 0 | 0 | 0 | 0 | 0 | 0 | 0 | 0 | 0 | 0 | 0 | 0 | 0 | 1 | 0 | 0 | 2221.0089
2025-04-03 | 2750.568 | 14.57 | 0 | 0 | 0 | 0 | 0 | 0 | 0 | 0 | 0 | 0 | 0 | 0 | 0 | 0 | 0 | 0 | 0 | 0 | 0 | 0 | 0 | 0 | 0 | 0 | 1 | 0 | 2136.4646
2025-04-03 | 2621.475 | 14.85 | 0 | 0 | 0 | 0 | 0 | 0 | 0 | 0 | 0 | 0 | 0 | 0 | 0 | 0 | 0 | 0 | 0 | 0 | 0 | 0 | 0 | 0 | 0 | 0 | 0 | 1 | 2068.4046
2025-04-04 | 2596.025 | 15.42 | 0 | 0 | 1 | 0 | 0 | 0 | 0 | 0 | 0 | 0 | 0 | 0 | 0 | 0 | 0 | 0 | 0 | 0 | 0 | 0 | 0 | 0 | 0 | 0 | 0 | 0 | 2052.3453
2025-04-04 | 2612.59 | 15.61 | 0 | 0 | 0 | 1 | 0 | 0 | 0 | 0 | 0 | 0 | 0 | 0 | 0 | 0 | 0 | 0 | 0 | 0 | 0 | 0 | 0 | 0 | 0 | 0 | 0 | 0 | 2033.6532
2025-04-04 | 2627.261 | 15.73 | 0 | 0 | 0 | 0 | 1 | 0 | 0 | 0 | 0 | 0 | 0 | 0 | 0 | 0 | 0 | 0 | 0 | 0 | 0 | 0 | 0 | 0 | 0 | 0 | 0 | 0 | 2030.2086
2025-04-04 | 2683.159 | 16.04 | 0 | 0 | 0 | 0 | 0 | 1 | 0 | 0 | 0 | 0 | 0 | 0 | 0 | 0 | 0 | 0 | 0 | 0 | 0 | 0 | 0 | 0 | 0 | 0 | 0 | 0 | 2061.7818
2025-04-04 | 2825.518 | 16.15 | 0 | 0 | 0 | 0 | 0 | 0 | 1 | 0 | 0 | 0 | 0 | 0 | 0 | 0 | 0 | 0 | 0 | 0 | 0 | 0 | 0 | 0 | 0 | 0 | 0 | 0 | 2108.3911
2025-04-04 | 3074.388 | 16.15 | 0 | 0 | 0 | 0 | 0 | 0 | 0 | 1 | 0 | 0 | 0 | 0 | 0 | 0 | 0 | 0 | 0 | 0 | 0 | 0 | 0 | 0 | 0 | 0 | 0 | 0 | 2212.3783
2025-04-04 | 3487.951 | 16.14 | 0 | 0 | 0 | 0 | 0 | 0 | 0 | 0 | 1 | 0 | 0 | 0 | 0 | 0 | 0 | 0 | 0 | 0 | 0 | 0 | 0 | 0 | 0 | 0 | 0 | 0 | 2412.2776
2025-04-04 | 4023.925 | 15.78 | 0 | 0 | 0 | 0 | 0 | 0 | 0 | 0 | 0 | 1 | 0 | 0 | 0 | 0 | 0 | 0 | 0 | 0 | 0 | 0 | 0 | 0 | 0 | 0 | 0 | 0 | 2617.3345
2025-04-04 | 4353.056 | 15.07 | 0 | 0 | 0 | 0 | 0 | 0 | 0 | 0 | 0 | 0 | 1 | 0 | 0 | 0 | 0 | 0 | 0 | 0 | 0 | 0 | 0 | 0 | 0 | 0 | 0 | 0 | 2827.9342
2025-04-04 | 4613.759 | 14.07 | 0 | 0 | 0 | 0 | 0 | 0 | 0 | 0 | 0 | 0 | 0 | 1 | 0 | 0 | 0 | 0 | 0 | 0 | 0 | 0 | 0 | 0 | 0 | 0 | 0 | 0 | 2972.258
2025-04-04 | 4669.981 | 13.24 | 0 | 0 | 0 | 0 | 0 | 0 | 0 | 0 | 0 | 0 | 0 | 0 | 1 | 0 | 0 | 0 | 0 | 0 | 0 | 0 | 0 | 0 | 0 | 0 | 0 | 0 | 3044.498
2025-04-04 | 4541.041 | 12.45 | 0 | 0 | 0 | 0 | 0 | 0 | 0 | 0 | 0 | 0 | 0 | 0 | 0 | 1 | 0 | 0 | 0 | 0 | 0 | 0 | 0 | 0 | 0 | 0 | 0 | 0 | 3021.2516
2025-04-04 | 4504.912 | 11.84 | 0 | 0 | 0 | 0 | 0 | 0 | 0 | 0 | 0 | 0 | 0 | 0 | 0 | 0 | 1 | 0 | 0 | 0 | 0 | 0 | 0 | 0 | 0 | 0 | 0 | 0 | 2978.9831
2025-04-04 | 4505.065 | 11.8 | 0 | 0 | 0 | 0 | 0 | 0 | 0 | 0 | 0 | 0 | 0 | 0 | 0 | 0 | 0 | 1 | 0 | 0 | 0 | 0 | 0 | 0 | 0 | 0 | 0 | 0 | 2953.2712
2025-04-04 | 4249.967 | 11.15 | 0 | 0 | 0 | 0 | 0 | 0 | 0 | 0 | 0 | 0 | 0 | 0 | 0 | 0 | 0 | 0 | 1 | 0 | 0 | 0 | 0 | 0 | 0 | 0 | 0 | 0 | 2875.0345
2025-04-04 | 4106.695 | 11.75 | 0 | 0 | 0 | 0 | 0 | 0 | 0 | 0 | 0 | 0 | 0 | 0 | 0 | 0 | 0 | 0 | 0 | 1 | 0 | 0 | 0 | 0 | 0 | 0 | 0 | 0 | 2777.5577
2025-04-04 | 3799.004 | 11.71 | 0 | 0 | 0 | 0 | 0 | 0 | 0 | 0 | 0 | 0 | 0 | 0 | 0 | 0 | 0 | 0 | 0 | 0 | 1 | 0 | 0 | 0 | 0 | 0 | 0 | 0 | 2612.2992
2025-04-04 | 3530.186 | 12.57 | 0 | 0 | 0 | 0 | 0 | 0 | 0 | 0 | 0 | 0 | 0 | 0 | 0 | 0 | 0 | 0 | 0 | 0 | 0 | 1 | 0 | 0 | 0 | 0 | 0 | 0 | 2515.2868
2025-04-04 | 3405.45 | 13.13 | 0 | 0 | 0 | 0 | 0 | 0 | 0 | 0 | 0 | 0 | 0 | 0 | 0 | 0 | 0 | 0 | 0 | 0 | 0 | 0 | 1 | 0 | 0 | 0 | 0 | 0 | 2474.6471
2025-04-04 | 3384.301 | 13.76 | 0 | 0 | 0 | 0 | 0 | 0 | 0 | 0 | 0 | 0 | 0 | 0 | 0 | 0 | 0 | 0 | 0 | 0 | 0 | 0 | 0 | 1 | 0 | 0 | 0 | 0 | 2438.1485
2025-04-04 | 3189.757 | 14.17 | 0 | 0 | 0 | 0 | 0 | 0 | 0 | 0 | 0 | 0 | 0 | 0 | 0 | 0 | 0 | 0 | 0 | 0 | 0 | 0 | 0 | 0 | 1 | 0 | 0 | 0 | 2354.3521
2025-04-04 | 2928.529 | 14.56 | 0 | 0 | 0 | 0 | 0 | 0 | 0 | 0 | 0 | 0 | 0 | 0 | 0 | 0 | 0 | 0 | 0 | 0 | 0 | 0 | 0 | 0 | 0 | 1 | 0 | 0 | 2243.5346
2025-04-04 | 2801.191 | 14.98 | 0 | 0 | 0 | 0 | 0 | 0 | 0 | 0 | 0 | 0 | 0 | 0 | 0 | 0 | 0 | 0 | 0 | 0 | 0 | 0 | 0 | 0 | 0 | 0 | 1 | 0 | 2150.249
2025-04-04 | 2686.262 | 15.22 | 0 | 0 | 0 | 0 | 0 | 0 | 0 | 0 | 0 | 0 | 0 | 0 | 0 | 0 | 0 | 0 | 0 | 0 | 0 | 0 | 0 | 0 | 0 | 0 | 0 | 1 | 2080.8442
2025-04-05 | 2616.04 | 15.64 | 0 | 1 | 1 | 0 | 0 | 0 | 0 | 0 | 0 | 0 | 0 | 0 | 0 | 0 | 0 | 0 | 0 | 0 | 0 | 0 | 0 | 0 | 0 | 0 | 0 | 0 | 1794.5887
2025-04-05 | 2603.574 | 15.75 | 0 | 1 | 0 | 1 | 0 | 0 | 0 | 0 | 0 | 0 | 0 | 0 | 0 | 0 | 0 | 0 | 0 | 0 | 0 | 0 | 0 | 0 | 0 | 0 | 0 | 0 | 1773.207
2025-04-05 | 2599.094 | 15.84 | 0 | 1 | 0 | 0 | 1 | 0 | 0 | 0 | 0 | 0 | 0 | 0 | 0 | 0 | 0 | 0 | 0 | 0 | 0 | 0 | 0 | 0 | 0 | 0 | 0 | 0 | 1768.7538
2025-04-05 | 2667.438 | 15.96 | 0 | 1 | 0 | 0 | 0 | 1 | 0 | 0 | 0 | 0 | 0 | 0 | 0 | 0 | 0 | 0 | 0 | 0 | 0 | 0 | 0 | 0 | 0 | 0 | 0 | 0 | 1793.9391
2025-04-05 | 2735.844 | 16.07 | 0 | 1 | 0 | 0 | 0 | 0 | 1 | 0 | 0 | 0 | 0 | 0 | 0 | 0 | 0 | 0 | 0 | 0 | 0 | 0 | 0 | 0 | 0 | 0 | 0 | 0 | 1840.5484
2025-04-05 | 2843.139 | 16.31 | 0 | 1 | 0 | 0 | 0 | 0 | 0 | 1 | 0 | 0 | 0 | 0 | 0 | 0 | 0 | 0 | 0 | 0 | 0 | 0 | 0 | 0 | 0 | 0 | 0 | 0 | 1952.6045
2025-04-05 | 2972.268 | 16.75 | 0 | 1 | 0 | 0 | 0 | 0 | 0 | 0 | 1 | 0 | 0 | 0 | 0 | 0 | 0 | 0 | 0 | 0 | 0 | 0 | 0 | 0 | 0 | 0 | 0 | 0 | 2167.6329
2025-04-05 | 3264.539 | 16.19 | 0 | 1 | 0 | 0 | 0 | 0 | 0 | 0 | 0 | 1 | 0 | 0 | 0 | 0 | 0 | 0 | 0 | 0 | 0 | 0 | 0 | 0 | 0 | 0 | 0 | 0 | 2365.9658
2025-04-05 | 3766.83 | 15.46 | 0 | 1 | 0 | 0 | 0 | 0 | 0 | 0 | 0 | 0 | 1 | 0 | 0 | 0 | 0 | 0 | 0 | 0 | 0 | 0 | 0 | 0 | 0 | 0 | 0 | 0 | 2575.8931
2025-04-05 | 3996.989 | 14.51 | 0 | 1 | 0 | 0 | 0 | 0 | 0 | 0 | 0 | 0 | 0 | 1 | 0 | 0 | 0 | 0 | 0 | 0 | 0 | 0 | 0 | 0 | 0 | 0 | 0 | 0 | 2721.8979
2025-04-05 | 4093.066 | 13.63 | 0 | 1 | 0 | 0 | 0 | 0 | 0 | 0 | 0 | 0 | 0 | 0 | 1 | 0 | 0 | 0 | 0 | 0 | 0 | 0 | 0 | 0 | 0 | 0 | 0 | 0 | 2792.4568
2025-04-05 | 4065.414 | 13.05 | 0 | 1 | 0 | 0 | 0 | 0 | 0 | 0 | 0 | 0 | 0 | 0 | 0 | 1 | 0 | 0 | 0 | 0 | 0 | 0 | 0 | 0 | 0 | 0 | 0 | 0 | 2776.2707
2025-04-05 | 3926.619 | 12.59 | 0 | 1 | 0 | 0 | 0 | 0 | 0 | 0 | 0 | 0 | 0 | 0 | 0 | 0 | 1 | 0 | 0 | 0 | 0 | 0 | 0 | 0 | 0 | 0 | 0 | 0 | 2739.0453
2025-04-05 | 3788.643 | 12.22 | 0 | 1 | 0 | 0 | 0 | 0 | 0 | 0 | 0 | 0 | 0 | 0 | 0 | 0 | 0 | 1 | 0 | 0 | 0 | 0 | 0 | 0 | 0 | 0 | 0 | 0 | 2702.2386
2025-04-05 | 3717.849 | 11.73 | 0 | 1 | 0 | 0 | 0 | 0 | 0 | 0 | 0 | 0 | 0 | 0 | 0 | 0 | 0 | 0 | 1 | 0 | 0 | 0 | 0 | 0 | 0 | 0 | 0 | 0 | 2629.3812
2025-04-05 | 3569.506 | 11.6 | 0 | 1 | 0 | 0 | 0 | 0 | 0 | 0 | 0 | 0 | 0 | 0 | 0 | 0 | 0 | 0 | 0 | 1 | 0 | 0 | 0 | 0 | 0 | 0 | 0 | 0 | 2507.3616
2025-04-05 | 3413.068 | 11.19 | 0 | 1 | 0 | 0 | 0 | 0 | 0 | 0 | 0 | 0 | 0 | 0 | 0 | 0 | 0 | 0 | 0 | 0 | 1 | 0 | 0 | 0 | 0 | 0 | 0 | 0 | 2329.6636
2025-04-05 | 3323.812 | 11.41 | 0 | 1 | 0 | 0 | 0 | 0 | 0 | 0 | 0 | 0 | 0 | 0 | 0 | 0 | 0 | 0 | 0 | 0 | 0 | 1 | 0 | 0 | 0 | 0 | 0 | 0 | 2211.1341
2025-04-05 | 3287.779 | 12.16 | 0 | 1 | 0 | 0 | 0 | 0 | 0 | 0 | 0 | 0 | 0 | 0 | 0 | 0 | 0 | 0 | 0 | 0 | 0 | 0 | 1 | 0 | 0 | 0 | 0 | 0 | 2176.8823
2025-04-05 | 3290.777 | 13.04 | 0 | 1 | 0 | 0 | 0 | 0 | 0 | 0 | 0 | 0 | 0 | 0 | 0 | 0 | 0 | 0 | 0 | 0 | 0 | 0 | 0 | 1 | 0 | 0 | 0 | 0 | 2148.7888
2025-04-05 | 3124.197 | 13.58 | 0 | 1 | 0 | 0 | 0 | 0 | 0 | 0 | 0 | 0 | 0 | 0 | 0 | 0 | 0 | 0 | 0 | 0 | 0 | 0 | 0 | 0 | 1 | 0 | 0 | 0 | 2069.363
2025-04-05 | 2997.264 | 13.5 | 0 | 1 | 0 | 0 | 0 | 0 | 0 | 0 | 0 | 0 | 0 | 0 | 0 | 0 | 0 | 0 | 0 | 0 | 0 | 0 | 0 | 0 | 0 | 1 | 0 | 0 | 1942.7439
2025-04-05 | 2819.149 | 13.73 | 0 | 1 | 0 | 0 | 0 | 0 | 0 | 0 | 0 | 0 | 0 | 0 | 0 | 0 | 0 | 0 | 0 | 0 | 0 | 0 | 0 | 0 | 0 | 0 | 1 | 0 | 1843.0705
2025-04-05 | 2713.006 | 13.6 | 0 | 1 | 0 | 0 | 0 | 0 | 0 | 0 | 0 | 0 | 0 | 0 | 0 | 0 | 0 | 0 | 0 | 0 | 0 | 0 | 0 | 0 | 0 | 0 | 0 | 1 | 1761.2262
2025-04-06 | 2670.433 | 13.31 | 0 | 1 | 1 | 0 | 0 | 0 | 0 | 0 | 0 | 0 | 0 | 0 | 0 | 0 | 0 | 0 | 0 | 0 | 0 | 0 | 0 | 0 | 0 | 0 | 0 | 0 | 1716.2534
2025-04-06 | 2620.195 | 13.42 | 0 | 1 | 0 | 1 | 0 | 0 | 0 | 0 | 0 | 0 | 0 | 0 | 0 | 0 | 0 | 0 | 0 | 0 | 0 | 0 | 0 | 0 | 0 | 0 | 0 | 0 | 1694.8716
2025-04-06 | 2619.203 | 13.84 | 0 | 1 | 0 | 0 | 1 | 0 | 0 | 0 | 0 | 0 | 0 | 0 | 0 | 0 | 0 | 0 | 0 | 0 | 0 | 0 | 0 | 0 | 0 | 0 | 0 | 0 | 1701.5131
2025-04-06 | 2684.83 | 14.43 | 0 | 1 | 0 | 0 | 0 | 1 | 0 | 0 | 0 | 0 | 0 | 0 | 0 | 0 | 0 | 0 | 0 | 0 | 0 | 0 | 0 | 0 | 0 | 0 | 0 | 0 | 1742.5
2025-04-06 | 2730.324 | 14.73 | 0 | 1 | 0 | 0 | 0 | 0 | 1 | 0 | 0 | 0 | 0 | 0 | 0 | 0 | 0 | 0 | 0 | 0 | 0 | 0 | 0 | 0 | 0 | 0 | 0 | 0 | 1795.4972
2025-04-06 | 2772.907 | 15 | 0 | 1 | 0 | 0 | 0 | 0 | 0 | 1 | 0 | 0 | 0 | 0 | 0 | 0 | 0 | 0 | 0 | 0 | 0 | 0 | 0 | 0 | 0 | 0 | 0 | 0 | 1908.5618
2025-04-06 | 2834.337 | 14.75 | 0 | 1 | 0 | 0 | 0 | 0 | 0 | 0 | 1 | 0 | 0 | 0 | 0 | 0 | 0 | 0 | 0 | 0 | 0 | 0 | 0 | 0 | 0 | 0 | 0 | 0 | 2100.3923
2025-04-06 | 3008.459 | 14.19 | 0 | 1 | 0 | 0 | 0 | 0 | 0 | 0 | 0 | 1 | 0 | 0 | 0 | 0 | 0 | 0 | 0 | 0 | 0 | 0 | 0 | 0 | 0 | 0 | 0 | 0 | 2298.7251
2025-04-06 | 3206.425 | 13.31 | 0 | 1 | 0 | 0 | 0 | 0 | 0 | 0 | 0 | 0 | 1 | 0 | 0 | 0 | 0 | 0 | 0 | 0 | 0 | 0 | 0 | 0 | 0 | 0 | 0 | 0 | 2503.6094
2025-04-06 | 3431.17 | 12.47 | 0 | 1 | 0 | 0 | 0 | 0 | 0 | 0 | 0 | 0 | 0 | 1 | 0 | 0 | 0 | 0 | 0 | 0 | 0 | 0 | 0 | 0 | 0 | 0 | 0 | 0 | 2653.3124
2025-04-06 | 3493.148 | 11.75 | 0 | 1 | 0 | 0 | 0 | 0 | 0 | 0 | 0 | 0 | 0 | 0 | 1 | 0 | 0 | 0 | 0 | 0 | 0 | 0 | 0 | 0 | 0 | 0 | 0 | 0 | 2729.2506
2025-04-06 | 3492.232 | 10.99 | 0 | 1 | 0 | 0 | 0 | 0 | 0 | 0 | 0 | 0 | 0 | 0 | 0 | 1 | 0 | 0 | 0 | 0 | 0 | 0 | 0 | 0 | 0 | 0 | 0 | 0 | 2707.0129
2025-04-06 | 3466.491 | 10.25 | 0 | 1 | 0 | 0 | 0 | 0 | 0 | 0 | 0 | 0 | 0 | 0 | 0 | 0 | 1 | 0 | 0 | 0 | 0 | 0 | 0 | 0 | 0 | 0 | 0 | 0 | 2660.3737
2025-04-06 | 3420.109 | 9.82 | 0 | 1 | 0 | 0 | 0 | 0 | 0 | 0 | 0 | 0 | 0 | 0 | 0 | 0 | 0 | 1 | 0 | 0 | 0 | 0 | 0 | 0 | 0 | 0 | 0 | 0 | 2621.5499
2025-04-06 | 3299.41 | 9.14 | 0 | 1 | 0 | 0 | 0 | 0 | 0 | 0 | 0 | 0 | 0 | 0 | 0 | 0 | 0 | 0 | 1 | 0 | 0 | 0 | 0 | 0 | 0 | 0 | 0 | 0 | 2542.3046
2025-04-06 | 3306.569 | 8.79 | 0 | 1 | 0 | 0 | 0 | 0 | 0 | 0 | 0 | 0 | 0 | 0 | 0 | 0 | 0 | 0 | 0 | 1 | 0 | 0 | 0 | 0 | 0 | 0 | 0 | 0 | 2412.8885
2025-04-06 | 3185.03 | 9.01 | 0 | 1 | 0 | 0 | 0 | 0 | 0 | 0 | 0 | 0 | 0 | 0 | 0 | 0 | 0 | 0 | 0 | 0 | 1 | 0 | 0 | 0 | 0 | 0 | 0 | 0 | 2256.3713
2025-04-06 | 3135.1 | 9.43 | 0 | 1 | 0 | 0 | 0 | 0 | 0 | 0 | 0 | 0 | 0 | 0 | 0 | 0 | 0 | 0 | 0 | 0 | 0 | 1 | 0 | 0 | 0 | 0 | 0 | 0 | 2144.5659
2025-04-06 | 3073.653 | 10.15 | 0 | 1 | 0 | 0 | 0 | 0 | 0 | 0 | 0 | 0 | 0 | 0 | 0 | 0 | 0 | 0 | 0 | 0 | 0 | 0 | 1 | 0 | 0 | 0 | 0 | 0 | 2109.3055
2025-04-06 | 3183.726 | 11.17 | 0 | 1 | 0 | 0 | 0 | 0 | 0 | 0 | 0 | 0 | 0 | 0 | 0 | 0 | 0 | 0 | 0 | 0 | 0 | 0 | 0 | 1 | 0 | 0 | 0 | 0 | 2085.9188
2025-04-06 | 3098.151 | 11.84 | 0 | 1 | 0 | 0 | 0 | 0 | 0 | 0 | 0 | 0 | 0 | 0 | 0 | 0 | 0 | 0 | 0 | 0 | 0 | 0 | 0 | 0 | 1 | 0 | 0 | 0 | 2010.8636
2025-04-06 | 2950.526 | 12.38 | 0 | 1 | 0 | 0 | 0 | 0 | 0 | 0 | 0 | 0 | 0 | 0 | 0 | 0 | 0 | 0 | 0 | 0 | 0 | 0 | 0 | 0 | 0 | 1 | 0 | 0 | 1905.0892
2025-04-06 | 2818.166 | 12.44 | 0 | 1 | 0 | 0 | 0 | 0 | 0 | 0 | 0 | 0 | 0 | 0 | 0 | 0 | 0 | 0 | 0 | 0 | 0 | 0 | 0 | 0 | 0 | 0 | 1 | 0 | 1799.7003
2025-04-06 | 2739.459 | 12.79 | 0 | 1 | 0 | 0 | 0 | 0 | 0 | 0 | 0 | 0 | 0 | 0 | 0 | 0 | 0 | 0 | 0 | 0 | 0 | 0 | 0 | 0 | 0 | 0 | 0 | 1 | 1733.9937
2025-04-07 | 2713.413 | 13.19 | 0 | 0 | 1 | 0 | 0 | 0 | 0 | 0 | 0 | 0 | 0 | 0 | 0 | 0 | 0 | 0 | 0 | 0 | 0 | 0 | 0 | 0 | 0 | 0 | 0 | 0 | 1977.372
2025-04-07 | 2721.006 | 13.57 | 0 | 0 | 0 | 1 | 0 | 0 | 0 | 0 | 0 | 0 | 0 | 0 | 0 | 0 | 0 | 0 | 0 | 0 | 0 | 0 | 0 | 0 | 0 | 0 | 0 | 0 | 1965.0677
2025-04-07 | 2738.196 | 13.7 | 0 | 0 | 0 | 0 | 1 | 0 | 0 | 0 | 0 | 0 | 0 | 0 | 0 | 0 | 0 | 0 | 0 | 0 | 0 | 0 | 0 | 0 | 0 | 0 | 0 | 0 | 1961.9594
2025-04-07 | 2831.19 | 14.24 | 0 | 0 | 0 | 0 | 0 | 1 | 0 | 0 | 0 | 0 | 0 | 0 | 0 | 0 | 0 | 0 | 0 | 0 | 0 | 0 | 0 | 0 | 0 | 0 | 0 | 0 | 2001.2652
2025-04-07 | 2914.206 | 14.66 | 0 | 0 | 0 | 0 | 0 | 0 | 1 | 0 | 0 | 0 | 0 | 0 | 0 | 0 | 0 | 0 | 0 | 0 | 0 | 0 | 0 | 0 | 0 | 0 | 0 | 0 | 2058.2968
2025-04-07 | 3161.106 | 15.09 | 0 | 0 | 0 | 0 | 0 | 0 | 0 | 1 | 0 | 0 | 0 | 0 | 0 | 0 | 0 | 0 | 0 | 0 | 0 | 0 | 0 | 0 | 0 | 0 | 0 | 0 | 2176.7408
2025-04-07 | 3806.001 | 15.13 | 0 | 0 | 0 | 0 | 0 | 0 | 0 | 0 | 1 | 0 | 0 | 0 | 0 | 0 | 0 | 0 | 0 | 0 | 0 | 0 | 0 | 0 | 0 | 0 | 0 | 0 | 2378.3211
2025-04-07 | 4108.771 | 14.28 | 0 | 0 | 0 | 0 | 0 | 0 | 0 | 0 | 0 | 1 | 0 | 0 | 0 | 0 | 0 | 0 | 0 | 0 | 0 | 0 | 0 | 0 | 0 | 0 | 0 | 0 | 2566.9041
2025-04-07 | 4503.839 | 13.03 | 0 | 0 | 0 | 0 | 0 | 0 | 0 | 0 | 0 | 0 | 1 | 0 | 0 | 0 | 0 | 0 | 0 | 0 | 0 | 0 | 0 | 0 | 0 | 0 | 0 | 0 | 2759.3488
2025-04-07 | 4667.636 | 12.11 | 0 | 0 | 0 | 0 | 0 | 0 | 0 | 0 | 0 | 0 | 0 | 1 | 0 | 0 | 0 | 0 | 0 | 0 | 0 | 0 | 0 | 0 | 0 | 0 | 0 | 0 | 2906.3622
2025-04-07 | 4741.488 | 11.14 | 0 | 0 | 0 | 0 | 0 | 0 | 0 | 0 | 0 | 0 | 0 | 0 | 1 | 0 | 0 | 0 | 0 | 0 | 0 | 0 | 0 | 0 | 0 | 0 | 0 | 0 | 2973.8953
2025-04-07 | 4902.275 | 10.51 | 0 | 0 | 0 | 0 | 0 | 0 | 0 | 0 | 0 | 0 | 0 | 0 | 0 | 1 | 0 | 0 | 0 | 0 | 0 | 0 | 0 | 0 | 0 | 0 | 0 | 0 | 2956.0282
2025-04-07 | 4531.783 | 9.94 | 0 | 0 | 0 | 0 | 0 | 0 | 0 | 0 | 0 | 0 | 0 | 0 | 0 | 0 | 1 | 0 | 0 | 0 | 0 | 0 | 0 | 0 | 0 | 0 | 0 | 0 | 2915.1045
2025-04-07 | 4501.754 | 9.13 | 0 | 0 | 0 | 0 | 0 | 0 | 0 | 0 | 0 | 0 | 0 | 0 | 0 | 0 | 0 | 1 | 0 | 0 | 0 | 0 | 0 | 0 | 0 | 0 | 0 | 0 | 2863.5049
2025-04-07 | 4461.244 | 9.08 | 0 | 0 | 0 | 0 | 0 | 0 | 0 | 0 | 0 | 0 | 0 | 0 | 0 | 0 | 0 | 0 | 1 | 0 | 0 | 0 | 0 | 0 | 0 | 0 | 0 | 0 | 2805.4404
2025-04-07 | 4193.795 | 9.48 | 0 | 0 | 0 | 0 | 0 | 0 | 0 | 0 | 0 | 0 | 0 | 0 | 0 | 0 | 0 | 0 | 0 | 1 | 0 | 0 | 0 | 0 | 0 | 0 | 0 | 0 | 2701.2396
2025-04-07 | 3833.241 | 9.81 | 0 | 0 | 0 | 0 | 0 | 0 | 0 | 0 | 0 | 0 | 0 | 0 | 0 | 0 | 0 | 0 | 0 | 0 | 1 | 0 | 0 | 0 | 0 | 0 | 0 | 0 | 2548.4206
2025-04-07 | 3521.254 | 10.35 | 0 | 0 | 0 | 0 | 0 | 0 | 0 | 0 | 0 | 0 | 0 | 0 | 0 | 0 | 0 | 0 | 0 | 0 | 0 | 1 | 0 | 0 | 0 | 0 | 0 | 0 | 2440.6497
2025-04-07 | 3396.959 | 11.13 | 0 | 0 | 0 | 0 | 0 | 0 | 0 | 0 | 0 | 0 | 0 | 0 | 0 | 0 | 0 | 0 | 0 | 0 | 0 | 0 | 1 | 0 | 0 | 0 | 0 | 0 | 2407.4065
2025-04-07 | 3352.458 | 12.44 | 0 | 0 | 0 | 0 | 0 | 0 | 0 | 0 | 0 | 0 | 0 | 0 | 0 | 0 | 0 | 0 | 0 | 0 | 0 | 0 | 0 | 1 | 0 | 0 | 0 | 0 | 2393.7696
2025-04-07 | 3148.282 | 13.02 | 0 | 0 | 0 | 0 | 0 | 0 | 0 | 0 | 0 | 0 | 0 | 0 | 0 | 0 | 0 | 0 | 0 | 0 | 0 | 0 | 0 | 0 | 1 | 0 | 0 | 0 | 2315.6887
2025-04-07 | 3018.294 | 13.57 | 0 | 0 | 0 | 0 | 0 | 0 | 0 | 0 | 0 | 0 | 0 | 0 | 0 | 0 | 0 | 0 | 0 | 0 | 0 | 0 | 0 | 0 | 0 | 1 | 0 | 0 | 2210.2504
2025-04-07 | 2946.569 | 14.05 | 0 | 0 | 0 | 0 | 0 | 0 | 0 | 0 | 0 | 0 | 0 | 0 | 0 | 0 | 0 | 0 | 0 | 0 | 0 | 0 | 0 | 0 | 0 | 0 | 1 | 0 | 2118.9821
2025-04-07 | 2880.914 | 14.38 | 0 | 0 | 0 | 0 | 0 | 0 | 0 | 0 | 0 | 0 | 0 | 0 | 0 | 0 | 0 | 0 | 0 | 0 | 0 | 0 | 0 | 0 | 0 | 0 | 0 | 1 | 2052.6031
2025-04-08 | 2894.271 | 14.74 | 0 | 0 | 1 | 0 | 0 | 0 | 0 | 0 | 0 | 0 | 0 | 0 | 0 | 0 | 0 | 0 | 0 | 0 | 0 | 0 | 0 | 0 | 0 | 0 | 0 | 0 | 2029.4835
2025-04-08 | 2885.537 | 15.18 | 0 | 0 | 0 | 1 | 0 | 0 | 0 | 0 | 0 | 0 | 0 | 0 | 0 | 0 | 0 | 0 | 0 | 0 | 0 | 0 | 0 | 0 | 0 | 0 | 0 | 0 | 2019.1964
2025-04-08 | 2927.712 | 15.46 | 0 | 0 | 0 | 0 | 1 | 0 | 0 | 0 | 0 | 0 | 0 | 0 | 0 | 0 | 0 | 0 | 0 | 0 | 0 | 0 | 0 | 0 | 0 | 0 | 0 | 0 | 2021.1312
2025-04-08 | 2982.318 | 15.95 | 0 | 0 | 0 | 0 | 0 | 1 | 0 | 0 | 0 | 0 | 0 | 0 | 0 | 0 | 0 | 0 | 0 | 0 | 0 | 0 | 0 | 0 | 0 | 0 | 0 | 0 | 2058.756
2025-04-08 | 3127.98 | 16.23 | 0 | 0 | 0 | 0 | 0 | 0 | 1 | 0 | 0 | 0 | 0 | 0 | 0 | 0 | 0 | 0 | 0 | 0 | 0 | 0 | 0 | 0 | 0 | 0 | 0 | 0 | 2111.0807
2025-04-08 | 3350.029 | 16.51 | 0 | 0 | 0 | 0 | 0 | 0 | 0 | 1 | 0 | 0 | 0 | 0 | 0 | 0 | 0 | 0 | 0 | 0 | 0 | 0 | 0 | 0 | 0 | 0 | 0 | 0 | 2224.4816
2025-04-08 | 3876.248 | 16.65 | 0 | 0 | 0 | 0 | 0 | 0 | 0 | 0 | 1 | 0 | 0 | 0 | 0 | 0 | 0 | 0 | 0 | 0 | 0 | 0 | 0 | 0 | 0 | 0 | 0 | 0 | 2429.424
2025-04-08 | 4534.463 | 15.84 | 0 | 0 | 0 | 0 | 0 | 0 | 0 | 0 | 0 | 1 | 0 | 0 | 0 | 0 | 0 | 0 | 0 | 0 | 0 | 0 | 0 | 0 | 0 | 0 | 0 | 0 | 2619.3518
2025-04-08 | 5104.165 | 14.71 | 0 | 0 | 0 | 0 | 0 | 0 | 0 | 0 | 0 | 0 | 1 | 0 | 0 | 0 | 0 | 0 | 0 | 0 | 0 | 0 | 0 | 0 | 0 | 0 | 0 | 0 | 2815.8309
2025-04-08 | 5326.059 | 13.36 | 0 | 0 | 0 | 0 | 0 | 0 | 0 | 0 | 0 | 0 | 0 | 1 | 0 | 0 | 0 | 0 | 0 | 0 | 0 | 0 | 0 | 0 | 0 | 0 | 0 | 0 | 2948.3876
2025-04-08 | 5283.095 | 12.08 | 0 | 0 | 0 | 0 | 0 | 0 | 0 | 0 | 0 | 0 | 0 | 0 | 1 | 0 | 0 | 0 | 0 | 0 | 0 | 0 | 0 | 0 | 0 | 0 | 0 | 0 | 3005.4984
2025-04-08 | 5271.447 | 10.98 | 0 | 0 | 0 | 0 | 0 | 0 | 0 | 0 | 0 | 0 | 0 | 0 | 0 | 1 | 0 | 0 | 0 | 0 | 0 | 0 | 0 | 0 | 0 | 0 | 0 | 0 | 2971.8298
2025-04-08 | 5215.204 | 10.35 | 0.13 | 0 | 0 | 0 | 0 | 0 | 0 | 0 | 0 | 0 | 0 | 0 | 0 | 0 | 1 | 0 | 0 | 0 | 0 | 0 | 0 | 0 | 0 | 0 | 0 | 0 | 2941.1947
2025-04-08 | 5155.23 | 9.76 | 0.14 | 0 | 0 | 0 | 0 | 0 | 0 | 0 | 0 | 0 | 0 | 0 | 0 | 0 | 0 | 1 | 0 | 0 | 0 | 0 | 0 | 0 | 0 | 0 | 0 | 0 | 2897.9381
2025-04-08 | 5017.743 | 9.51 | 0.16 | 0 | 0 | 0 | 0 | 0 | 0 | 0 | 0 | 0 | 0 | 0 | 0 | 0 | 0 | 0 | 1 | 0 | 0 | 0 | 0 | 0 | 0 | 0 | 0 | 0 | 2835.0428
2025-04-08 | 4730.749 | 9.62 | 0.18 | 0 | 0 | 0 | 0 | 0 | 0 | 0 | 0 | 0 | 0 | 0 | 0 | 0 | 0 | 0 | 0 | 1 | 0 | 0 | 0 | 0 | 0 | 0 | 0 | 0 | 2722.9853
2025-04-08 | 4321.488 | 8.99 | 0.21 | 0 | 0 | 0 | 0 | 0 | 0 | 0 | 0 | 0 | 0 | 0 | 0 | 0 | 0 | 0 | 0 | 0 | 1 | 0 | 0 | 0 | 0 | 0 | 0 | 0 | 2540.7306
2025-04-08 | 4010.996 | 9.31 | 0.21 | 0 | 0 | 0 | 0 | 0 | 0 | 0 | 0 | 0 | 0 | 0 | 0 | 0 | 0 | 0 | 0 | 0 | 0 | 1 | 0 | 0 | 0 | 0 | 0 | 0 | 2425.5632
2025-04-08 | 3888.2 | 10.17 | 0.16 | 0 | 0 | 0 | 0 | 0 | 0 | 0 | 0 | 0 | 0 | 0 | 0 | 0 | 0 | 0 | 0 | 0 | 0 | 0 | 1 | 0 | 0 | 0 | 0 | 0 | 2390.2766
2025-04-08 | 3854.34 | 11.32 | 0.09 | 0 | 0 | 0 | 0 | 0 | 0 | 0 | 0 | 0 | 0 | 0 | 0 | 0 | 0 | 0 | 0 | 0 | 0 | 0 | 0 | 1 | 0 | 0 | 0 | 0 | 2364.6343
2025-04-08 | 3592.264 | 12.42 | 0.11 | 0 | 0 | 0 | 0 | 0 | 0 | 0 | 0 | 0 | 0 | 0 | 0 | 0 | 0 | 0 | 0 | 0 | 0 | 0 | 0 | 0 | 1 | 0 | 0 | 0 | 2305.9291
2025-04-08 | 3343.574 | 12.78 | 0 | 0 | 0 | 0 | 0 | 0 | 0 | 0 | 0 | 0 | 0 | 0 | 0 | 0 | 0 | 0 | 0 | 0 | 0 | 0 | 0 | 0 | 0 | 1 | 0 | 0 | 2183.6904
2025-04-08 | 3199.017 | 13.18 | 0 | 0 | 0 | 0 | 0 | 0 | 0 | 0 | 0 | 0 | 0 | 0 | 0 | 0 | 0 | 0 | 0 | 0 | 0 | 0 | 0 | 0 | 0 | 0 | 1 | 0 | 2089.7324
2025-04-08 | 3117.778 | 13.97 | 0 | 0 | 0 | 0 | 0 | 0 | 0 | 0 | 0 | 0 | 0 | 0 | 0 | 0 | 0 | 0 | 0 | 0 | 0 | 0 | 0 | 0 | 0 | 0 | 0 | 1 | 2038.8188
2025-04-09 | 3124.436 | 14.45 | 0 | 0 | 1 | 0 | 0 | 0 | 0 | 0 | 0 | 0 | 0 | 0 | 0 | 0 | 0 | 0 | 0 | 0 | 0 | 0 | 0 | 0 | 0 | 0 | 0 | 0 | 2019.7336
2025-04-09 | 3134.241 | 15.14 | 0 | 0 | 0 | 1 | 0 | 0 | 0 | 0 | 0 | 0 | 0 | 0 | 0 | 0 | 0 | 0 | 0 | 0 | 0 | 0 | 0 | 0 | 0 | 0 | 0 | 0 | 2017.8516
2025-04-09 | 3109.801 | 15.25 | 0 | 0 | 0 | 0 | 1 | 0 | 0 | 0 | 0 | 0 | 0 | 0 | 0 | 0 | 0 | 0 | 0 | 0 | 0 | 0 | 0 | 0 | 0 | 0 | 0 | 0 | 2014.0709
2025-04-09 | 3197.977 | 15.59 | 0 | 0 | 0 | 0 | 0 | 1 | 0 | 0 | 0 | 0 | 0 | 0 | 0 | 0 | 0 | 0 | 0 | 0 | 0 | 0 | 0 | 0 | 0 | 0 | 0 | 0 | 2046.6527
2025-04-09 | 3293.426 | 16.32 | 0 | 0 | 0 | 0 | 0 | 0 | 1 | 0 | 0 | 0 | 0 | 0 | 0 | 0 | 0 | 0 | 0 | 0 | 0 | 0 | 0 | 0 | 0 | 0 | 0 | 0 | 2114.1066
2025-04-09 | 3539.104 | 16.38 | 0 | 0 | 0 | 0 | 0 | 0 | 0 | 1 | 0 | 0 | 0 | 0 | 0 | 0 | 0 | 0 | 0 | 0 | 0 | 0 | 0 | 0 | 0 | 0 | 0 | 0 | 2220.111
2025-04-09 | 3920.001 | 16.51 | 0 | 0 | 0 | 0 | 0 | 0 | 0 | 0 | 1 | 0 | 0 | 0 | 0 | 0 | 0 | 0 | 0 | 0 | 0 | 0 | 0 | 0 | 0 | 0 | 0 | 0 | 2424.7172
2025-04-09 | 4447.8 | 15.43 | 0 | 0 | 0 | 0 | 0 | 0 | 0 | 0 | 0 | 1 | 0 | 0 | 0 | 0 | 0 | 0 | 0 | 0 | 0 | 0 | 0 | 0 | 0 | 0 | 0 | 0 | 2605.5674
2025-04-09 | 4847.23 | 13.98 | 0 | 0 | 0 | 0 | 0 | 0 | 0 | 0 | 0 | 0 | 1 | 0 | 0 | 0 | 0 | 0 | 0 | 0 | 0 | 0 | 0 | 0 | 0 | 0 | 0 | 0 | 2791.2881
2025-04-09 | 5061.772 | 12.41 | 0 | 0 | 0 | 0 | 0 | 0 | 0 | 0 | 0 | 0 | 0 | 1 | 0 | 0 | 0 | 0 | 0 | 0 | 0 | 0 | 0 | 0 | 0 | 0 | 0 | 0 | 2916.4483
2025-04-09 | 5160.321 | 11.39 | 0 | 0 | 0 | 0 | 0 | 0 | 0 | 0 | 0 | 0 | 0 | 0 | 1 | 0 | 0 | 0 | 0 | 0 | 0 | 0 | 0 | 0 | 0 | 0 | 0 | 0 | 2982.3004
2025-04-09 | 5091.227 | 10.45 | 0 | 0 | 0 | 0 | 0 | 0 | 0 | 0 | 0 | 0 | 0 | 0 | 0 | 1 | 0 | 0 | 0 | 0 | 0 | 0 | 0 | 0 | 0 | 0 | 0 | 0 | 2954.011
2025-04-09 | 5057.579 | 10.04 | 0 | 0 | 0 | 0 | 0 | 0 | 0 | 0 | 0 | 0 | 0 | 0 | 0 | 0 | 1 | 0 | 0 | 0 | 0 | 0 | 0 | 0 | 0 | 0 | 0 | 0 | 2918.4665
2025-04-09 | 4993.813 | 9.46 | 0 | 0 | 0 | 0 | 0 | 0 | 0 | 0 | 0 | 0 | 0 | 0 | 0 | 0 | 0 | 1 | 0 | 0 | 0 | 0 | 0 | 0 | 0 | 0 | 0 | 0 | 2874.5996
2025-04-09 | 4830.351 | 8.93 | 0.14 | 0 | 0 | 0 | 0 | 0 | 0 | 0 | 0 | 0 | 0 | 0 | 0 | 0 | 0 | 0 | 1 | 0 | 0 | 0 | 0 | 0 | 0 | 0 | 0 | 0 | 2813.6498
2025-04-09 | 4597.168 | 8.87 | 0.15 | 0 | 0 | 0 | 0 | 0 | 0 | 0 | 0 | 0 | 0 | 0 | 0 | 0 | 0 | 0 | 0 | 1 | 0 | 0 | 0 | 0 | 0 | 0 | 0 | 0 | 2694.9302
2025-04-09 | 4224.693 | 8.97 | 0.28 | 0 | 0 | 0 | 0 | 0 | 0 | 0 | 0 | 0 | 0 | 0 | 0 | 0 | 0 | 0 | 0 | 0 | 1 | 0 | 0 | 0 | 0 | 0 | 0 | 0 | 2546.6844
2025-04-09 | 3859.019 | 9.43 | 0.25 | 0 | 0 | 0 | 0 | 0 | 0 | 0 | 0 | 0 | 0 | 0 | 0 | 0 | 0 | 0 | 0 | 0 | 0 | 1 | 0 | 0 | 0 | 0 | 0 | 0 | 2433.384
2025-04-09 | 3671.927 | 9.99 | 0.18 | 0 | 0 | 0 | 0 | 0 | 0 | 0 | 0 | 0 | 0 | 0 | 0 | 0 | 0 | 0 | 0 | 0 | 0 | 0 | 1 | 0 | 0 | 0 | 0 | 0 | 2386.1182
2025-04-09 | 3518.108 | 11.28 | 0 | 0 | 0 | 0 | 0 | 0 | 0 | 0 | 0 | 0 | 0 | 0 | 0 | 0 | 0 | 0 | 0 | 0 | 0 | 0 | 0 | 1 | 0 | 0 | 0 | 0 | 2354.7701
2025-04-09 | 3339.859 | 12.14 | 0 | 0 | 0 | 0 | 0 | 0 | 0 | 0 | 0 | 0 | 0 | 0 | 0 | 0 | 0 | 0 | 0 | 0 | 0 | 0 | 0 | 0 | 1 | 0 | 0 | 0 | 2286.1028
2025-04-09 | 3103.764 | 12.68 | 0 | 0 | 0 | 0 | 0 | 0 | 0 | 0 | 0 | 0 | 0 | 0 | 0 | 0 | 0 | 0 | 0 | 0 | 0 | 0 | 0 | 0 | 0 | 1 | 0 | 0 | 2180.3283
2025-04-09 | 2946.263 | 13.09 | 0 | 0 | 0 | 0 | 0 | 0 | 0 | 0 | 0 | 0 | 0 | 0 | 0 | 0 | 0 | 0 | 0 | 0 | 0 | 0 | 0 | 0 | 0 | 0 | 1 | 0 | 2086.7066
2025-04-09 | 2854.487 | 13.34 | 0 | 0 | 0 | 0 | 0 | 0 | 0 | 0 | 0 | 0 | 0 | 0 | 0 | 0 | 0 | 0 | 0 | 0 | 0 | 0 | 0 | 0 | 0 | 0 | 0 | 1 | 2017.638
2025-04-10 | 2806.016 | 13.86 | 0 | 0 | 1 | 0 | 0 | 0 | 0 | 0 | 0 | 0 | 0 | 0 | 0 | 0 | 0 | 0 | 0 | 0 | 0 | 0 | 0 | 0 | 0 | 0 | 0 | 0 | 1999.8976
2025-04-10 | 2855.462 | 14.31 | 0 | 0 | 0 | 1 | 0 | 0 | 0 | 0 | 0 | 0 | 0 | 0 | 0 | 0 | 0 | 0 | 0 | 0 | 0 | 0 | 0 | 0 | 0 | 0 | 0 | 0 | 1989.9468
2025-04-10 | 2830.988 | 14.54 | 0 | 0 | 0 | 0 | 1 | 0 | 0 | 0 | 0 | 0 | 0 | 0 | 0 | 0 | 0 | 0 | 0 | 0 | 0 | 0 | 0 | 0 | 0 | 0 | 0 | 0 | 1990.2005
2025-04-10 | 2929.91 | 14.78 | 0 | 0 | 0 | 0 | 0 | 1 | 0 | 0 | 0 | 0 | 0 | 0 | 0 | 0 | 0 | 0 | 0 | 0 | 0 | 0 | 0 | 0 | 0 | 0 | 0 | 0 | 2019.4202
2025-04-10 | 3035.921 | 14.85 | 0 | 0 | 0 | 0 | 0 | 0 | 1 | 0 | 0 | 0 | 0 | 0 | 0 | 0 | 0 | 0 | 0 | 0 | 0 | 0 | 0 | 0 | 0 | 0 | 0 | 0 | 2064.6847
2025-04-10 | 3263.347 | 15.06 | 0 | 0 | 0 | 0 | 0 | 0 | 0 | 1 | 0 | 0 | 0 | 0 | 0 | 0 | 0 | 0 | 0 | 0 | 0 | 0 | 0 | 0 | 0 | 0 | 0 | 0 | 2175.7321
2025-04-10 | 3719.832 | 15.29 | 0 | 0 | 0 | 0 | 0 | 0 | 0 | 0 | 1 | 0 | 0 | 0 | 0 | 0 | 0 | 0 | 0 | 0 | 0 | 0 | 0 | 0 | 0 | 0 | 0 | 0 | 2383.7004
2025-04-10 | 4408.302 | 14.14 | 0 | 0 | 0 | 0 | 0 | 0 | 0 | 0 | 0 | 1 | 0 | 0 | 0 | 0 | 0 | 0 | 0 | 0 | 0 | 0 | 0 | 0 | 0 | 0 | 0 | 0 | 2562.1972
2025-04-10 | 4847.199 | 12.73 | 0 | 0 | 0 | 0 | 0 | 0 | 0 | 0 | 0 | 0 | 1 | 0 | 0 | 0 | 0 | 0 | 0 | 0 | 0 | 0 | 0 | 0 | 0 | 0 | 0 | 0 | 2749.2627
2025-04-10 | 5033.855 | 11.31 | 0.12 | 0 | 0 | 0 | 0 | 0 | 0 | 0 | 0 | 0 | 0 | 1 | 0 | 0 | 0 | 0 | 0 | 0 | 0 | 0 | 0 | 0 | 0 | 0 | 0 | 0 | 2890.8251
2025-04-10 | 5040.118 | 10.27 | 0.33 | 0 | 0 | 0 | 0 | 0 | 0 | 0 | 0 | 0 | 0 | 0 | 1 | 0 | 0 | 0 | 0 | 0 | 0 | 0 | 0 | 0 | 0 | 0 | 0 | 0 | 2975.8835
2025-04-10 | 4992.246 | 9.42 | 0.42 | 0 | 0 | 0 | 0 | 0 | 0 | 0 | 0 | 0 | 0 | 0 | 0 | 1 | 0 | 0 | 0 | 0 | 0 | 0 | 0 | 0 | 0 | 0 | 0 | 0 | 2959.1393
2025-04-10 | 4953.853 | 8.88 | 0.41 | 0 | 0 | 0 | 0 | 0 | 0 | 0 | 0 | 0 | 0 | 0 | 0 | 0 | 1 | 0 | 0 | 0 | 0 | 0 | 0 | 0 | 0 | 0 | 0 | 0 | 2918.2776
2025-04-10 | 4951.822 | 8.54 | 0.49 | 0 | 0 | 0 | 0 | 0 | 0 | 0 | 0 | 0 | 0 | 0 | 0 | 0 | 0 | 1 | 0 | 0 | 0 | 0 | 0 | 0 | 0 | 0 | 0 | 0 | 2890.0524
2025-04-10 | 4923.011 | 8.13 | 0.64 | 0 | 0 | 0 | 0 | 0 | 0 | 0 | 0 | 0 | 0 | 0 | 0 | 0 | 0 | 0 | 1 | 0 | 0 | 0 | 0 | 0 | 0 | 0 | 0 | 0 | 2834.0836
2025-04-10 | 4731.324 | 8.13 | 0.36 | 0 | 0 | 0 | 0 | 0 | 0 | 0 | 0 | 0 | 0 | 0 | 0 | 0 | 0 | 0 | 0 | 1 | 0 | 0 | 0 | 0 | 0 | 0 | 0 | 0 | 2689.9298
2025-04-10 | 4287.526 | 8.1 | 0.45 | 0 | 0 | 0 | 0 | 0 | 0 | 0 | 0 | 0 | 0 | 0 | 0 | 0 | 0 | 0 | 0 | 0 | 1 | 0 | 0 | 0 | 0 | 0 | 0 | 0 | 2533.5269
2025-04-10 | 3929.15 | 8.41 | 0.51 | 0 | 0 | 0 | 0 | 0 | 0 | 0 | 0 | 0 | 0 | 0 | 0 | 0 | 0 | 0 | 0 | 0 | 0 | 1 | 0 | 0 | 0 | 0 | 0 | 0 | 2423.7029
2025-04-10 | 3709.743 | 9 | 0.31 | 0 | 0 | 0 | 0 | 0 | 0 | 0 | 0 | 0 | 0 | 0 | 0 | 0 | 0 | 0 | 0 | 0 | 0 | 0 | 1 | 0 | 0 | 0 | 0 | 0 | 2365.1399
2025-04-10 | 3654.142 | 10.11 | 0.21 | 0 | 0 | 0 | 0 | 0 | 0 | 0 | 0 | 0 | 0 | 0 | 0 | 0 | 0 | 0 | 0 | 0 | 0 | 0 | 0 | 1 | 0 | 0 | 0 | 0 | 2335.3129
2025-04-10 | 3394.29 | 10.57 | 0.11 | 0 | 0 | 0 | 0 | 0 | 0 | 0 | 0 | 0 | 0 | 0 | 0 | 0 | 0 | 0 | 0 | 0 | 0 | 0 | 0 | 0 | 1 | 0 | 0 | 0 | 2243.7315
2025-04-10 | 3142.522 | 10.93 | 0.06 | 0 | 0 | 0 | 0 | 0 | 0 | 0 | 0 | 0 | 0 | 0 | 0 | 0 | 0 | 0 | 0 | 0 | 0 | 0 | 0 | 0 | 0 | 1 | 0 | 0 | 2127.1724
2025-04-10 | 2973.142 | 11.39 | 0 | 0 | 0 | 0 | 0 | 0 | 0 | 0 | 0 | 0 | 0 | 0 | 0 | 0 | 0 | 0 | 0 | 0 | 0 | 0 | 0 | 0 | 0 | 0 | 1 | 0 | 2029.552
2025-04-10 | 2848.328 | 11.8 | 0 | 0 | 0 | 0 | 0 | 0 | 0 | 0 | 0 | 0 | 0 | 0 | 0 | 0 | 0 | 0 | 0 | 0 | 0 | 0 | 0 | 0 | 0 | 0 | 0 | 1 | 1965.8627
2025-04-11 | 2809.116 | 12.05 | 0 | 0 | 1 | 0 | 0 | 0 | 0 | 0 | 0 | 0 | 0 | 0 | 0 | 0 | 0 | 0 | 0 | 0 | 0 | 0 | 0 | 0 | 0 | 0 | 0 | 0 | 1939.0449
2025-04-11 | 2785.997 | 12.1 | 0 | 0 | 0 | 1 | 0 | 0 | 0 | 0 | 0 | 0 | 0 | 0 | 0 | 0 | 0 | 0 | 0 | 0 | 0 | 0 | 0 | 0 | 0 | 0 | 0 | 0 | 1915.6459
2025-04-11 | 2781.861 | 12.38 | 0 | 0 | 0 | 0 | 1 | 0 | 0 | 0 | 0 | 0 | 0 | 0 | 0 | 0 | 0 | 0 | 0 | 0 | 0 | 0 | 0 | 0 | 0 | 0 | 0 | 0 | 1917.5806
2025-04-11 | 2844.429 | 12.52 | 0 | 0 | 0 | 0 | 0 | 1 | 0 | 0 | 0 | 0 | 0 | 0 | 0 | 0 | 0 | 0 | 0 | 0 | 0 | 0 | 0 | 0 | 0 | 0 | 0 | 0 | 1943.4383
2025-04-11 | 2955.863 | 12.62 | 0 | 0 | 0 | 0 | 0 | 0 | 1 | 0 | 0 | 0 | 0 | 0 | 0 | 0 | 0 | 0 | 0 | 0 | 0 | 0 | 0 | 0 | 0 | 0 | 0 | 0 | 1989.7114
2025-04-11 | 3193.607 | 12.75 | 0 | 0 | 0 | 0 | 0 | 0 | 0 | 1 | 0 | 0 | 0 | 0 | 0 | 0 | 0 | 0 | 0 | 0 | 0 | 0 | 0 | 0 | 0 | 0 | 0 | 0 | 2098.0692
2025-04-11 | 3597.007 | 12.98 | 0 | 0 | 0 | 0 | 0 | 0 | 0 | 0 | 1 | 0 | 0 | 0 | 0 | 0 | 0 | 0 | 0 | 0 | 0 | 0 | 0 | 0 | 0 | 0 | 0 | 0 | 2306.0374
2025-04-11 | 4215.84 | 12.44 | 0 | 0 | 0 | 0 | 0 | 0 | 0 | 0 | 0 | 1 | 0 | 0 | 0 | 0 | 0 | 0 | 0 | 0 | 0 | 0 | 0 | 0 | 0 | 0 | 0 | 0 | 2505.0427
2025-04-11 | 4608.548 | 12.24 | 0 | 0 | 0 | 0 | 0 | 0 | 0 | 0 | 0 | 0 | 1 | 0 | 0 | 0 | 0 | 0 | 0 | 0 | 0 | 0 | 0 | 0 | 0 | 0 | 0 | 0 | 2732.7887
2025-04-11 | 4868.037 | 11.13 | 0 | 0 | 0 | 0 | 0 | 0 | 0 | 0 | 0 | 0 | 0 | 1 | 0 | 0 | 0 | 0 | 0 | 0 | 0 | 0 | 0 | 0 | 0 | 0 | 0 | 0 | 2873.4143
2025-04-11 | 4972.902 | 10.24 | 0.03 | 0 | 0 | 0 | 0 | 0 | 0 | 0 | 0 | 0 | 0 | 0 | 1 | 0 | 0 | 0 | 0 | 0 | 0 | 0 | 0 | 0 | 0 | 0 | 0 | 0 | 2946.4768
2025-04-11 | 4855.385 | 9.75 | 0.31 | 0 | 0 | 0 | 0 | 0 | 0 | 0 | 0 | 0 | 0 | 0 | 0 | 1 | 0 | 0 | 0 | 0 | 0 | 0 | 0 | 0 | 0 | 0 | 0 | 0 | 2959.8214
2025-04-11 | 4817.754 | 9.21 | 0.5 | 0 | 0 | 0 | 0 | 0 | 0 | 0 | 0 | 0 | 0 | 0 | 0 | 0 | 1 | 0 | 0 | 0 | 0 | 0 | 0 | 0 | 0 | 0 | 0 | 0 | 2937.8917
2025-04-11 | 4852.522 | 8.29 | 0.55 | 0 | 0 | 0 | 0 | 0 | 0 | 0 | 0 | 0 | 0 | 0 | 0 | 0 | 0 | 1 | 0 | 0 | 0 | 0 | 0 | 0 | 0 | 0 | 0 | 0 | 2887.3269
2025-04-11 | 4694.302 | 7.89 | 0.39 | 0 | 0 | 0 | 0 | 0 | 0 | 0 | 0 | 0 | 0 | 0 | 0 | 0 | 0 | 0 | 1 | 0 | 0 | 0 | 0 | 0 | 0 | 0 | 0 | 0 | 2802.3497
2025-04-11 | 4450.056 | 7.72 | 0.3 | 0 | 0 | 0 | 0 | 0 | 0 | 0 | 0 | 0 | 0 | 0 | 0 | 0 | 0 | 0 | 0 | 1 | 0 | 0 | 0 | 0 | 0 | 0 | 0 | 0 | 2670.4659
2025-04-11 | 4046.67 | 7.64 | 0.3 | 0 | 0 | 0 | 0 | 0 | 0 | 0 | 0 | 0 | 0 | 0 | 0 | 0 | 0 | 0 | 0 | 0 | 1 | 0 | 0 | 0 | 0 | 0 | 0 | 0 | 2503.8626
2025-04-11 | 3781.436 | 7.82 | 0.47 | 0 | 0 | 0 | 0 | 0 | 0 | 0 | 0 | 0 | 0 | 0 | 0 | 0 | 0 | 0 | 0 | 0 | 0 | 1 | 0 | 0 | 0 | 0 | 0 | 0 | 2400.0805
2025-04-11 | 3605.451 | 8.1 | 0.35 | 0 | 0 | 0 | 0 | 0 | 0 | 0 | 0 | 0 | 0 | 0 | 0 | 0 | 0 | 0 | 0 | 0 | 0 | 0 | 1 | 0 | 0 | 0 | 0 | 0 | 2338.668
2025-04-11 | 3499.252 | 8.83 | 0.19 | 0 | 0 | 0 | 0 | 0 | 0 | 0 | 0 | 0 | 0 | 0 | 0 | 0 | 0 | 0 | 0 | 0 | 0 | 0 | 0 | 1 | 0 | 0 | 0 | 0 | 2290.3857
2025-04-11 | 3291.671 | 9.65 | 0.11 | 0 | 0 | 0 | 0 | 0 | 0 | 0 | 0 | 0 | 0 | 0 | 0 | 0 | 0 | 0 | 0 | 0 | 0 | 0 | 0 | 0 | 1 | 0 | 0 | 0 | 2212.8008
2025-04-11 | 3052.996 | 9.77 | 0.07 | 0 | 0 | 0 | 0 | 0 | 0 | 0 | 0 | 0 | 0 | 0 | 0 | 0 | 0 | 0 | 0 | 0 | 0 | 0 | 0 | 0 | 0 | 1 | 0 | 0 | 2089.1194
2025-04-11 | 2909.724 | 9.97 | 0.02 | 0 | 0 | 0 | 0 | 0 | 0 | 0 | 0 | 0 | 0 | 0 | 0 | 0 | 0 | 0 | 0 | 0 | 0 | 0 | 0 | 0 | 0 | 0 | 1 | 0 | 1983.7043
2025-04-11 | 2765.295 | 10.42 | 0 | 0 | 0 | 0 | 0 | 0 | 0 | 0 | 0 | 0 | 0 | 0 | 0 | 0 | 0 | 0 | 0 | 0 | 0 | 0 | 0 | 0 | 0 | 0 | 0 | 1 | 1919.4666
2025-04-12 | 2744.316 | 10.71 | 0 | 1 | 1 | 0 | 0 | 0 | 0 | 0 | 0 | 0 | 0 | 0 | 0 | 0 | 0 | 0 | 0 | 0 | 0 | 0 | 0 | 0 | 0 | 0 | 0 | 0 | 1628.8405
2025-04-12 | 2717.814 | 11.15 | 0 | 1 | 0 | 1 | 0 | 0 | 0 | 0 | 0 | 0 | 0 | 0 | 0 | 0 | 0 | 0 | 0 | 0 | 0 | 0 | 0 | 0 | 0 | 0 | 0 | 0 | 1618.5535
2025-04-12 | 2765.943 | 11.54 | 0 | 1 | 0 | 0 | 1 | 0 | 0 | 0 | 0 | 0 | 0 | 0 | 0 | 0 | 0 | 0 | 0 | 0 | 0 | 0 | 0 | 0 | 0 | 0 | 0 | 0 | 1624.1864
2025-04-12 | 2776.722 | 11.87 | 0 | 1 | 0 | 0 | 0 | 1 | 0 | 0 | 0 | 0 | 0 | 0 | 0 | 0 | 0 | 0 | 0 | 0 | 0 | 0 | 0 | 0 | 0 | 0 | 0 | 0 | 1656.432
2025-04-12 | 2799.862 | 12.21 | 0 | 1 | 0 | 0 | 0 | 0 | 1 | 0 | 0 | 0 | 0 | 0 | 0 | 0 | 0 | 0 | 0 | 0 | 0 | 0 | 0 | 0 | 0 | 0 | 0 | 0 | 1710.774
2025-04-12 | 2855.549 | 12.38 | 0 | 1 | 0 | 0 | 0 | 0 | 0 | 1 | 0 | 0 | 0 | 0 | 0 | 0 | 0 | 0 | 0 | 0 | 0 | 0 | 0 | 0 | 0 | 0 | 0 | 0 | 1820.4766
2025-04-12 | 2986.253 | 12.25 | 0 | 1 | 0 | 0 | 0 | 0 | 0 | 0 | 1 | 0 | 0 | 0 | 0 | 0 | 0 | 0 | 0 | 0 | 0 | 0 | 0 | 0 | 0 | 0 | 0 | 0 | 2016.3415
2025-04-12 | 3321.073 | 11.88 | 0 | 1 | 0 | 0 | 0 | 0 | 0 | 0 | 0 | 1 | 0 | 0 | 0 | 0 | 0 | 0 | 0 | 0 | 0 | 0 | 0 | 0 | 0 | 0 | 0 | 0 | 2221.0622
2025-04-12 | 3734.437 | 11.19 | 0 | 1 | 0 | 0 | 0 | 0 | 0 | 0 | 0 | 0 | 1 | 0 | 0 | 0 | 0 | 0 | 0 | 0 | 0 | 0 | 0 | 0 | 0 | 0 | 0 | 0 | 2432.3343
2025-04-12 | 4020.944 | 10.21 | 0.1 | 1 | 0 | 0 | 0 | 0 | 0 | 0 | 0 | 0 | 0 | 1 | 0 | 0 | 0 | 0 | 0 | 0 | 0 | 0 | 0 | 0 | 0 | 0 | 0 | 0 | 2586.7965
2025-04-12 | 4149.975 | 9.09 | 0.35 | 1 | 0 | 0 | 0 | 0 | 0 | 0 | 0 | 0 | 0 | 0 | 1 | 0 | 0 | 0 | 0 | 0 | 0 | 0 | 0 | 0 | 0 | 0 | 0 | 0 | 2672.9516
2025-04-12 | 4028.004 | 8.69 | 0.57 | 1 | 0 | 0 | 0 | 0 | 0 | 0 | 0 | 0 | 0 | 0 | 0 | 1 | 0 | 0 | 0 | 0 | 0 | 0 | 0 | 0 | 0 | 0 | 0 | 0 | 2683.6424
2025-04-12 | 3944.092 | 8.17 | 0.7 | 1 | 0 | 0 | 0 | 0 | 0 | 0 | 0 | 0 | 0 | 0 | 0 | 0 | 1 | 0 | 0 | 0 | 0 | 0 | 0 | 0 | 0 | 0 | 0 | 0 | 2656.7056
2025-04-12 | 3790.018 | 7.95 | 0.8 | 1 | 0 | 0 | 0 | 0 | 0 | 0 | 0 | 0 | 0 | 0 | 0 | 0 | 0 | 1 | 0 | 0 | 0 | 0 | 0 | 0 | 0 | 0 | 0 | 0 | 2634.408
2025-04-12 | 3684.452 | 7.53 | 0.8 | 1 | 0 | 0 | 0 | 0 | 0 | 0 | 0 | 0 | 0 | 0 | 0 | 0 | 0 | 0 | 1 | 0 | 0 | 0 | 0 | 0 | 0 | 0 | 0 | 0 | 2563.904
2025-04-12 | 3560.5 | 7.75 | 0.83 | 1 | 0 | 0 | 0 | 0 | 0 | 0 | 0 | 0 | 0 | 0 | 0 | 0 | 0 | 0 | 0 | 1 | 0 | 0 | 0 | 0 | 0 | 0 | 0 | 0 | 2456.4913
2025-04-12 | 3325.386 | 7.35 | 0.82 | 1 | 0 | 0 | 0 | 0 | 0 | 0 | 0 | 0 | 0 | 0 | 0 | 0 | 0 | 0 | 0 | 0 | 1 | 0 | 0 | 0 | 0 | 0 | 0 | 0 | 2278.1829
2025-04-12 | 3228.493 | 7.27 | 0.78 | 1 | 0 | 0 | 0 | 0 | 0 | 0 | 0 | 0 | 0 | 0 | 0 | 0 | 0 | 0 | 0 | 0 | 0 | 1 | 0 | 0 | 0 | 0 | 0 | 0 | 2145.7809
2025-04-12 | 3157.249 | 7.79 | 0.69 | 1 | 0 | 0 | 0 | 0 | 0 | 0 | 0 | 0 | 0 | 0 | 0 | 0 | 0 | 0 | 0 | 0 | 0 | 0 | 1 | 0 | 0 | 0 | 0 | 0 | 2095.277
2025-04-12 | 3238.829 | 8.43 | 0.48 | 1 | 0 | 0 | 0 | 0 | 0 | 0 | 0 | 0 | 0 | 0 | 0 | 0 | 0 | 0 | 0 | 0 | 0 | 0 | 0 | 1 | 0 | 0 | 0 | 0 | 2039.2359
2025-04-12 | 3105.41 | 8.98 | 0.34 | 1 | 0 | 0 | 0 | 0 | 0 | 0 | 0 | 0 | 0 | 0 | 0 | 0 | 0 | 0 | 0 | 0 | 0 | 0 | 0 | 0 | 1 | 0 | 0 | 0 | 1946.894
2025-04-12 | 2964.455 | 9.43 | 0.19 | 1 | 0 | 0 | 0 | 0 | 0 | 0 | 0 | 0 | 0 | 0 | 0 | 0 | 0 | 0 | 0 | 0 | 0 | 0 | 0 | 0 | 0 | 1 | 0 | 0 | 1823.8946
2025-04-12 | 2769.406 | 9.87 | 0.09 | 1 | 0 | 0 | 0 | 0 | 0 | 0 | 0 | 0 | 0 | 0 | 0 | 0 | 0 | 0 | 0 | 0 | 0 | 0 | 0 | 0 | 0 | 0 | 1 | 0 | 1721.8154
2025-04-12 | 2644.651 | 10.17 | 0.01 | 1 | 0 | 0 | 0 | 0 | 0 | 0 | 0 | 0 | 0 | 0 | 0 | 0 | 0 | 0 | 0 | 0 | 0 | 0 | 0 | 0 | 0 | 0 | 0 | 1 | 1646.8551
2025-04-13 | 2593.081 | 11.05 | 0 | 1 | 1 | 0 | 0 | 0 | 0 | 0 | 0 | 0 | 0 | 0 | 0 | 0 | 0 | 0 | 0 | 0 | 0 | 0 | 0 | 0 | 0 | 0 | 0 | 0 | 1640.2715
2025-04-13 | 2611.521 | 11.39 | 0 | 1 | 0 | 1 | 0 | 0 | 0 | 0 | 0 | 0 | 0 | 0 | 0 | 0 | 0 | 0 | 0 | 0 | 0 | 0 | 0 | 0 | 0 | 0 | 0 | 0 | 1626.6223
2025-04-13 | 2643.248 | 12.14 | 0 | 1 | 0 | 0 | 1 | 0 | 0 | 0 | 0 | 0 | 0 | 0 | 0 | 0 | 0 | 0 | 0 | 0 | 0 | 0 | 0 | 0 | 0 | 0 | 0 | 0 | 1644.3586
2025-04-13 | 2688.987 | 12.59 | 0 | 1 | 0 | 0 | 0 | 1 | 0 | 0 | 0 | 0 | 0 | 0 | 0 | 0 | 0 | 0 | 0 | 0 | 0 | 0 | 0 | 0 | 0 | 0 | 0 | 0 | 1680.6386
2025-04-13 | 2736.044 | 12.71 | 0 | 1 | 0 | 0 | 0 | 0 | 1 | 0 | 0 | 0 | 0 | 0 | 0 | 0 | 0 | 0 | 0 | 0 | 0 | 0 | 0 | 0 | 0 | 0 | 0 | 0 | 1727.5841
2025-04-13 | 2717.76 | 12.92 | 0 | 1 | 0 | 0 | 0 | 0 | 0 | 1 | 0 | 0 | 0 | 0 | 0 | 0 | 0 | 0 | 0 | 0 | 0 | 0 | 0 | 0 | 0 | 0 | 0 | 0 | 1838.6316
2025-04-13 | 2835.645 | 12.27 | 0 | 1 | 0 | 0 | 0 | 0 | 0 | 0 | 1 | 0 | 0 | 0 | 0 | 0 | 0 | 0 | 0 | 0 | 0 | 0 | 0 | 0 | 0 | 0 | 0 | 0 | 2017.0139
2025-04-13 | 3012.673 | 11.33 | 0 | 1 | 0 | 0 | 0 | 0 | 0 | 0 | 0 | 1 | 0 | 0 | 0 | 0 | 0 | 0 | 0 | 0 | 0 | 0 | 0 | 0 | 0 | 0 | 0 | 0 | 2202.571
2025-04-13 | 3159.846 | 10.08 | 0.19 | 1 | 0 | 0 | 0 | 0 | 0 | 0 | 0 | 0 | 1 | 0 | 0 | 0 | 0 | 0 | 0 | 0 | 0 | 0 | 0 | 0 | 0 | 0 | 0 | 0 | 2413.0012
2025-04-13 | 3316.975 | 8.91 | 0.39 | 1 | 0 | 0 | 0 | 0 | 0 | 0 | 0 | 0 | 0 | 1 | 0 | 0 | 0 | 0 | 0 | 0 | 0 | 0 | 0 | 0 | 0 | 0 | 0 | 0 | 2570.5415
2025-04-13 | 3420.444 | 7.85 | 0.61 | 1 | 0 | 0 | 0 | 0 | 0 | 0 | 0 | 0 | 0 | 0 | 1 | 0 | 0 | 0 | 0 | 0 | 0 | 0 | 0 | 0 | 0 | 0 | 0 | 0 | 2655.8741
2025-04-13 | 3431.218 | 7.13 | 0.76 | 1 | 0 | 0 | 0 | 0 | 0 | 0 | 0 | 0 | 0 | 0 | 0 | 1 | 0 | 0 | 0 | 0 | 0 | 0 | 0 | 0 | 0 | 0 | 0 | 0 | 2649.1802
2025-04-13 | 3391.413 | 6.73 | 0.88 | 1 | 0 | 0 | 0 | 0 | 0 | 0 | 0 | 0 | 0 | 0 | 0 | 0 | 1 | 0 | 0 | 0 | 0 | 0 | 0 | 0 | 0 | 0 | 0 | 0 | 2625.3311
2025-04-13 | 3373.509 | 6.26 | 1 | 1 | 0 | 0 | 0 | 0 | 0 | 0 | 0 | 0 | 0 | 0 | 0 | 0 | 0 | 1 | 0 | 0 | 0 | 0 | 0 | 0 | 0 | 0 | 0 | 0 | 2596.5217
2025-04-13 | 3338.786 | 6.2 | 1.06 | 1 | 0 | 0 | 0 | 0 | 0 | 0 | 0 | 0 | 0 | 0 | 0 | 0 | 0 | 0 | 1 | 0 | 0 | 0 | 0 | 0 | 0 | 0 | 0 | 0 | 2543.8006
2025-04-13 | 3241.688 | 6.18 | 1.1 | 1 | 0 | 0 | 0 | 0 | 0 | 0 | 0 | 0 | 0 | 0 | 0 | 0 | 0 | 0 | 0 | 1 | 0 | 0 | 0 | 0 | 0 | 0 | 0 | 0 | 2429.2656
2025-04-13 | 3051.572 | 6.45 | 1.09 | 1 | 0 | 0 | 0 | 0 | 0 | 0 | 0 | 0 | 0 | 0 | 0 | 0 | 0 | 0 | 0 | 0 | 1 | 0 | 0 | 0 | 0 | 0 | 0 | 0 | 2273.4828
2025-04-13 | 2965.443 | 7.02 | 1.04 | 1 | 0 | 0 | 0 | 0 | 0 | 0 | 0 | 0 | 0 | 0 | 0 | 0 | 0 | 0 | 0 | 0 | 0 | 1 | 0 | 0 | 0 | 0 | 0 | 0 | 2161.9875
2025-04-13 | 2899.086 | 7.62 | 0.87 | 1 | 0 | 0 | 0 | 0 | 0 | 0 | 0 | 0 | 0 | 0 | 0 | 0 | 0 | 0 | 0 | 0 | 0 | 0 | 1 | 0 | 0 | 0 | 0 | 0 | 2106.6004
2025-04-13 | 2973.87 | 8.66 | 0.58 | 1 | 0 | 0 | 0 | 0 | 0 | 0 | 0 | 0 | 0 | 0 | 0 | 0 | 0 | 0 | 0 | 0 | 0 | 0 | 0 | 1 | 0 | 0 | 0 | 0 | 2056.4346
2025-04-13 | 2871.072 | 9.35 | 0.41 | 1 | 0 | 0 | 0 | 0 | 0 | 0 | 0 | 0 | 0 | 0 | 0 | 0 | 0 | 0 | 0 | 0 | 0 | 0 | 0 | 0 | 1 | 0 | 0 | 0 | 1965.9597
2025-04-13 | 2734.414 | 9.9 | 0.19 | 1 | 0 | 0 | 0 | 0 | 0 | 0 | 0 | 0 | 0 | 0 | 0 | 0 | 0 | 0 | 0 | 0 | 0 | 0 | 0 | 0 | 0 | 1 | 0 | 0 | 1839.6962
2025-04-13 | 2628.082 | 10.61 | 0.01 | 1 | 0 | 0 | 0 | 0 | 0 | 0 | 0 | 0 | 0 | 0 | 0 | 0 | 0 | 0 | 0 | 0 | 0 | 0 | 0 | 0 | 0 | 0 | 1 | 0 | 1739.1217
2025-04-13 | 2559.068 | 10.54 | 0 | 1 | 0 | 0 | 0 | 0 | 0 | 0 | 0 | 0 | 0 | 0 | 0 | 0 | 0 | 0 | 0 | 0 | 0 | 0 | 0 | 0 | 0 | 0 | 0 | 1 | 1658.348
2025-04-14 | 2524.709 | 11.29 | 0 | 0 | 1 | 0 | 0 | 0 | 0 | 0 | 0 | 0 | 0 | 0 | 0 | 0 | 0 | 0 | 0 | 0 | 0 | 0 | 0 | 0 | 0 | 0 | 0 | 0 | 1913.4934
2025-04-14 | 2549.393 | 11.65 | 0 | 0 | 0 | 1 | 0 | 0 | 0 | 0 | 0 | 0 | 0 | 0 | 0 | 0 | 0 | 0 | 0 | 0 | 0 | 0 | 0 | 0 | 0 | 0 | 0 | 0 | 1900.5167
2025-04-14 | 2588.063 | 12.32 | 0 | 0 | 0 | 0 | 1 | 0 | 0 | 0 | 0 | 0 | 0 | 0 | 0 | 0 | 0 | 0 | 0 | 0 | 0 | 0 | 0 | 0 | 0 | 0 | 0 | 0 | 1915.5633
2025-04-14 | 2633.699 | 12.63 | 0 | 0 | 0 | 0 | 0 | 1 | 0 | 0 | 0 | 0 | 0 | 0 | 0 | 0 | 0 | 0 | 0 | 0 | 0 | 0 | 0 | 0 | 0 | 0 | 0 | 0 | 1947.1365
2025-04-14 | 2733.21 | 12.67 | 0 | 0 | 0 | 0 | 0 | 0 | 1 | 0 | 0 | 0 | 0 | 0 | 0 | 0 | 0 | 0 | 0 | 0 | 0 | 0 | 0 | 0 | 0 | 0 | 0 | 0 | 1991.3924
2025-04-14 | 2843.884 | 12.86 | 0 | 0 | 0 | 0 | 0 | 0 | 0 | 1 | 0 | 0 | 0 | 0 | 0 | 0 | 0 | 0 | 0 | 0 | 0 | 0 | 0 | 0 | 0 | 0 | 0 | 0 | 2101.7674
2025-04-14 | 3394.672 | 13.12 | 0 | 0 | 0 | 0 | 0 | 0 | 0 | 0 | 1 | 0 | 0 | 0 | 0 | 0 | 0 | 0 | 0 | 0 | 0 | 0 | 0 | 0 | 0 | 0 | 0 | 0 | 2310.7443
2025-04-14 | 4004.958 | 12.23 | 0 | 0 | 0 | 0 | 0 | 0 | 0 | 0 | 0 | 1 | 0 | 0 | 0 | 0 | 0 | 0 | 0 | 0 | 0 | 0 | 0 | 0 | 0 | 0 | 0 | 0 | 2497.9824
2025-04-14 | 4355.571 | 11.07 | 0.09 | 0 | 0 | 0 | 0 | 0 | 0 | 0 | 0 | 0 | 1 | 0 | 0 | 0 | 0 | 0 | 0 | 0 | 0 | 0 | 0 | 0 | 0 | 0 | 0 | 0 | 2701.9723
2025-04-14 | 4461.334 | 10.24 | 0.43 | 0 | 0 | 0 | 0 | 0 | 0 | 0 | 0 | 0 | 0 | 1 | 0 | 0 | 0 | 0 | 0 | 0 | 0 | 0 | 0 | 0 | 0 | 0 | 0 | 0 | 2884.196
2025-04-14 | 4546.517 | 9.3 | 0.7 | 0 | 0 | 0 | 0 | 0 | 0 | 0 | 0 | 0 | 0 | 0 | 1 | 0 | 0 | 0 | 0 | 0 | 0 | 0 | 0 | 0 | 0 | 0 | 0 | 0 | 2978.296
2025-04-14 | 4451.464 | 8.68 | 0.75 | 0 | 0 | 0 | 0 | 0 | 0 | 0 | 0 | 0 | 0 | 0 | 0 | 1 | 0 | 0 | 0 | 0 | 0 | 0 | 0 | 0 | 0 | 0 | 0 | 0 | 2965.4981
2025-04-14 | 4384.205 | 8.09 | 0.7 | 0 | 0 | 0 | 0 | 0 | 0 | 0 | 0 | 0 | 0 | 0 | 0 | 0 | 1 | 0 | 0 | 0 | 0 | 0 | 0 | 0 | 0 | 0 | 0 | 0 | 2919.169
2025-04-14 | 4370.378 | 7.61 | 0.86 | 0 | 0 | 0 | 0 | 0 | 0 | 0 | 0 | 0 | 0 | 0 | 0 | 0 | 0 | 1 | 0 | 0 | 0 | 0 | 0 | 0 | 0 | 0 | 0 | 0 | 2893.8098
2025-04-14 | 4336.996 | 7.43 | 0.85 | 0 | 0 | 0 | 0 | 0 | 0 | 0 | 0 | 0 | 0 | 0 | 0 | 0 | 0 | 0 | 1 | 0 | 0 | 0 | 0 | 0 | 0 | 0 | 0 | 0 | 2830.428
2025-04-14 | 4133.833 | 7.73 | 0.86 | 0 | 0 | 0 | 0 | 0 | 0 | 0 | 0 | 0 | 0 | 0 | 0 | 0 | 0 | 0 | 0 | 1 | 0 | 0 | 0 | 0 | 0 | 0 | 0 | 0 | 2723.8118
2025-04-14 | 3735.094 | 8.03 | 0.84 | 0 | 0 | 0 | 0 | 0 | 0 | 0 | 0 | 0 | 0 | 0 | 0 | 0 | 0 | 0 | 0 | 0 | 1 | 0 | 0 | 0 | 0 | 0 | 0 | 0 | 2568.091
2025-04-14 | 3411.451 | 7.94 | 0.78 | 0 | 0 | 0 | 0 | 0 | 0 | 0 | 0 | 0 | 0 | 0 | 0 | 0 | 0 | 0 | 0 | 0 | 0 | 1 | 0 | 0 | 0 | 0 | 0 | 0 | 2433.4596
2025-04-14 | 3228.107 | 8.49 | 0.56 | 0 | 0 | 0 | 0 | 0 | 0 | 0 | 0 | 0 | 0 | 0 | 0 | 0 | 0 | 0 | 0 | 0 | 0 | 0 | 1 | 0 | 0 | 0 | 0 | 0 | 2371.6585
2025-04-14 | 3180.999 | 9.37 | 0.25 | 0 | 0 | 0 | 0 | 0 | 0 | 0 | 0 | 0 | 0 | 0 | 0 | 0 | 0 | 0 | 0 | 0 | 0 | 0 | 0 | 1 | 0 | 0 | 0 | 0 | 2314.2203
2025-04-14 | 2956.614 | 9.95 | 0.08 | 0 | 0 | 0 | 0 | 0 | 0 | 0 | 0 | 0 | 0 | 0 | 0 | 0 | 0 | 0 | 0 | 0 | 0 | 0 | 0 | 0 | 1 | 0 | 0 | 0 | 2220.0471
2025-04-14 | 2751.215 | 9.87 | 0.01 | 0 | 0 | 0 | 0 | 0 | 0 | 0 | 0 | 0 | 0 | 0 | 0 | 0 | 0 | 0 | 0 | 0 | 0 | 0 | 0 | 0 | 0 | 1 | 0 | 0 | 2086.8018
2025-04-14 | 2595.106 | 10.99 | 0 | 0 | 0 | 0 | 0 | 0 | 0 | 0 | 0 | 0 | 0 | 0 | 0 | 0 | 0 | 0 | 0 | 0 | 0 | 0 | 0 | 0 | 0 | 0 | 1 | 0 | 2016.1039
2025-04-14 | 2545.497 | 12.06 | 0 | 0 | 0 | 0 | 0 | 0 | 0 | 0 | 0 | 0 | 0 | 0 | 0 | 0 | 0 | 0 | 0 | 0 | 0 | 0 | 0 | 0 | 0 | 0 | 0 | 1 | 1974.604
2025-04-15 | 2505.076 | 12.86 | 0 | 0 | 1 | 0 | 0 | 0 | 0 | 0 | 0 | 0 | 0 | 0 | 0 | 0 | 0 | 0 | 0 | 0 | 0 | 0 | 0 | 0 | 0 | 0 | 0 | 0 | 1966.2773
2025-04-15 | 2535.409 | 13.27 | 0 | 0 | 0 | 1 | 0 | 0 | 0 | 0 | 0 | 0 | 0 | 0 | 0 | 0 | 0 | 0 | 0 | 0 | 0 | 0 | 0 | 0 | 0 | 0 | 0 | 0 | 1954.9816
2025-04-15 | 2536.925 | 13.52 | 0 | 0 | 0 | 0 | 1 | 0 | 0 | 0 | 0 | 0 | 0 | 0 | 0 | 0 | 0 | 0 | 0 | 0 | 0 | 0 | 0 | 0 | 0 | 0 | 0 | 0 | 1955.9077
2025-04-15 | 2596.146 | 13.68 | 0 | 0 | 0 | 0 | 0 | 1 | 0 | 0 | 0 | 0 | 0 | 0 | 0 | 0 | 0 | 0 | 0 | 0 | 0 | 0 | 0 | 0 | 0 | 0 | 0 | 0 | 1982.4378
2025-04-15 | 2709.528 | 13.86 | 0 | 0 | 0 | 0 | 0 | 0 | 1 | 0 | 0 | 0 | 0 | 0 | 0 | 0 | 0 | 0 | 0 | 0 | 0 | 0 | 0 | 0 | 0 | 0 | 0 | 0 | 2031.4006
2025-04-15 | 2851.557 | 13.94 | 0 | 0 | 0 | 0 | 0 | 0 | 0 | 1 | 0 | 0 | 0 | 0 | 0 | 0 | 0 | 0 | 0 | 0 | 0 | 0 | 0 | 0 | 0 | 0 | 0 | 0 | 2138.0774
2025-04-15 | 3401.768 | 13.92 | 0 | 0 | 0 | 0 | 0 | 0 | 0 | 0 | 1 | 0 | 0 | 0 | 0 | 0 | 0 | 0 | 0 | 0 | 0 | 0 | 0 | 0 | 0 | 0 | 0 | 0 | 2337.6405
2025-04-15 | 4024.346 | 12.82 | 0 | 0 | 0 | 0 | 0 | 0 | 0 | 0 | 0 | 1 | 0 | 0 | 0 | 0 | 0 | 0 | 0 | 0 | 0 | 0 | 0 | 0 | 0 | 0 | 0 | 0 | 2517.8184
2025-04-15 | 4386.074 | 11.84 | 0 | 0 | 0 | 0 | 0 | 0 | 0 | 0 | 0 | 0 | 1 | 0 | 0 | 0 | 0 | 0 | 0 | 0 | 0 | 0 | 0 | 0 | 0 | 0 | 0 | 0 | 2719.3406
2025-04-15 | 4679.384 | 11.08 | 0.11 | 0 | 0 | 0 | 0 | 0 | 0 | 0 | 0 | 0 | 0 | 1 | 0 | 0 | 0 | 0 | 0 | 0 | 0 | 0 | 0 | 0 | 0 | 0 | 0 | 0 | 2882.1459
2025-04-15 | 4680.712 | 10.33 | 0.25 | 0 | 0 | 0 | 0 | 0 | 0 | 0 | 0 | 0 | 0 | 0 | 1 | 0 | 0 | 0 | 0 | 0 | 0 | 0 | 0 | 0 | 0 | 0 | 0 | 0 | 2970.3279
2025-04-15 | 4659.134 | 9.87 | 0.32 | 0 | 0 | 0 | 0 | 0 | 0 | 0 | 0 | 0 | 0 | 0 | 0 | 1 | 0 | 0 | 0 | 0 | 0 | 0 | 0 | 0 | 0 | 0 | 0 | 0 | 2964.8024
2025-04-15 | 4644.393 | 9.47 | 0.4 | 0 | 0 | 0 | 0 | 0 | 0 | 0 | 0 | 0 | 0 | 0 | 0 | 0 | 1 | 0 | 0 | 0 | 0 | 0 | 0 | 0 | 0 | 0 | 0 | 0 | 2937.167
2025-04-15 | 4597.436 | 8.72 | 0.47 | 0 | 0 | 0 | 0 | 0 | 0 | 0 | 0 | 0 | 0 | 0 | 0 | 0 | 0 | 1 | 0 | 0 | 0 | 0 | 0 | 0 | 0 | 0 | 0 | 0 | 2894.2109
2025-04-15 | 4500.888 | 8.74 | 0.37 | 0 | 0 | 0 | 0 | 0 | 0 | 0 | 0 | 0 | 0 | 0 | 0 | 0 | 0 | 0 | 1 | 0 | 0 | 0 | 0 | 0 | 0 | 0 | 0 | 0 | 2829.0338
2025-04-15 | 4418.368 | 8.38 | 0.32 | 0 | 0 | 0 | 0 | 0 | 0 | 0 | 0 | 0 | 0 | 0 | 0 | 0 | 0 | 0 | 0 | 1 | 0 | 0 | 0 | 0 | 0 | 0 | 0 | 0 | 2694.5485
2025-04-15 | 3964.71 | 8.76 | 0.51 | 0 | 0 | 0 | 0 | 0 | 0 | 0 | 0 | 0 | 0 | 0 | 0 | 0 | 0 | 0 | 0 | 0 | 1 | 0 | 0 | 0 | 0 | 0 | 0 | 0 | 2561.396
2025-04-15 | 3712.607 | 8.59 | 0.61 | 0 | 0 | 0 | 0 | 0 | 0 | 0 | 0 | 0 | 0 | 0 | 0 | 0 | 0 | 0 | 0 | 0 | 0 | 1 | 0 | 0 | 0 | 0 | 0 | 0 | 2439.2206
2025-04-15 | 3489.571 | 9.13 | 0.51 | 0 | 0 | 0 | 0 | 0 | 0 | 0 | 0 | 0 | 0 | 0 | 0 | 0 | 0 | 0 | 0 | 0 | 0 | 0 | 1 | 0 | 0 | 0 | 0 | 0 | 2388.4425
2025-04-15 | 3427.514 | 9.99 | 0.32 | 0 | 0 | 0 | 0 | 0 | 0 | 0 | 0 | 0 | 0 | 0 | 0 | 0 | 0 | 0 | 0 | 0 | 0 | 0 | 0 | 1 | 0 | 0 | 0 | 0 | 2341.6911
2025-04-15 | 3185.513 | 10.5 | 0.16 | 0 | 0 | 0 | 0 | 0 | 0 | 0 | 0 | 0 | 0 | 0 | 0 | 0 | 0 | 0 | 0 | 0 | 0 | 0 | 0 | 0 | 1 | 0 | 0 | 0 | 2246.1111
2025-04-15 | 2960.166 | 10.73 | 0.09 | 0 | 0 | 0 | 0 | 0 | 0 | 0 | 0 | 0 | 0 | 0 | 0 | 0 | 0 | 0 | 0 | 0 | 0 | 0 | 0 | 0 | 0 | 1 | 0 | 0 | 2123.2881
2025-04-15 | 2810.355 | 11.14 | 0.2 | 0 | 0 | 0 | 0 | 0 | 0 | 0 | 0 | 0 | 0 | 0 | 0 | 0 | 0 | 0 | 0 | 0 | 0 | 0 | 0 | 0 | 0 | 0 | 1 | 0 | 2040.079
2025-04-15 | 2730.983 | 11.52 | 0.16 | 0 | 0 | 0 | 0 | 0 | 0 | 0 | 0 | 0 | 0 | 0 | 0 | 0 | 0 | 0 | 0 | 0 | 0 | 0 | 0 | 0 | 0 | 0 | 0 | 1 | 1971.5946
2025-04-16 | 2705.641 | 11.96 | 0.1 | 0 | 1 | 0 | 0 | 0 | 0 | 0 | 0 | 0 | 0 | 0 | 0 | 0 | 0 | 0 | 0 | 0 | 0 | 0 | 0 | 0 | 0 | 0 | 0 | 0 | 1945.485
2025-04-16 | 2704.085 | 12.13 | 0.06 | 0 | 0 | 1 | 0 | 0 | 0 | 0 | 0 | 0 | 0 | 0 | 0 | 0 | 0 | 0 | 0 | 0 | 0 | 0 | 0 | 0 | 0 | 0 | 0 | 0 | 1922.3341
2025-04-16 | 2742.737 | 12.62 | 0.13 | 0 | 0 | 0 | 1 | 0 | 0 | 0 | 0 | 0 | 0 | 0 | 0 | 0 | 0 | 0 | 0 | 0 | 0 | 0 | 0 | 0 | 0 | 0 | 0 | 0 | 1937.9553
2025-04-16 | 2791.402 | 12.92 | 0.06 | 0 | 0 | 0 | 0 | 1 | 0 | 0 | 0 | 0 | 0 | 0 | 0 | 0 | 0 | 0 | 0 | 0 | 0 | 0 | 0 | 0 | 0 | 0 | 0 | 0 | 1962.566
2025-04-16 | 2939.287 | 13.22 | 0 | 0 | 0 | 0 | 0 | 0 | 1 | 0 | 0 | 0 | 0 | 0 | 0 | 0 | 0 | 0 | 0 | 0 | 0 | 0 | 0 | 0 | 0 | 0 | 0 | 0 | 2009.8836
2025-04-16 | 3088.779 | 13.54 | 0 | 0 | 0 | 0 | 0 | 0 | 0 | 1 | 0 | 0 | 0 | 0 | 0 | 0 | 0 | 0 | 0 | 0 | 0 | 0 | 0 | 0 | 0 | 0 | 0 | 0 | 2124.6293
2025-04-16 | 3703.537 | 13.42 | 0 | 0 | 0 | 0 | 0 | 0 | 0 | 0 | 1 | 0 | 0 | 0 | 0 | 0 | 0 | 0 | 0 | 0 | 0 | 0 | 0 | 0 | 0 | 0 | 0 | 0 | 2320.8304
2025-04-16 | 4306.483 | 12.13 | 0 | 0 | 0 | 0 | 0 | 0 | 0 | 0 | 0 | 1 | 0 | 0 | 0 | 0 | 0 | 0 | 0 | 0 | 0 | 0 | 0 | 0 | 0 | 0 | 0 | 0 | 2494.6204
2025-04-16 | 4760.587 | 10.8 | 0.06 | 0 | 0 | 0 | 0 | 0 | 0 | 0 | 0 | 0 | 1 | 0 | 0 | 0 | 0 | 0 | 0 | 0 | 0 | 0 | 0 | 0 | 0 | 0 | 0 | 0 | 2690.0551
2025-04-16 | 4960.396 | 10.2 | 0.17 | 0 | 0 | 0 | 0 | 0 | 0 | 0 | 0 | 0 | 0 | 1 | 0 | 0 | 0 | 0 | 0 | 0 | 0 | 0 | 0 | 0 | 0 | 0 | 0 | 0 | 2858.2396
2025-04-16 | 5035.402 | 9.36 | 0.33 | 0 | 0 | 0 | 0 | 0 | 0 | 0 | 0 | 0 | 0 | 0 | 1 | 0 | 0 | 0 | 0 | 0 | 0 | 0 | 0 | 0 | 0 | 0 | 0 | 0 | 2945.289
2025-04-16 | 5664.692 | 8.38 | 0.57 | 0 | 0 | 0 | 0 | 0 | 0 | 0 | 0 | 0 | 0 | 0 | 0 | 1 | 0 | 0 | 0 | 0 | 0 | 0 | 0 | 0 | 0 | 0 | 0 | 0 | 2938.3732
2025-04-16 | 4910.631 | 8.05 | 0.57 | 0 | 0 | 0 | 0 | 0 | 0 | 0 | 0 | 0 | 0 | 0 | 0 | 0 | 1 | 0 | 0 | 0 | 0 | 0 | 0 | 0 | 0 | 0 | 0 | 0 | 2905.5184
2025-04-16 | 4923.878 | 7.8 | 0.64 | 0 | 0 | 0 | 0 | 0 | 0 | 0 | 0 | 0 | 0 | 0 | 0 | 0 | 0 | 1 | 0 | 0 | 0 | 0 | 0 | 0 | 0 | 0 | 0 | 0 | 2879.3724
2025-04-16 | 4825.314 | 7.91 | 0.78 | 0 | 0 | 0 | 0 | 0 | 0 | 0 | 0 | 0 | 0 | 0 | 0 | 0 | 0 | 0 | 1 | 0 | 0 | 0 | 0 | 0 | 0 | 0 | 0 | 0 | 2839.9396
2025-04-16 | 4605.686 | 8.18 | 0.69 | 0 | 0 | 0 | 0 | 0 | 0 | 0 | 0 | 0 | 0 | 0 | 0 | 0 | 0 | 0 | 0 | 1 | 0 | 0 | 0 | 0 | 0 | 0 | 0 | 0 | 2722.8487
2025-04-16 | 4102.674 | 8.25 | 0.76 | 0 | 0 | 0 | 0 | 0 | 0 | 0 | 0 | 0 | 0 | 0 | 0 | 0 | 0 | 0 | 0 | 0 | 1 | 0 | 0 | 0 | 0 | 0 | 0 | 0 | 2567.9146
2025-04-16 | 3723.12 | 8.83 | 0.61 | 0 | 0 | 0 | 0 | 0 | 0 | 0 | 0 | 0 | 0 | 0 | 0 | 0 | 0 | 0 | 0 | 0 | 0 | 1 | 0 | 0 | 0 | 0 | 0 | 0 | 2447.2895
2025-04-16 | 3471.356 | 8.99 | 0.52 | 0 | 0 | 0 | 0 | 0 | 0 | 0 | 0 | 0 | 0 | 0 | 0 | 0 | 0 | 0 | 0 | 0 | 0 | 0 | 1 | 0 | 0 | 0 | 0 | 0 | 2384.6823
2025-04-16 | 3439.826 | 9.73 | 0.22 | 0 | 0 | 0 | 0 | 0 | 0 | 0 | 0 | 0 | 0 | 0 | 0 | 0 | 0 | 0 | 0 | 0 | 0 | 0 | 0 | 1 | 0 | 0 | 0 | 0 | 2323.4838
2025-04-16 | 3213.534 | 10.84 | 0 | 0 | 0 | 0 | 0 | 0 | 0 | 0 | 0 | 0 | 0 | 0 | 0 | 0 | 0 | 0 | 0 | 0 | 0 | 0 | 0 | 0 | 1 | 0 | 0 | 0 | 2242.3964
2025-04-16 | 2997.43 | 11.27 | 0 | 0 | 0 | 0 | 0 | 0 | 0 | 0 | 0 | 0 | 0 | 0 | 0 | 0 | 0 | 0 | 0 | 0 | 0 | 0 | 0 | 0 | 0 | 1 | 0 | 0 | 2132.9237
2025-04-16 | 2882.934 | 11.97 | 0 | 0 | 0 | 0 | 0 | 0 | 0 | 0 | 0 | 0 | 0 | 0 | 0 | 0 | 0 | 0 | 0 | 0 | 0 | 0 | 0 | 0 | 0 | 0 | 1 | 0 | 2049.0518
2025-04-16 | 2762.541 | 12.41 | 0 | 0 | 0 | 0 | 0 | 0 | 0 | 0 | 0 | 0 | 0 | 0 | 0 | 0 | 0 | 0 | 0 | 0 | 0 | 0 | 0 | 0 | 0 | 0 | 0 | 1 | 1986.3711
2025-04-17 | 2767.948 | 13.19 | 0 | 0 | 1 | 0 | 0 | 0 | 0 | 0 | 0 | 0 | 0 | 0 | 0 | 0 | 0 | 0 | 0 | 0 | 0 | 0 | 0 | 0 | 0 | 0 | 0 | 0 | 1977.372
2025-04-17 | 2757.65 | 13.56 | 0 | 0 | 0 | 1 | 0 | 0 | 0 | 0 | 0 | 0 | 0 | 0 | 0 | 0 | 0 | 0 | 0 | 0 | 0 | 0 | 0 | 0 | 0 | 0 | 0 | 0 | 1964.7315
2025-04-17 | 2815.736 | 14.12 | 0 | 0 | 0 | 0 | 1 | 0 | 0 | 0 | 0 | 0 | 0 | 0 | 0 | 0 | 0 | 0 | 0 | 0 | 0 | 0 | 0 | 0 | 0 | 0 | 0 | 0 | 1976.0799
2025-04-17 | 2852.028 | 14.79 | 0 | 0 | 0 | 0 | 0 | 1 | 0 | 0 | 0 | 0 | 0 | 0 | 0 | 0 | 0 | 0 | 0 | 0 | 0 | 0 | 0 | 0 | 0 | 0 | 0 | 0 | 2019.7564
2025-04-17 | 3003.138 | 15.36 | 0 | 0 | 0 | 0 | 0 | 0 | 1 | 0 | 0 | 0 | 0 | 0 | 0 | 0 | 0 | 0 | 0 | 0 | 0 | 0 | 0 | 0 | 0 | 0 | 0 | 0 | 2081.8311
2025-04-17 | 3134.69 | 15.4 | 0 | 0 | 0 | 0 | 0 | 0 | 0 | 1 | 0 | 0 | 0 | 0 | 0 | 0 | 0 | 0 | 0 | 0 | 0 | 0 | 0 | 0 | 0 | 0 | 0 | 0 | 2187.1631
2025-04-17 | 3597.826 | 15.42 | 0 | 0 | 0 | 0 | 0 | 0 | 0 | 0 | 1 | 0 | 0 | 0 | 0 | 0 | 0 | 0 | 0 | 0 | 0 | 0 | 0 | 0 | 0 | 0 | 0 | 0 | 2388.071
2025-04-17 | 4154.653 | 14.16 | 0 | 0 | 0 | 0 | 0 | 0 | 0 | 0 | 0 | 1 | 0 | 0 | 0 | 0 | 0 | 0 | 0 | 0 | 0 | 0 | 0 | 0 | 0 | 0 | 0 | 0 | 2562.8696
2025-04-17 | 4462.422 | 12.66 | 0 | 0 | 0 | 0 | 0 | 0 | 0 | 0 | 0 | 0 | 1 | 0 | 0 | 0 | 0 | 0 | 0 | 0 | 0 | 0 | 0 | 0 | 0 | 0 | 0 | 0 | 2746.9092
2025-04-17 | 4658.878 | 11.67 | 0 | 0 | 0 | 0 | 0 | 0 | 0 | 0 | 0 | 0 | 0 | 1 | 0 | 0 | 0 | 0 | 0 | 0 | 0 | 0 | 0 | 0 | 0 | 0 | 0 | 0 | 2891.5692
2025-04-17 | 4718.959 | 10.96 | 0 | 0 | 0 | 0 | 0 | 0 | 0 | 0 | 0 | 0 | 0 | 0 | 1 | 0 | 0 | 0 | 0 | 0 | 0 | 0 | 0 | 0 | 0 | 0 | 0 | 0 | 2967.8437
2025-04-17 | 4710.267 | 10.28 | 0 | 0 | 0 | 0 | 0 | 0 | 0 | 0 | 0 | 0 | 0 | 0 | 0 | 1 | 0 | 0 | 0 | 0 | 0 | 0 | 0 | 0 | 0 | 0 | 0 | 0 | 2948.2955
2025-04-17 | 4728.796 | 9.66 | 0.03 | 0 | 0 | 0 | 0 | 0 | 0 | 0 | 0 | 0 | 0 | 0 | 0 | 0 | 1 | 0 | 0 | 0 | 0 | 0 | 0 | 0 | 0 | 0 | 0 | 0 | 2908.5306
2025-04-17 | 4720.337 | 9.44 | 0.13 | 0 | 0 | 0 | 0 | 0 | 0 | 0 | 0 | 0 | 0 | 0 | 0 | 0 | 0 | 1 | 0 | 0 | 0 | 0 | 0 | 0 | 0 | 0 | 0 | 0 | 2886.233
2025-04-17 | 4590.393 | 8.8 | 0.25 | 0 | 0 | 0 | 0 | 0 | 0 | 0 | 0 | 0 | 0 | 0 | 0 | 0 | 0 | 0 | 1 | 0 | 0 | 0 | 0 | 0 | 0 | 0 | 0 | 0 | 2819.6918
2025-04-17 | 4422.516 | 9.04 | 0.28 | 0 | 0 | 0 | 0 | 0 | 0 | 0 | 0 | 0 | 0 | 0 | 0 | 0 | 0 | 0 | 0 | 1 | 0 | 0 | 0 | 0 | 0 | 0 | 0 | 0 | 2712.9515
2025-04-17 | 3924.677 | 9.19 | 0.21 | 0 | 0 | 0 | 0 | 0 | 0 | 0 | 0 | 0 | 0 | 0 | 0 | 0 | 0 | 0 | 0 | 0 | 1 | 0 | 0 | 0 | 0 | 0 | 0 | 0 | 2547.4547
2025-04-17 | 3583.871 | 9.57 | 0.14 | 0 | 0 | 0 | 0 | 0 | 0 | 0 | 0 | 0 | 0 | 0 | 0 | 0 | 0 | 0 | 0 | 0 | 0 | 1 | 0 | 0 | 0 | 0 | 0 | 0 | 2427.6782
2025-04-17 | 3312.684 | 10.26 | 0.11 | 0 | 0 | 0 | 0 | 0 | 0 | 0 | 0 | 0 | 0 | 0 | 0 | 0 | 0 | 0 | 0 | 0 | 0 | 0 | 1 | 0 | 0 | 0 | 0 | 0 | 2388.5694
2025-04-17 | 3287.1 | 10.82 | 0 | 0 | 0 | 0 | 0 | 0 | 0 | 0 | 0 | 0 | 0 | 0 | 0 | 0 | 0 | 0 | 0 | 0 | 0 | 0 | 0 | 1 | 0 | 0 | 0 | 0 | 2339.3047
2025-04-17 | 3102.424 | 11.35 | 0 | 0 | 0 | 0 | 0 | 0 | 0 | 0 | 0 | 0 | 0 | 0 | 0 | 0 | 0 | 0 | 0 | 0 | 0 | 0 | 0 | 0 | 1 | 0 | 0 | 0 | 2259.5428
2025-04-17 | 2917.393 | 11.91 | 0 | 0 | 0 | 0 | 0 | 0 | 0 | 0 | 0 | 0 | 0 | 0 | 0 | 0 | 0 | 0 | 0 | 0 | 0 | 0 | 0 | 0 | 0 | 1 | 0 | 0 | 2154.4407
2025-04-17 | 2746.009 | 12.48 | 0 | 0 | 0 | 0 | 0 | 0 | 0 | 0 | 0 | 0 | 0 | 0 | 0 | 0 | 0 | 0 | 0 | 0 | 0 | 0 | 0 | 0 | 0 | 0 | 1 | 0 | 2066.1982
2025-04-17 | 2655.065 | 12.98 | 0 | 0 | 0 | 0 | 0 | 0 | 0 | 0 | 0 | 0 | 0 | 0 | 0 | 0 | 0 | 0 | 0 | 0 | 0 | 0 | 0 | 0 | 0 | 0 | 0 | 1 | 2005.5346
2025-04-18 | 2630.082 | 13.67 | 0 | 0 | 1 | 0 | 0 | 0 | 0 | 0 | 0 | 0 | 0 | 0 | 0 | 0 | 0 | 0 | 0 | 0 | 0 | 0 | 0 | 0 | 0 | 0 | 0 | 0 | 1993.5098
2025-04-18 | 2601.344 | 14.04 | 0 | 0 | 0 | 1 | 0 | 0 | 0 | 0 | 0 | 0 | 0 | 0 | 0 | 0 | 0 | 0 | 0 | 0 | 0 | 0 | 0 | 0 | 0 | 0 | 0 | 0 | 1980.8693
2025-04-18 | 2610.701 | 14.43 | 0 | 0 | 0 | 0 | 1 | 0 | 0 | 0 | 0 | 0 | 0 | 0 | 0 | 0 | 0 | 0 | 0 | 0 | 0 | 0 | 0 | 0 | 0 | 0 | 0 | 0 | 1986.5022
2025-04-18 | 2850.839 | 14.68 | 0 | 0 | 0 | 0 | 0 | 1 | 0 | 0 | 0 | 0 | 0 | 0 | 0 | 0 | 0 | 0 | 0 | 0 | 0 | 0 | 0 | 0 | 0 | 0 | 0 | 0 | 2016.0582
2025-04-18 | 2728.701 | 14.61 | 0 | 0 | 0 | 0 | 0 | 0 | 1 | 0 | 0 | 0 | 0 | 0 | 0 | 0 | 0 | 0 | 0 | 0 | 0 | 0 | 0 | 0 | 0 | 0 | 0 | 0 | 2056.6158
2025-04-18 | 2783.489 | 14.62 | 0 | 0 | 0 | 0 | 0 | 0 | 0 | 1 | 0 | 0 | 0 | 0 | 0 | 0 | 0 | 0 | 0 | 0 | 0 | 0 | 0 | 0 | 0 | 0 | 0 | 0 | 2160.9392
2025-04-18 | 2957.385 | 14.05 | 0 | 0 | 0 | 0 | 0 | 0 | 0 | 0 | 1 | 0 | 0 | 0 | 0 | 0 | 0 | 0 | 0 | 0 | 0 | 0 | 0 | 0 | 0 | 0 | 0 | 0 | 2342.0112
2025-04-18 | 3106.084 | 12.79 | 0 | 0 | 0 | 0 | 0 | 0 | 0 | 0 | 0 | 1 | 0 | 0 | 0 | 0 | 0 | 0 | 0 | 0 | 0 | 0 | 0 | 0 | 0 | 0 | 0 | 0 | 2516.8098
2025-04-18 | 3299.648 | 11.09 | 0 | 0 | 0 | 0 | 0 | 0 | 0 | 0 | 0 | 0 | 1 | 0 | 0 | 0 | 0 | 0 | 0 | 0 | 0 | 0 | 0 | 0 | 0 | 0 | 0 | 0 | 2694.1253
2025-04-18 | 3459.635 | 9.42 | 0 | 0 | 0 | 0 | 0 | 0 | 0 | 0 | 0 | 0 | 0 | 1 | 0 | 0 | 0 | 0 | 0 | 0 | 0 | 0 | 0 | 0 | 0 | 0 | 0 | 0 | 2815.9235
2025-04-18 | 3492.954 | 8.76 | 0.18 | 0 | 0 | 0 | 0 | 0 | 0 | 0 | 0 | 0 | 0 | 0 | 1 | 0 | 0 | 0 | 0 | 0 | 0 | 0 | 0 | 0 | 0 | 0 | 0 | 0 | 2910.9178
2025-04-18 | 3469.413 | 8.55 | 0.35 | 0 | 0 | 0 | 0 | 0 | 0 | 0 | 0 | 0 | 0 | 0 | 0 | 1 | 0 | 0 | 0 | 0 | 0 | 0 | 0 | 0 | 0 | 0 | 0 | 0 | 2923.2634
2025-04-18 | 3444.533 | 8.05 | 0.4 | 0 | 0 | 0 | 0 | 0 | 0 | 0 | 0 | 0 | 0 | 0 | 0 | 0 | 1 | 0 | 0 | 0 | 0 | 0 | 0 | 0 | 0 | 0 | 0 | 0 | 2889.4262
2025-04-18 | 3390.347 | 7.78 | 0.51 | 0 | 0 | 0 | 0 | 0 | 0 | 0 | 0 | 0 | 0 | 0 | 0 | 0 | 0 | 1 | 0 | 0 | 0 | 0 | 0 | 0 | 0 | 0 | 0 | 0 | 2866.3942
2025-04-18 | 3278.248 | 7.36 | 0.8 | 0 | 0 | 0 | 0 | 0 | 0 | 0 | 0 | 0 | 0 | 0 | 0 | 0 | 0 | 0 | 1 | 0 | 0 | 0 | 0 | 0 | 0 | 0 | 0 | 0 | 2823.3416
2025-04-18 | 3181.566 | 8.08 | 0.7 | 0 | 0 | 0 | 0 | 0 | 0 | 0 | 0 | 0 | 0 | 0 | 0 | 0 | 0 | 0 | 0 | 1 | 0 | 0 | 0 | 0 | 0 | 0 | 0 | 0 | 2720.4333
2025-04-18 | 3106.942 | 7.87 | 0.86 | 0 | 0 | 0 | 0 | 0 | 0 | 0 | 0 | 0 | 0 | 0 | 0 | 0 | 0 | 0 | 0 | 0 | 1 | 0 | 0 | 0 | 0 | 0 | 0 | 0 | 2564.6049
2025-04-18 | 3005.101 | 7.93 | 1.33 | 0 | 0 | 0 | 0 | 0 | 0 | 0 | 0 | 0 | 0 | 0 | 0 | 0 | 0 | 0 | 0 | 0 | 0 | 1 | 0 | 0 | 0 | 0 | 0 | 0 | 2485.1865
2025-04-18 | 2985.886 | 8.37 | 1.2 | 0 | 0 | 0 | 0 | 0 | 0 | 0 | 0 | 0 | 0 | 0 | 0 | 0 | 0 | 0 | 0 | 0 | 0 | 0 | 1 | 0 | 0 | 0 | 0 | 0 | 2428.2066
2025-04-18 | 3024.977 | 8.68 | 0.77 | 0 | 0 | 0 | 0 | 0 | 0 | 0 | 0 | 0 | 0 | 0 | 0 | 0 | 0 | 0 | 0 | 0 | 0 | 0 | 0 | 1 | 0 | 0 | 0 | 0 | 2340.2456
2025-04-18 | 2889.484 | 9.37 | 0 | 0 | 0 | 0 | 0 | 0 | 0 | 0 | 0 | 0 | 0 | 0 | 0 | 0 | 0 | 0 | 0 | 0 | 0 | 0 | 0 | 0 | 1 | 0 | 0 | 0 | 2192.9745
2025-04-18 | 2682.984 | 10.29 | 0 | 0 | 0 | 0 | 0 | 0 | 0 | 0 | 0 | 0 | 0 | 0 | 0 | 0 | 0 | 0 | 0 | 0 | 0 | 0 | 0 | 0 | 0 | 1 | 0 | 0 | 2099.9758
2025-04-18 | 2583.795 | 10.58 | 0 | 0 | 0 | 0 | 0 | 0 | 0 | 0 | 0 | 0 | 0 | 0 | 0 | 0 | 0 | 0 | 0 | 0 | 0 | 0 | 0 | 0 | 0 | 0 | 1 | 0 | 2002.3195
2025-04-18 | 2481.232 | 11.01 | 0 | 0 | 0 | 0 | 0 | 0 | 0 | 0 | 0 | 0 | 0 | 0 | 0 | 0 | 0 | 0 | 0 | 0 | 0 | 0 | 0 | 0 | 0 | 0 | 0 | 1 | 1939.3026
2025-04-19 | 2436.599 | 11.13 | 0 | 1 | 1 | 0 | 0 | 0 | 0 | 0 | 0 | 0 | 0 | 0 | 0 | 0 | 0 | 0 | 0 | 0 | 0 | 0 | 0 | 0 | 0 | 0 | 0 | 0 | 1642.9611
2025-04-19 | 2429.976 | 11.57 | 0 | 1 | 0 | 1 | 0 | 0 | 0 | 0 | 0 | 0 | 0 | 0 | 0 | 0 | 0 | 0 | 0 | 0 | 0 | 0 | 0 | 0 | 0 | 0 | 0 | 0 | 1632.674
2025-04-19 | 2404.81 | 11.4 | 0.03 | 1 | 0 | 0 | 1 | 0 | 0 | 0 | 0 | 0 | 0 | 0 | 0 | 0 | 0 | 0 | 0 | 0 | 0 | 0 | 0 | 0 | 0 | 0 | 0 | 0 | 1622.3194
2025-04-19 | 2453.016 | 11.56 | 0.04 | 1 | 0 | 0 | 0 | 1 | 0 | 0 | 0 | 0 | 0 | 0 | 0 | 0 | 0 | 0 | 0 | 0 | 0 | 0 | 0 | 0 | 0 | 0 | 0 | 0 | 1649.7961
2025-04-19 | 2471.121 | 11.77 | 0 | 1 | 0 | 0 | 0 | 0 | 1 | 0 | 0 | 0 | 0 | 0 | 0 | 0 | 0 | 0 | 0 | 0 | 0 | 0 | 0 | 0 | 0 | 0 | 0 | 0 | 1695.981
2025-04-19 | 2554.38 | 11.87 | 0 | 1 | 0 | 0 | 0 | 0 | 0 | 1 | 0 | 0 | 0 | 0 | 0 | 0 | 0 | 0 | 0 | 0 | 0 | 0 | 0 | 0 | 0 | 0 | 0 | 0 | 1803.3302
2025-04-19 | 2665.949 | 11.76 | 0 | 1 | 0 | 0 | 0 | 0 | 0 | 0 | 1 | 0 | 0 | 0 | 0 | 0 | 0 | 0 | 0 | 0 | 0 | 0 | 0 | 0 | 0 | 0 | 0 | 0 | 1999.8675
2025-04-19 | 2904.065 | 11.31 | 0.1 | 1 | 0 | 0 | 0 | 0 | 0 | 0 | 0 | 1 | 0 | 0 | 0 | 0 | 0 | 0 | 0 | 0 | 0 | 0 | 0 | 0 | 0 | 0 | 0 | 0 | 2211.3646
2025-04-19 | 3191.091 | 10.79 | 0.25 | 1 | 0 | 0 | 0 | 0 | 0 | 0 | 0 | 0 | 1 | 0 | 0 | 0 | 0 | 0 | 0 | 0 | 0 | 0 | 0 | 0 | 0 | 0 | 0 | 0 | 2442.5512
2025-04-19 | 3456.579 | 10.17 | 0.39 | 1 | 0 | 0 | 0 | 0 | 0 | 0 | 0 | 0 | 0 | 1 | 0 | 0 | 0 | 0 | 0 | 0 | 0 | 0 | 0 | 0 | 0 | 0 | 0 | 0 | 2612.9031
2025-04-19 | 3605.015 | 9.81 | 0.29 | 1 | 0 | 0 | 0 | 0 | 0 | 0 | 0 | 0 | 0 | 0 | 1 | 0 | 0 | 0 | 0 | 0 | 0 | 0 | 0 | 0 | 0 | 0 | 0 | 0 | 2691.4787
2025-04-19 | 3643.538 | 8.85 | 0.23 | 1 | 0 | 0 | 0 | 0 | 0 | 0 | 0 | 0 | 0 | 0 | 0 | 1 | 0 | 0 | 0 | 0 | 0 | 0 | 0 | 0 | 0 | 0 | 0 | 0 | 2656.8372
2025-04-19 | 3601.315 | 7.67 | 0 | 1 | 0 | 0 | 0 | 0 | 0 | 0 | 0 | 0 | 0 | 0 | 0 | 0 | 1 | 0 | 0 | 0 | 0 | 0 | 0 | 0 | 0 | 0 | 0 | 0 | 2573.6333
2025-04-19 | 3573.043 | 6.84 | 0 | 1 | 0 | 0 | 0 | 0 | 0 | 0 | 0 | 0 | 0 | 0 | 0 | 0 | 0 | 1 | 0 | 0 | 0 | 0 | 0 | 0 | 0 | 0 | 0 | 0 | 2521.3613
2025-04-19 | 3528.089 | 6.63 | 0 | 1 | 0 | 0 | 0 | 0 | 0 | 0 | 0 | 0 | 0 | 0 | 0 | 0 | 0 | 0 | 1 | 0 | 0 | 0 | 0 | 0 | 0 | 0 | 0 | 0 | 2457.9175
2025-04-19 | 3377.706 | 6.62 | 0.12 | 1 | 0 | 0 | 0 | 0 | 0 | 0 | 0 | 0 | 0 | 0 | 0 | 0 | 0 | 0 | 0 | 1 | 0 | 0 | 0 | 0 | 0 | 0 | 0 | 0 | 2351.2916
2025-04-19 | 3204.186 | 6.94 | 0.22 | 1 | 0 | 0 | 0 | 0 | 0 | 0 | 0 | 0 | 0 | 0 | 0 | 0 | 0 | 0 | 0 | 0 | 1 | 0 | 0 | 0 | 0 | 0 | 0 | 0 | 2207.6025
2025-04-19 | 3106.32 | 7.7 | 0.23 | 1 | 0 | 0 | 0 | 0 | 0 | 0 | 0 | 0 | 0 | 0 | 0 | 0 | 0 | 0 | 0 | 0 | 0 | 1 | 0 | 0 | 0 | 0 | 0 | 0 | 2108.1746
2025-04-19 | 2990.082 | 8.69 | 0.04 | 1 | 0 | 0 | 0 | 0 | 0 | 0 | 0 | 0 | 0 | 0 | 0 | 0 | 0 | 0 | 0 | 0 | 0 | 0 | 1 | 0 | 0 | 0 | 0 | 0 | 2064.0062
2025-04-19 | 3086.104 | 9.9 | 0 | 1 | 0 | 0 | 0 | 0 | 0 | 0 | 0 | 0 | 0 | 0 | 0 | 0 | 0 | 0 | 0 | 0 | 0 | 0 | 0 | 1 | 0 | 0 | 0 | 0 | 2043.2209
2025-04-19 | 3004.387 | 10.62 | 0 | 1 | 0 | 0 | 0 | 0 | 0 | 0 | 0 | 0 | 0 | 0 | 0 | 0 | 0 | 0 | 0 | 0 | 0 | 0 | 0 | 0 | 1 | 0 | 0 | 0 | 1969.8469
2025-04-19 | 2795.056 | 11.52 | 0 | 1 | 0 | 0 | 0 | 0 | 0 | 0 | 0 | 0 | 0 | 0 | 0 | 0 | 0 | 0 | 0 | 0 | 0 | 0 | 0 | 0 | 0 | 1 | 0 | 0 | 1876.1757
2025-04-19 | 2650.87 | 12.44 | 0 | 1 | 0 | 0 | 0 | 0 | 0 | 0 | 0 | 0 | 0 | 0 | 0 | 0 | 0 | 0 | 0 | 0 | 0 | 0 | 0 | 0 | 0 | 0 | 1 | 0 | 1799.7003
2025-04-19 | 2529.777 | 13.28 | 0 | 1 | 0 | 0 | 0 | 0 | 0 | 0 | 0 | 0 | 0 | 0 | 0 | 0 | 0 | 0 | 0 | 0 | 0 | 0 | 0 | 0 | 0 | 0 | 0 | 1 | 1750.4677
2025-04-20 | 2481.173 | 13.66 | 0 | 1 | 1 | 0 | 0 | 0 | 0 | 0 | 0 | 0 | 0 | 0 | 0 | 0 | 0 | 0 | 0 | 0 | 0 | 0 | 0 | 0 | 0 | 0 | 0 | 0 | 1728.0205
2025-04-20 | 2500.458 | 14.08 | 0 | 1 | 0 | 1 | 0 | 0 | 0 | 0 | 0 | 0 | 0 | 0 | 0 | 0 | 0 | 0 | 0 | 0 | 0 | 0 | 0 | 0 | 0 | 0 | 0 | 0 | 1717.061
2025-04-20 | 2471.735 | 14.61 | 0 | 1 | 0 | 0 | 1 | 0 | 0 | 0 | 0 | 0 | 0 | 0 | 0 | 0 | 0 | 0 | 0 | 0 | 0 | 0 | 0 | 0 | 0 | 0 | 0 | 0 | 1727.4008
2025-04-20 | 2554.485 | 14.74 | 0 | 1 | 0 | 0 | 0 | 1 | 0 | 0 | 0 | 0 | 0 | 0 | 0 | 0 | 0 | 0 | 0 | 0 | 0 | 0 | 0 | 0 | 0 | 0 | 0 | 0 | 1752.9223
2025-04-20 | 2568.343 | 14.69 | 0 | 1 | 0 | 0 | 0 | 0 | 1 | 0 | 0 | 0 | 0 | 0 | 0 | 0 | 0 | 0 | 0 | 0 | 0 | 0 | 0 | 0 | 0 | 0 | 0 | 0 | 1794.1524
2025-04-20 | 2555.028 | 15.16 | 0 | 1 | 0 | 0 | 0 | 0 | 0 | 1 | 0 | 0 | 0 | 0 | 0 | 0 | 0 | 0 | 0 | 0 | 0 | 0 | 0 | 0 | 0 | 0 | 0 | 0 | 1913.9411
2025-04-20 | 2668.287 | 15.13 | 0 | 1 | 0 | 0 | 0 | 0 | 0 | 0 | 1 | 0 | 0 | 0 | 0 | 0 | 0 | 0 | 0 | 0 | 0 | 0 | 0 | 0 | 0 | 0 | 0 | 0 | 2113.168
2025-04-20 | 2797.918 | 14.42 | 0 | 1 | 0 | 0 | 0 | 0 | 0 | 0 | 0 | 1 | 0 | 0 | 0 | 0 | 0 | 0 | 0 | 0 | 0 | 0 | 0 | 0 | 0 | 0 | 0 | 0 | 2306.4578
2025-04-20 | 2877.36 | 13.62 | 0 | 1 | 0 | 0 | 0 | 0 | 0 | 0 | 0 | 0 | 1 | 0 | 0 | 0 | 0 | 0 | 0 | 0 | 0 | 0 | 0 | 0 | 0 | 0 | 0 | 0 | 2514.0317
2025-04-20 | 3042.304 | 12.87 | 0 | 1 | 0 | 0 | 0 | 0 | 0 | 0 | 0 | 0 | 0 | 1 | 0 | 0 | 0 | 0 | 0 | 0 | 0 | 0 | 0 | 0 | 0 | 0 | 0 | 0 | 2666.7605
2025-04-20 | 3076.952 | 12.42 | 0 | 1 | 0 | 0 | 0 | 0 | 0 | 0 | 0 | 0 | 0 | 0 | 1 | 0 | 0 | 0 | 0 | 0 | 0 | 0 | 0 | 0 | 0 | 0 | 0 | 0 | 2751.7763
2025-04-20 | 3055.418 | 11.79 | 0 | 1 | 0 | 0 | 0 | 0 | 0 | 0 | 0 | 0 | 0 | 0 | 0 | 1 | 0 | 0 | 0 | 0 | 0 | 0 | 0 | 0 | 0 | 0 | 0 | 0 | 2733.9091
2025-04-20 | 3020.311 | 11.23 | 0 | 1 | 0 | 0 | 0 | 0 | 0 | 0 | 0 | 0 | 0 | 0 | 0 | 0 | 1 | 0 | 0 | 0 | 0 | 0 | 0 | 0 | 0 | 0 | 0 | 0 | 2693.3216
2025-04-20 | 2957.465 | 10.56 | 0 | 1 | 0 | 0 | 0 | 0 | 0 | 0 | 0 | 0 | 0 | 0 | 0 | 0 | 0 | 1 | 0 | 0 | 0 | 0 | 0 | 0 | 0 | 0 | 0 | 0 | 2646.4289
2025-04-20 | 2889.725 | 10.33 | 0 | 1 | 0 | 0 | 0 | 0 | 0 | 0 | 0 | 0 | 0 | 0 | 0 | 0 | 0 | 0 | 1 | 0 | 0 | 0 | 0 | 0 | 0 | 0 | 0 | 0 | 2582.3127
2025-04-20 | 2846.73 | 10 | 0 | 1 | 0 | 0 | 0 | 0 | 0 | 0 | 0 | 0 | 0 | 0 | 0 | 0 | 0 | 0 | 0 | 1 | 0 | 0 | 0 | 0 | 0 | 0 | 0 | 0 | 2453.5691
2025-04-20 | 2834.941 | 10.04 | 0 | 1 | 0 | 0 | 0 | 0 | 0 | 0 | 0 | 0 | 0 | 0 | 0 | 0 | 0 | 0 | 0 | 0 | 1 | 0 | 0 | 0 | 0 | 0 | 0 | 0 | 2291.0002
2025-04-20 | 2816.136 | 10.43 | 0 | 1 | 0 | 0 | 0 | 0 | 0 | 0 | 0 | 0 | 0 | 0 | 0 | 0 | 0 | 0 | 0 | 0 | 0 | 1 | 0 | 0 | 0 | 0 | 0 | 0 | 2178.1862
2025-04-20 | 2745.844 | 11.15 | 0 | 1 | 0 | 0 | 0 | 0 | 0 | 0 | 0 | 0 | 0 | 0 | 0 | 0 | 0 | 0 | 0 | 0 | 0 | 0 | 1 | 0 | 0 | 0 | 0 | 0 | 2142.9258
2025-04-20 | 2882.49 | 12.03 | 0 | 1 | 0 | 0 | 0 | 0 | 0 | 0 | 0 | 0 | 0 | 0 | 0 | 0 | 0 | 0 | 0 | 0 | 0 | 0 | 0 | 1 | 0 | 0 | 0 | 0 | 2114.8322
2025-04-20 | 2801.911 | 12.2 | 0 | 1 | 0 | 0 | 0 | 0 | 0 | 0 | 0 | 0 | 0 | 0 | 0 | 0 | 0 | 0 | 0 | 0 | 0 | 0 | 0 | 0 | 1 | 0 | 0 | 0 | 2022.967
2025-04-20 | 2738.561 | 12.38 | 0 | 1 | 0 | 0 | 0 | 0 | 0 | 0 | 0 | 0 | 0 | 0 | 0 | 0 | 0 | 0 | 0 | 0 | 0 | 0 | 0 | 0 | 0 | 1 | 0 | 0 | 1905.0892
2025-04-20 | 2623.07 | 12.53 | 0 | 1 | 0 | 0 | 0 | 0 | 0 | 0 | 0 | 0 | 0 | 0 | 0 | 0 | 0 | 0 | 0 | 0 | 0 | 0 | 0 | 0 | 0 | 0 | 1 | 0 | 1802.7261
2025-04-20 | 2582.325 | 12.8 | 0 | 1 | 0 | 0 | 0 | 0 | 0 | 0 | 0 | 0 | 0 | 0 | 0 | 0 | 0 | 0 | 0 | 0 | 0 | 0 | 0 | 0 | 0 | 0 | 0 | 1 | 1734.3299
2025-04-21 | 2492.867 | 13 | 0 | 0 | 1 | 0 | 0 | 0 | 0 | 0 | 0 | 0 | 0 | 0 | 0 | 0 | 0 | 0 | 0 | 0 | 0 | 0 | 0 | 0 | 0 | 0 | 0 | 0 | 1970.9842
2025-04-21 | 2546.617 | 13.35 | 0 | 0 | 0 | 1 | 0 | 0 | 0 | 0 | 0 | 0 | 0 | 0 | 0 | 0 | 0 | 0 | 0 | 0 | 0 | 0 | 0 | 0 | 0 | 0 | 0 | 0 | 1957.6713
2025-04-21 | 2520.377 | 13.2 | 0 | 0 | 0 | 0 | 1 | 0 | 0 | 0 | 0 | 0 | 0 | 0 | 0 | 0 | 0 | 0 | 0 | 0 | 0 | 0 | 0 | 0 | 0 | 0 | 0 | 0 | 1945.1492
2025-04-21 | 2593.124 | 13.12 | 0 | 0 | 0 | 0 | 0 | 1 | 0 | 0 | 0 | 0 | 0 | 0 | 0 | 0 | 0 | 0 | 0 | 0 | 0 | 0 | 0 | 0 | 0 | 0 | 0 | 0 | 1963.6105
2025-04-21 | 2685.499 | 13.01 | 0 | 0 | 0 | 0 | 0 | 0 | 1 | 0 | 0 | 0 | 0 | 0 | 0 | 0 | 0 | 0 | 0 | 0 | 0 | 0 | 0 | 0 | 0 | 0 | 0 | 0 | 2002.8233
2025-04-21 | 2798.72 | 13.61 | 0 | 0 | 0 | 0 | 0 | 0 | 0 | 1 | 0 | 0 | 0 | 0 | 0 | 0 | 0 | 0 | 0 | 0 | 0 | 0 | 0 | 0 | 0 | 0 | 0 | 0 | 2126.9827
2025-04-21 | 3296.029 | 13.5 | 0 | 0 | 0 | 0 | 0 | 0 | 0 | 0 | 1 | 0 | 0 | 0 | 0 | 0 | 0 | 0 | 0 | 0 | 0 | 0 | 0 | 0 | 0 | 0 | 0 | 0 | 2323.52
2025-04-21 | 3783.371 | 12.97 | 0 | 0 | 0 | 0 | 0 | 0 | 0 | 0 | 0 | 1 | 0 | 0 | 0 | 0 | 0 | 0 | 0 | 0 | 0 | 0 | 0 | 0 | 0 | 0 | 0 | 0 | 2522.8614
2025-04-21 | 4122.495 | 12.06 | 0 | 0 | 0 | 0 | 0 | 0 | 0 | 0 | 0 | 0 | 1 | 0 | 0 | 0 | 0 | 0 | 0 | 0 | 0 | 0 | 0 | 0 | 0 | 0 | 0 | 0 | 2726.7371
2025-04-21 | 4348.533 | 10.85 | 0 | 0 | 0 | 0 | 0 | 0 | 0 | 0 | 0 | 0 | 0 | 1 | 0 | 0 | 0 | 0 | 0 | 0 | 0 | 0 | 0 | 0 | 0 | 0 | 0 | 0 | 2864.0006
2025-04-21 | 4485.445 | 9.72 | 0 | 0 | 0 | 0 | 0 | 0 | 0 | 0 | 0 | 0 | 0 | 0 | 1 | 0 | 0 | 0 | 0 | 0 | 0 | 0 | 0 | 0 | 0 | 0 | 0 | 0 | 2926.1545
2025-04-21 | 4403.38 | 9.18 | 0 | 0 | 0 | 0 | 0 | 0 | 0 | 0 | 0 | 0 | 0 | 0 | 0 | 1 | 0 | 0 | 0 | 0 | 0 | 0 | 0 | 0 | 0 | 0 | 0 | 0 | 2911.3132
2025-04-21 | 4318.29 | 8.64 | 0 | 0 | 0 | 0 | 0 | 0 | 0 | 0 | 0 | 0 | 0 | 0 | 0 | 0 | 1 | 0 | 0 | 0 | 0 | 0 | 0 | 0 | 0 | 0 | 0 | 0 | 2871.3981
2025-04-21 | 4252.203 | 7.87 | 0 | 0 | 0 | 0 | 0 | 0 | 0 | 0 | 0 | 0 | 0 | 0 | 0 | 0 | 0 | 1 | 0 | 0 | 0 | 0 | 0 | 0 | 0 | 0 | 0 | 0 | 2821.1433
2025-04-21 | 4176.261 | 7.63 | 0.08 | 0 | 0 | 0 | 0 | 0 | 0 | 0 | 0 | 0 | 0 | 0 | 0 | 0 | 0 | 0 | 1 | 0 | 0 | 0 | 0 | 0 | 0 | 0 | 0 | 0 | 2764.2638
2025-04-21 | 4003.119 | 7.93 | 0 | 0 | 0 | 0 | 0 | 0 | 0 | 0 | 0 | 0 | 0 | 0 | 0 | 0 | 0 | 0 | 0 | 1 | 0 | 0 | 0 | 0 | 0 | 0 | 0 | 0 | 2649.1281
2025-04-21 | 3694.972 | 7.74 | 0.13 | 0 | 0 | 0 | 0 | 0 | 0 | 0 | 0 | 0 | 0 | 0 | 0 | 0 | 0 | 0 | 0 | 0 | 1 | 0 | 0 | 0 | 0 | 0 | 0 | 0 | 2491.1324
2025-04-21 | 3331.459 | 7.67 | 0 | 0 | 0 | 0 | 0 | 0 | 0 | 0 | 0 | 0 | 0 | 0 | 0 | 0 | 0 | 0 | 0 | 0 | 0 | 1 | 0 | 0 | 0 | 0 | 0 | 0 | 2350.5472
2025-04-21 | 3153.049 | 8.37 | 0 | 0 | 0 | 0 | 0 | 0 | 0 | 0 | 0 | 0 | 0 | 0 | 0 | 0 | 0 | 0 | 0 | 0 | 0 | 0 | 1 | 0 | 0 | 0 | 0 | 0 | 2314.6144
2025-04-21 | 3181.819 | 9.58 | 0 | 0 | 0 | 0 | 0 | 0 | 0 | 0 | 0 | 0 | 0 | 0 | 0 | 0 | 0 | 0 | 0 | 0 | 0 | 0 | 0 | 1 | 0 | 0 | 0 | 0 | 2297.6155
2025-04-21 | 3005.713 | 10.32 | 0 | 0 | 0 | 0 | 0 | 0 | 0 | 0 | 0 | 0 | 0 | 0 | 0 | 0 | 0 | 0 | 0 | 0 | 0 | 0 | 0 | 0 | 1 | 0 | 0 | 0 | 2224.9138
2025-04-21 | 2757.888 | 11.37 | 0 | 0 | 0 | 0 | 0 | 0 | 0 | 0 | 0 | 0 | 0 | 0 | 0 | 0 | 0 | 0 | 0 | 0 | 0 | 0 | 0 | 0 | 0 | 1 | 0 | 0 | 2136.2857
2025-04-21 | 2615.425 | 11.54 | 0 | 0 | 0 | 0 | 0 | 0 | 0 | 0 | 0 | 0 | 0 | 0 | 0 | 0 | 0 | 0 | 0 | 0 | 0 | 0 | 0 | 0 | 0 | 0 | 1 | 0 | 2034.5951
2025-04-21 | 2502.639 | 12.12 | 0 | 0 | 0 | 0 | 0 | 0 | 0 | 0 | 0 | 0 | 0 | 0 | 0 | 0 | 0 | 0 | 0 | 0 | 0 | 0 | 0 | 0 | 0 | 0 | 0 | 1 | 1976.6212
2025-04-22 | 2473.54 | 12.56 | 0 | 0 | 1 | 0 | 0 | 0 | 0 | 0 | 0 | 0 | 0 | 0 | 0 | 0 | 0 | 0 | 0 | 0 | 0 | 0 | 0 | 0 | 0 | 0 | 0 | 0 | 1956.1912
2025-04-22 | 2466.117 | 12.85 | 0 | 0 | 0 | 1 | 0 | 0 | 0 | 0 | 0 | 0 | 0 | 0 | 0 | 0 | 0 | 0 | 0 | 0 | 0 | 0 | 0 | 0 | 0 | 0 | 0 | 0 | 1940.8611
2025-04-22 | 2514.335 | 13.07 | 0 | 0 | 0 | 0 | 1 | 0 | 0 | 0 | 0 | 0 | 0 | 0 | 0 | 0 | 0 | 0 | 0 | 0 | 0 | 0 | 0 | 0 | 0 | 0 | 0 | 0 | 1940.7786
2025-04-22 | 2575.826 | 13.62 | 0 | 0 | 0 | 0 | 0 | 1 | 0 | 0 | 0 | 0 | 0 | 0 | 0 | 0 | 0 | 0 | 0 | 0 | 0 | 0 | 0 | 0 | 0 | 0 | 0 | 0 | 1980.4206
2025-04-22 | 2660.259 | 14.26 | 0 | 0 | 0 | 0 | 0 | 0 | 1 | 0 | 0 | 0 | 0 | 0 | 0 | 0 | 0 | 0 | 0 | 0 | 0 | 0 | 0 | 0 | 0 | 0 | 0 | 0 | 2044.8487
2025-04-22 | 2790.385 | 13.92 | 0 | 0 | 0 | 0 | 0 | 0 | 0 | 1 | 0 | 0 | 0 | 0 | 0 | 0 | 0 | 0 | 0 | 0 | 0 | 0 | 0 | 0 | 0 | 0 | 0 | 0 | 2137.405
2025-04-22 | 3330.656 | 13.42 | 0 | 0 | 0 | 0 | 0 | 0 | 0 | 0 | 1 | 0 | 0 | 0 | 0 | 0 | 0 | 0 | 0 | 0 | 0 | 0 | 0 | 0 | 0 | 0 | 0 | 0 | 2320.8304
2025-04-22 | 3942.833 | 12.45 | 0 | 0 | 0 | 0 | 0 | 0 | 0 | 0 | 0 | 1 | 0 | 0 | 0 | 0 | 0 | 0 | 0 | 0 | 0 | 0 | 0 | 0 | 0 | 0 | 0 | 0 | 2505.3789
2025-04-22 | 4421.055 | 11.47 | 0 | 0 | 0 | 0 | 0 | 0 | 0 | 0 | 0 | 0 | 1 | 0 | 0 | 0 | 0 | 0 | 0 | 0 | 0 | 0 | 0 | 0 | 0 | 0 | 0 | 0 | 2706.9011
2025-04-22 | 4663.062 | 10.18 | 0 | 0 | 0 | 0 | 0 | 0 | 0 | 0 | 0 | 0 | 0 | 1 | 0 | 0 | 0 | 0 | 0 | 0 | 0 | 0 | 0 | 0 | 0 | 0 | 0 | 0 | 2841.4749
2025-04-22 | 4755.812 | 8.87 | 0 | 0 | 0 | 0 | 0 | 0 | 0 | 0 | 0 | 0 | 0 | 0 | 1 | 0 | 0 | 0 | 0 | 0 | 0 | 0 | 0 | 0 | 0 | 0 | 0 | 0 | 2897.5772
2025-04-22 | 4618.058 | 8.04 | 0 | 0 | 0 | 0 | 0 | 0 | 0 | 0 | 0 | 0 | 0 | 0 | 0 | 1 | 0 | 0 | 0 | 0 | 0 | 0 | 0 | 0 | 0 | 0 | 0 | 0 | 2872.986
2025-04-22 | 4589.988 | 7.45 | 0 | 0 | 0 | 0 | 0 | 0 | 0 | 0 | 0 | 0 | 0 | 0 | 0 | 0 | 1 | 0 | 0 | 0 | 0 | 0 | 0 | 0 | 0 | 0 | 0 | 0 | 2831.3899
2025-04-22 | 4541.045 | 7.35 | 0 | 0 | 0 | 0 | 0 | 0 | 0 | 0 | 0 | 0 | 0 | 0 | 0 | 0 | 0 | 1 | 0 | 0 | 0 | 0 | 0 | 0 | 0 | 0 | 0 | 0 | 2803.6608
2025-04-22 | 4502.838 | 6.51 | 0 | 0 | 0 | 0 | 0 | 0 | 0 | 0 | 0 | 0 | 0 | 0 | 0 | 0 | 0 | 0 | 1 | 0 | 0 | 0 | 0 | 0 | 0 | 0 | 0 | 0 | 2719.0362
2025-04-22 | 4294.034 | 5.98 | 0 | 0 | 0 | 0 | 0 | 0 | 0 | 0 | 0 | 0 | 0 | 0 | 0 | 0 | 0 | 0 | 0 | 1 | 0 | 0 | 0 | 0 | 0 | 0 | 0 | 0 | 2583.5685
2025-04-22 | 3882.675 | 6.42 | 0 | 0 | 0 | 0 | 0 | 0 | 0 | 0 | 0 | 0 | 0 | 0 | 0 | 0 | 0 | 0 | 0 | 0 | 1 | 0 | 0 | 0 | 0 | 0 | 0 | 0 | 2434.4477
2025-04-22 | 3434.491 | 6.77 | 0 | 0 | 0 | 0 | 0 | 0 | 0 | 0 | 0 | 0 | 0 | 0 | 0 | 0 | 0 | 0 | 0 | 0 | 0 | 1 | 0 | 0 | 0 | 0 | 0 | 0 | 2320.2889
2025-04-22 | 3184.011 | 7.39 | 0 | 0 | 0 | 0 | 0 | 0 | 0 | 0 | 0 | 0 | 0 | 0 | 0 | 0 | 0 | 0 | 0 | 0 | 0 | 0 | 1 | 0 | 0 | 0 | 0 | 0 | 2281.6665
2025-04-22 | 3113.972 | 8.54 | 0 | 0 | 0 | 0 | 0 | 0 | 0 | 0 | 0 | 0 | 0 | 0 | 0 | 0 | 0 | 0 | 0 | 0 | 0 | 0 | 0 | 1 | 0 | 0 | 0 | 0 | 2262.6504
2025-04-22 | 2940.946 | 9.57 | 0 | 0 | 0 | 0 | 0 | 0 | 0 | 0 | 0 | 0 | 0 | 0 | 0 | 0 | 0 | 0 | 0 | 0 | 0 | 0 | 0 | 0 | 1 | 0 | 0 | 0 | 2199.6986
2025-04-22 | 2735.605 | 10.48 | 0 | 0 | 0 | 0 | 0 | 0 | 0 | 0 | 0 | 0 | 0 | 0 | 0 | 0 | 0 | 0 | 0 | 0 | 0 | 0 | 0 | 0 | 0 | 1 | 0 | 0 | 2106.3636
2025-04-22 | 2605.929 | 11.56 | 0 | 0 | 0 | 0 | 0 | 0 | 0 | 0 | 0 | 0 | 0 | 0 | 0 | 0 | 0 | 0 | 0 | 0 | 0 | 0 | 0 | 0 | 0 | 0 | 1 | 0 | 2035.2675
2025-04-22 | 2513.975 | 12.32 | 0 | 0 | 0 | 0 | 0 | 0 | 0 | 0 | 0 | 0 | 0 | 0 | 0 | 0 | 0 | 0 | 0 | 0 | 0 | 0 | 0 | 0 | 0 | 0 | 0 | 1 | 1983.3452
2025-04-23 | 2477.119 | 12.66 | 0 | 0 | 1 | 0 | 0 | 0 | 0 | 0 | 0 | 0 | 0 | 0 | 0 | 0 | 0 | 0 | 0 | 0 | 0 | 0 | 0 | 0 | 0 | 0 | 0 | 0 | 1959.5533
2025-04-23 | 2480.211 | 12.69 | 0 | 0 | 0 | 1 | 0 | 0 | 0 | 0 | 0 | 0 | 0 | 0 | 0 | 0 | 0 | 0 | 0 | 0 | 0 | 0 | 0 | 0 | 0 | 0 | 0 | 0 | 1935.4818
2025-04-23 | 2510.493 | 13.33 | 0 | 0 | 0 | 0 | 1 | 0 | 0 | 0 | 0 | 0 | 0 | 0 | 0 | 0 | 0 | 0 | 0 | 0 | 0 | 0 | 0 | 0 | 0 | 0 | 0 | 0 | 1949.5199
2025-04-23 | 2586.456 | 13.33 | 0 | 0 | 0 | 0 | 0 | 1 | 0 | 0 | 0 | 0 | 0 | 0 | 0 | 0 | 0 | 0 | 0 | 0 | 0 | 0 | 0 | 0 | 0 | 0 | 0 | 0 | 1970.6707
2025-04-23 | 2674.886 | 13.33 | 0 | 0 | 0 | 0 | 0 | 0 | 1 | 0 | 0 | 0 | 0 | 0 | 0 | 0 | 0 | 0 | 0 | 0 | 0 | 0 | 0 | 0 | 0 | 0 | 0 | 0 | 2013.5818
2025-04-23 | 2849.736 | 13.65 | 0 | 0 | 0 | 0 | 0 | 0 | 0 | 1 | 0 | 0 | 0 | 0 | 0 | 0 | 0 | 0 | 0 | 0 | 0 | 0 | 0 | 0 | 0 | 0 | 0 | 0 | 2128.3275
2025-04-23 | 3334.384 | 13.39 | 0 | 0 | 0 | 0 | 0 | 0 | 0 | 0 | 1 | 0 | 0 | 0 | 0 | 0 | 0 | 0 | 0 | 0 | 0 | 0 | 0 | 0 | 0 | 0 | 0 | 0 | 2319.8217
2025-04-23 | 3879.667 | 11.9 | 0 | 0 | 0 | 0 | 0 | 0 | 0 | 0 | 0 | 1 | 0 | 0 | 0 | 0 | 0 | 0 | 0 | 0 | 0 | 0 | 0 | 0 | 0 | 0 | 0 | 0 | 2486.8877
2025-04-23 | 4284.359 | 9.79 | 0 | 0 | 0 | 0 | 0 | 0 | 0 | 0 | 0 | 0 | 1 | 0 | 0 | 0 | 0 | 0 | 0 | 0 | 0 | 0 | 0 | 0 | 0 | 0 | 0 | 0 | 2650.4189
2025-04-23 | 4520.236 | 8.06 | 0 | 0 | 0 | 0 | 0 | 0 | 0 | 0 | 0 | 0 | 0 | 1 | 0 | 0 | 0 | 0 | 0 | 0 | 0 | 0 | 0 | 0 | 0 | 0 | 0 | 0 | 2770.1999
2025-04-23 | 4545.896 | 7.54 | 0 | 0 | 0 | 0 | 0 | 0 | 0 | 0 | 0 | 0 | 0 | 0 | 1 | 0 | 0 | 0 | 0 | 0 | 0 | 0 | 0 | 0 | 0 | 0 | 0 | 0 | 2852.8622
2025-04-23 | 4494.971 | 6.5 | 0 | 0 | 0 | 0 | 0 | 0 | 0 | 0 | 0 | 0 | 0 | 0 | 0 | 1 | 0 | 0 | 0 | 0 | 0 | 0 | 0 | 0 | 0 | 0 | 0 | 0 | 2821.2107
2025-04-23 | 4528.316 | 5.94 | 0 | 0 | 0 | 0 | 0 | 0 | 0 | 0 | 0 | 0 | 0 | 0 | 0 | 0 | 1 | 0 | 0 | 0 | 0 | 0 | 0 | 0 | 0 | 0 | 0 | 0 | 2780.6232
2025-04-23 | 4525.951 | 5.44 | 0.07 | 0 | 0 | 0 | 0 | 0 | 0 | 0 | 0 | 0 | 0 | 0 | 0 | 0 | 0 | 1 | 0 | 0 | 0 | 0 | 0 | 0 | 0 | 0 | 0 | 0 | 2746.0721
2025-04-23 | 4448.713 | 5.13 | 0.15 | 0 | 0 | 0 | 0 | 0 | 0 | 0 | 0 | 0 | 0 | 0 | 0 | 0 | 0 | 0 | 1 | 0 | 0 | 0 | 0 | 0 | 0 | 0 | 0 | 0 | 2686.8392
2025-04-23 | 4287.043 | 4.99 | 0.17 | 0 | 0 | 0 | 0 | 0 | 0 | 0 | 0 | 0 | 0 | 0 | 0 | 0 | 0 | 0 | 0 | 1 | 0 | 0 | 0 | 0 | 0 | 0 | 0 | 0 | 2566.3766
2025-04-23 | 3877.496 | 4.85 | 0.2 | 0 | 0 | 0 | 0 | 0 | 0 | 0 | 0 | 0 | 0 | 0 | 0 | 0 | 0 | 0 | 0 | 0 | 1 | 0 | 0 | 0 | 0 | 0 | 0 | 0 | 2400.5959
2025-04-23 | 3514.974 | 5.69 | 0.15 | 0 | 0 | 0 | 0 | 0 | 0 | 0 | 0 | 0 | 0 | 0 | 0 | 0 | 0 | 0 | 0 | 0 | 0 | 1 | 0 | 0 | 0 | 0 | 0 | 0 | 2298.178
2025-04-23 | 3287.006 | 6.68 | 0.09 | 0 | 0 | 0 | 0 | 0 | 0 | 0 | 0 | 0 | 0 | 0 | 0 | 0 | 0 | 0 | 0 | 0 | 0 | 0 | 1 | 0 | 0 | 0 | 0 | 0 | 2266.3155
2025-04-23 | 3159.524 | 8.1 | 0 | 0 | 0 | 0 | 0 | 0 | 0 | 0 | 0 | 0 | 0 | 0 | 0 | 0 | 0 | 0 | 0 | 0 | 0 | 0 | 0 | 1 | 0 | 0 | 0 | 0 | 2247.8574
2025-04-23 | 2902.013 | 9.15 | 0 | 0 | 0 | 0 | 0 | 0 | 0 | 0 | 0 | 0 | 0 | 0 | 0 | 0 | 0 | 0 | 0 | 0 | 0 | 0 | 0 | 0 | 1 | 0 | 0 | 0 | 2185.5781
2025-04-23 | 2714.795 | 9.76 | 0 | 0 | 0 | 0 | 0 | 0 | 0 | 0 | 0 | 0 | 0 | 0 | 0 | 0 | 0 | 0 | 0 | 0 | 0 | 0 | 0 | 0 | 0 | 1 | 0 | 0 | 2082.157
2025-04-23 | 2536.412 | 10.12 | 0 | 0 | 0 | 0 | 0 | 0 | 0 | 0 | 0 | 0 | 0 | 0 | 0 | 0 | 0 | 0 | 0 | 0 | 0 | 0 | 0 | 0 | 0 | 0 | 1 | 0 | 1986.8542
2025-04-23 | 2427.611 | 10.48 | 0 | 0 | 0 | 0 | 0 | 0 | 0 | 0 | 0 | 0 | 0 | 0 | 0 | 0 | 0 | 0 | 0 | 0 | 0 | 0 | 0 | 0 | 0 | 0 | 0 | 1 | 1921.4838
2025-04-24 | 2396.839 | 10.7 | 0 | 0 | 1 | 0 | 0 | 0 | 0 | 0 | 0 | 0 | 0 | 0 | 0 | 0 | 0 | 0 | 0 | 0 | 0 | 0 | 0 | 0 | 0 | 0 | 0 | 0 | 1893.6574
2025-04-24 | 2413.24 | 10.98 | 0 | 0 | 0 | 1 | 0 | 0 | 0 | 0 | 0 | 0 | 0 | 0 | 0 | 0 | 0 | 0 | 0 | 0 | 0 | 0 | 0 | 0 | 0 | 0 | 0 | 0 | 1877.9911
2025-04-24 | 2405.502 | 11.21 | 0 | 0 | 0 | 0 | 1 | 0 | 0 | 0 | 0 | 0 | 0 | 0 | 0 | 0 | 0 | 0 | 0 | 0 | 0 | 0 | 0 | 0 | 0 | 0 | 0 | 0 | 1878.2448
2025-04-24 | 2455.684 | 11.42 | 0 | 0 | 0 | 0 | 0 | 1 | 0 | 0 | 0 | 0 | 0 | 0 | 0 | 0 | 0 | 0 | 0 | 0 | 0 | 0 | 0 | 0 | 0 | 0 | 0 | 0 | 1906.4559
2025-04-24 | 2515.321 | 12.14 | 0 | 0 | 0 | 0 | 0 | 0 | 1 | 0 | 0 | 0 | 0 | 0 | 0 | 0 | 0 | 0 | 0 | 0 | 0 | 0 | 0 | 0 | 0 | 0 | 0 | 0 | 1973.5736
2025-04-24 | 2656.886 | 12.17 | 0 | 0 | 0 | 0 | 0 | 0 | 0 | 1 | 0 | 0 | 0 | 0 | 0 | 0 | 0 | 0 | 0 | 0 | 0 | 0 | 0 | 0 | 0 | 0 | 0 | 0 | 2078.5694
2025-04-24 | 3174.748 | 11.82 | 0 | 0 | 0 | 0 | 0 | 0 | 0 | 0 | 1 | 0 | 0 | 0 | 0 | 0 | 0 | 0 | 0 | 0 | 0 | 0 | 0 | 0 | 0 | 0 | 0 | 0 | 2267.0378
2025-04-24 | 3792.845 | 11.09 | 0 | 0 | 0 | 0 | 0 | 0 | 0 | 0 | 0 | 1 | 0 | 0 | 0 | 0 | 0 | 0 | 0 | 0 | 0 | 0 | 0 | 0 | 0 | 0 | 0 | 0 | 2459.6552
2025-04-24 | 4160.525 | 10.03 | 0 | 0 | 0 | 0 | 0 | 0 | 0 | 0 | 0 | 0 | 1 | 0 | 0 | 0 | 0 | 0 | 0 | 0 | 0 | 0 | 0 | 0 | 0 | 0 | 0 | 0 | 2658.4878
2025-04-24 | 4484.845 | 9.29 | 0 | 0 | 0 | 0 | 0 | 0 | 0 | 0 | 0 | 0 | 0 | 1 | 0 | 0 | 0 | 0 | 0 | 0 | 0 | 0 | 0 | 0 | 0 | 0 | 0 | 0 | 2811.5529
2025-04-24 | 4635.556 | 8.16 | 0 | 0 | 0 | 0 | 0 | 0 | 0 | 0 | 0 | 0 | 0 | 0 | 1 | 0 | 0 | 0 | 0 | 0 | 0 | 0 | 0 | 0 | 0 | 0 | 0 | 0 | 2873.7068
2025-04-24 | 4526.615 | 7.05 | 0.07 | 0 | 0 | 0 | 0 | 0 | 0 | 0 | 0 | 0 | 0 | 0 | 0 | 1 | 0 | 0 | 0 | 0 | 0 | 0 | 0 | 0 | 0 | 0 | 0 | 0 | 2846.3281
2025-04-24 | 4553.181 | 6.59 | 0 | 0 | 0 | 0 | 0 | 0 | 0 | 0 | 0 | 0 | 0 | 0 | 0 | 0 | 1 | 0 | 0 | 0 | 0 | 0 | 0 | 0 | 0 | 0 | 0 | 0 | 2802.4764
2025-04-24 | 4538.839 | 5.8 | 0.19 | 0 | 0 | 0 | 0 | 0 | 0 | 0 | 0 | 0 | 0 | 0 | 0 | 0 | 0 | 1 | 0 | 0 | 0 | 0 | 0 | 0 | 0 | 0 | 0 | 0 | 2769.5347
2025-04-24 | 4455.003 | 5.38 | 0.38 | 0 | 0 | 0 | 0 | 0 | 0 | 0 | 0 | 0 | 0 | 0 | 0 | 0 | 0 | 0 | 1 | 0 | 0 | 0 | 0 | 0 | 0 | 0 | 0 | 0 | 2717.0161
2025-04-24 | 4300.695 | 5.46 | 0.37 | 0 | 0 | 0 | 0 | 0 | 0 | 0 | 0 | 0 | 0 | 0 | 0 | 0 | 0 | 0 | 0 | 1 | 0 | 0 | 0 | 0 | 0 | 0 | 0 | 0 | 2601.1102
2025-04-24 | 3923.963 | 5.48 | 0.03 | 0 | 0 | 0 | 0 | 0 | 0 | 0 | 0 | 0 | 0 | 0 | 0 | 0 | 0 | 0 | 0 | 0 | 1 | 0 | 0 | 0 | 0 | 0 | 0 | 0 | 2405.6844
2025-04-24 | 3546.52 | 6.39 | 0.24 | 0 | 0 | 0 | 0 | 0 | 0 | 0 | 0 | 0 | 0 | 0 | 0 | 0 | 0 | 0 | 0 | 0 | 0 | 1 | 0 | 0 | 0 | 0 | 0 | 0 | 2330.2316
2025-04-24 | 3201.48 | 7.09 | 0 | 0 | 0 | 0 | 0 | 0 | 0 | 0 | 0 | 0 | 0 | 0 | 0 | 0 | 0 | 0 | 0 | 0 | 0 | 0 | 1 | 0 | 0 | 0 | 0 | 0 | 2271.5804
2025-04-24 | 3120.989 | 8.22 | 0 | 0 | 0 | 0 | 0 | 0 | 0 | 0 | 0 | 0 | 0 | 0 | 0 | 0 | 0 | 0 | 0 | 0 | 0 | 0 | 0 | 1 | 0 | 0 | 0 | 0 | 2251.8919
2025-04-24 | 2906.277 | 8.91 | 0 | 0 | 0 | 0 | 0 | 0 | 0 | 0 | 0 | 0 | 0 | 0 | 0 | 0 | 0 | 0 | 0 | 0 | 0 | 0 | 0 | 0 | 1 | 0 | 0 | 0 | 2177.5092
2025-04-24 | 2675.926 | 9.56 | 0 | 0 | 0 | 0 | 0 | 0 | 0 | 0 | 0 | 0 | 0 | 0 | 0 | 0 | 0 | 0 | 0 | 0 | 0 | 0 | 0 | 0 | 0 | 1 | 0 | 0 | 2075.4329
2025-04-24 | 2499.649 | 9.72 | 0 | 0 | 0 | 0 | 0 | 0 | 0 | 0 | 0 | 0 | 0 | 0 | 0 | 0 | 0 | 0 | 0 | 0 | 0 | 0 | 0 | 0 | 0 | 0 | 1 | 0 | 1973.4061
2025-04-24 | 2374.08 | 10.16 | 0 | 0 | 0 | 0 | 0 | 0 | 0 | 0 | 0 | 0 | 0 | 0 | 0 | 0 | 0 | 0 | 0 | 0 | 0 | 0 | 0 | 0 | 0 | 0 | 0 | 1 | 1910.7253
2025-04-25 | 2348.436 | 10.27 | 0 | 0 | 1 | 0 | 0 | 0 | 0 | 0 | 0 | 0 | 0 | 0 | 0 | 0 | 0 | 0 | 0 | 0 | 0 | 0 | 0 | 0 | 0 | 0 | 0 | 0 | 1879.2007
2025-04-25 | 2349.466 | 10.59 | 0 | 0 | 0 | 1 | 0 | 0 | 0 | 0 | 0 | 0 | 0 | 0 | 0 | 0 | 0 | 0 | 0 | 0 | 0 | 0 | 0 | 0 | 0 | 0 | 0 | 0 | 1864.8792
2025-04-25 | 2331.013 | 10.91 | 0 | 0 | 0 | 0 | 1 | 0 | 0 | 0 | 0 | 0 | 0 | 0 | 0 | 0 | 0 | 0 | 0 | 0 | 0 | 0 | 0 | 0 | 0 | 0 | 0 | 0 | 1868.1587
2025-04-25 | 2374.395 | 11.6 | 0 | 0 | 0 | 0 | 0 | 1 | 0 | 0 | 0 | 0 | 0 | 0 | 0 | 0 | 0 | 0 | 0 | 0 | 0 | 0 | 0 | 0 | 0 | 0 | 0 | 0 | 1912.5076
2025-04-25 | 2409.668 | 12.11 | 0 | 0 | 0 | 0 | 0 | 0 | 1 | 0 | 0 | 0 | 0 | 0 | 0 | 0 | 0 | 0 | 0 | 0 | 0 | 0 | 0 | 0 | 0 | 0 | 0 | 0 | 1972.565
2025-04-25 | 2556.963 | 12.16 | 0 | 0 | 0 | 0 | 0 | 0 | 0 | 1 | 0 | 0 | 0 | 0 | 0 | 0 | 0 | 0 | 0 | 0 | 0 | 0 | 0 | 0 | 0 | 0 | 0 | 0 | 2078.2332
2025-04-25 | 3053.376 | 11.97 | 0 | 0 | 0 | 0 | 0 | 0 | 0 | 0 | 1 | 0 | 0 | 0 | 0 | 0 | 0 | 0 | 0 | 0 | 0 | 0 | 0 | 0 | 0 | 0 | 0 | 0 | 2272.0809
2025-04-25 | 3602.59 | 10.75 | 0 | 0 | 0 | 0 | 0 | 0 | 0 | 0 | 0 | 1 | 0 | 0 | 0 | 0 | 0 | 0 | 0 | 0 | 0 | 0 | 0 | 0 | 0 | 0 | 0 | 0 | 2448.2243
2025-04-25 | 4047.505 | 9.79 | 0 | 0 | 0 | 0 | 0 | 0 | 0 | 0 | 0 | 0 | 1 | 0 | 0 | 0 | 0 | 0 | 0 | 0 | 0 | 0 | 0 | 0 | 0 | 0 | 0 | 0 | 2650.4189
2025-04-25 | 4413.996 | 8.97 | 0 | 0 | 0 | 0 | 0 | 0 | 0 | 0 | 0 | 0 | 0 | 1 | 0 | 0 | 0 | 0 | 0 | 0 | 0 | 0 | 0 | 0 | 0 | 0 | 0 | 0 | 2800.7944
2025-04-25 | 4495.568 | 8.39 | 0 | 0 | 0 | 0 | 0 | 0 | 0 | 0 | 0 | 0 | 0 | 0 | 1 | 0 | 0 | 0 | 0 | 0 | 0 | 0 | 0 | 0 | 0 | 0 | 0 | 0 | 2881.4394
2025-04-25 | 4388.303 | 7.7 | 0 | 0 | 0 | 0 | 0 | 0 | 0 | 0 | 0 | 0 | 0 | 0 | 0 | 1 | 0 | 0 | 0 | 0 | 0 | 0 | 0 | 0 | 0 | 0 | 0 | 0 | 2861.5551
2025-04-25 | 4367.089 | 7.43 | 0.04 | 0 | 0 | 0 | 0 | 0 | 0 | 0 | 0 | 0 | 0 | 0 | 0 | 0 | 1 | 0 | 0 | 0 | 0 | 0 | 0 | 0 | 0 | 0 | 0 | 0 | 2834.5039
2025-04-25 | 4335.149 | 7.36 | 0 | 0 | 0 | 0 | 0 | 0 | 0 | 0 | 0 | 0 | 0 | 0 | 0 | 0 | 0 | 1 | 0 | 0 | 0 | 0 | 0 | 0 | 0 | 0 | 0 | 0 | 2803.997
2025-04-25 | 4263.074 | 7.31 | 0 | 0 | 0 | 0 | 0 | 0 | 0 | 0 | 0 | 0 | 0 | 0 | 0 | 0 | 0 | 0 | 1 | 0 | 0 | 0 | 0 | 0 | 0 | 0 | 0 | 0 | 2745.9325
2025-04-25 | 4042.588 | 7.21 | 0 | 0 | 0 | 0 | 0 | 0 | 0 | 0 | 0 | 0 | 0 | 0 | 0 | 0 | 0 | 0 | 0 | 1 | 0 | 0 | 0 | 0 | 0 | 0 | 0 | 0 | 2624.9215
2025-04-25 | 3722.096 | 7.17 | 0 | 0 | 0 | 0 | 0 | 0 | 0 | 0 | 0 | 0 | 0 | 0 | 0 | 0 | 0 | 0 | 0 | 0 | 1 | 0 | 0 | 0 | 0 | 0 | 0 | 0 | 2459.663
2025-04-25 | 3373.91 | 8.18 | 0 | 0 | 0 | 0 | 0 | 0 | 0 | 0 | 0 | 0 | 0 | 0 | 0 | 0 | 0 | 0 | 0 | 0 | 0 | 1 | 0 | 0 | 0 | 0 | 0 | 0 | 2367.6936
2025-04-25 | 3202.255 | 9.07 | 0 | 0 | 0 | 0 | 0 | 0 | 0 | 0 | 0 | 0 | 0 | 0 | 0 | 0 | 0 | 0 | 0 | 0 | 0 | 0 | 1 | 0 | 0 | 0 | 0 | 0 | 2338.1486
2025-04-25 | 3180.336 | 9.73 | 0 | 0 | 0 | 0 | 0 | 0 | 0 | 0 | 0 | 0 | 0 | 0 | 0 | 0 | 0 | 0 | 0 | 0 | 0 | 0 | 0 | 1 | 0 | 0 | 0 | 0 | 2302.6586
2025-04-25 | 2959.533 | 10.19 | 0 | 0 | 0 | 0 | 0 | 0 | 0 | 0 | 0 | 0 | 0 | 0 | 0 | 0 | 0 | 0 | 0 | 0 | 0 | 0 | 0 | 0 | 1 | 0 | 0 | 0 | 2220.5432
2025-04-25 | 2674.564 | 10.62 | 0 | 0 | 0 | 0 | 0 | 0 | 0 | 0 | 0 | 0 | 0 | 0 | 0 | 0 | 0 | 0 | 0 | 0 | 0 | 0 | 0 | 0 | 0 | 1 | 0 | 0 | 2111.0705
2025-04-25 | 2529.607 | 10.59 | 0 | 0 | 0 | 0 | 0 | 0 | 0 | 0 | 0 | 0 | 0 | 0 | 0 | 0 | 0 | 0 | 0 | 0 | 0 | 0 | 0 | 0 | 0 | 0 | 1 | 0 | 2002.6557
2025-04-25 | 2357.16 | 10.74 | 0 | 0 | 0 | 0 | 0 | 0 | 0 | 0 | 0 | 0 | 0 | 0 | 0 | 0 | 0 | 0 | 0 | 0 | 0 | 0 | 0 | 0 | 0 | 0 | 0 | 1 | 1930.2251
2025-04-26 | 2311.726 | 11.16 | 0 | 1 | 1 | 0 | 0 | 0 | 0 | 0 | 0 | 0 | 0 | 0 | 0 | 0 | 0 | 0 | 0 | 0 | 0 | 0 | 0 | 0 | 0 | 0 | 0 | 0 | 1643.9697
2025-04-26 | 2279.219 | 11.39 | 0 | 1 | 0 | 1 | 0 | 0 | 0 | 0 | 0 | 0 | 0 | 0 | 0 | 0 | 0 | 0 | 0 | 0 | 0 | 0 | 0 | 0 | 0 | 0 | 0 | 0 | 1626.6223
2025-04-26 | 2278.876 | 11.77 | 0 | 1 | 0 | 0 | 1 | 0 | 0 | 0 | 0 | 0 | 0 | 0 | 0 | 0 | 0 | 0 | 0 | 0 | 0 | 0 | 0 | 0 | 0 | 0 | 0 | 0 | 1631.9191
2025-04-26 | 2331.253 | 12.21 | 0 | 1 | 0 | 0 | 0 | 1 | 0 | 0 | 0 | 0 | 0 | 0 | 0 | 0 | 0 | 0 | 0 | 0 | 0 | 0 | 0 | 0 | 0 | 0 | 0 | 0 | 1667.8629
2025-04-26 | 2333.385 | 12.58 | 0 | 1 | 0 | 0 | 0 | 0 | 1 | 0 | 0 | 0 | 0 | 0 | 0 | 0 | 0 | 0 | 0 | 0 | 0 | 0 | 0 | 0 | 0 | 0 | 0 | 0 | 1723.2135
2025-04-26 | 2389.438 | 12.8 | 0 | 1 | 0 | 0 | 0 | 0 | 0 | 1 | 0 | 0 | 0 | 0 | 0 | 0 | 0 | 0 | 0 | 0 | 0 | 0 | 0 | 0 | 0 | 0 | 0 | 0 | 1834.5971
2025-04-26 | 2603.932 | 12.34 | 0 | 1 | 0 | 0 | 0 | 0 | 0 | 0 | 1 | 0 | 0 | 0 | 0 | 0 | 0 | 0 | 0 | 0 | 0 | 0 | 0 | 0 | 0 | 0 | 0 | 0 | 2019.3673
2025-04-26 | 2935.008 | 11.67 | 0 | 1 | 0 | 0 | 0 | 0 | 0 | 0 | 0 | 1 | 0 | 0 | 0 | 0 | 0 | 0 | 0 | 0 | 0 | 0 | 0 | 0 | 0 | 0 | 0 | 0 | 2214.0019
2025-04-26 | 3278.62 | 11.08 | 0 | 1 | 0 | 0 | 0 | 0 | 0 | 0 | 0 | 0 | 1 | 0 | 0 | 0 | 0 | 0 | 0 | 0 | 0 | 0 | 0 | 0 | 0 | 0 | 0 | 0 | 2428.6361
2025-04-26 | 3591.876 | 10.31 | 0 | 1 | 0 | 0 | 0 | 0 | 0 | 0 | 0 | 0 | 0 | 1 | 0 | 0 | 0 | 0 | 0 | 0 | 0 | 0 | 0 | 0 | 0 | 0 | 0 | 0 | 2580.6925
2025-04-26 | 3697.392 | 9.32 | 0 | 1 | 0 | 0 | 0 | 0 | 0 | 0 | 0 | 0 | 0 | 0 | 1 | 0 | 0 | 0 | 0 | 0 | 0 | 0 | 0 | 0 | 0 | 0 | 0 | 0 | 2647.5533
2025-04-26 | 3710.479 | 8.45 | 0 | 1 | 0 | 0 | 0 | 0 | 0 | 0 | 0 | 0 | 0 | 0 | 0 | 1 | 0 | 0 | 0 | 0 | 0 | 0 | 0 | 0 | 0 | 0 | 0 | 0 | 2621.6173
2025-04-26 | 3706.627 | 8.44 | 0 | 1 | 0 | 0 | 0 | 0 | 0 | 0 | 0 | 0 | 0 | 0 | 0 | 0 | 1 | 0 | 0 | 0 | 0 | 0 | 0 | 0 | 0 | 0 | 0 | 0 | 2599.5209
2025-04-26 | 3664.45 | 8.01 | 0 | 1 | 0 | 0 | 0 | 0 | 0 | 0 | 0 | 0 | 0 | 0 | 0 | 0 | 0 | 1 | 0 | 0 | 0 | 0 | 0 | 0 | 0 | 0 | 0 | 0 | 2560.6971
2025-04-26 | 3618.821 | 8.13 | 0 | 1 | 0 | 0 | 0 | 0 | 0 | 0 | 0 | 0 | 0 | 0 | 0 | 0 | 0 | 0 | 1 | 0 | 0 | 0 | 0 | 0 | 0 | 0 | 0 | 0 | 2508.348
2025-04-26 | 3456.969 | 8.21 | 0 | 1 | 0 | 0 | 0 | 0 | 0 | 0 | 0 | 0 | 0 | 0 | 0 | 0 | 0 | 0 | 0 | 1 | 0 | 0 | 0 | 0 | 0 | 0 | 0 | 0 | 2393.3887
2025-04-26 | 3277.738 | 8.21 | 0 | 1 | 0 | 0 | 0 | 0 | 0 | 0 | 0 | 0 | 0 | 0 | 0 | 0 | 0 | 0 | 0 | 0 | 1 | 0 | 0 | 0 | 0 | 0 | 0 | 0 | 2229.475
2025-04-26 | 3115.973 | 8.2 | 0 | 1 | 0 | 0 | 0 | 0 | 0 | 0 | 0 | 0 | 0 | 0 | 0 | 0 | 0 | 0 | 0 | 0 | 0 | 1 | 0 | 0 | 0 | 0 | 0 | 0 | 2103.2129
2025-04-26 | 3086.166 | 8.8 | 0 | 1 | 0 | 0 | 0 | 0 | 0 | 0 | 0 | 0 | 0 | 0 | 0 | 0 | 0 | 0 | 0 | 0 | 0 | 0 | 1 | 0 | 0 | 0 | 0 | 0 | 2063.9181
2025-04-26 | 3201.776 | 9.73 | 0 | 1 | 0 | 0 | 0 | 0 | 0 | 0 | 0 | 0 | 0 | 0 | 0 | 0 | 0 | 0 | 0 | 0 | 0 | 0 | 0 | 1 | 0 | 0 | 0 | 0 | 2037.5055
2025-04-26 | 3019.065 | 10.49 | 0 | 1 | 0 | 0 | 0 | 0 | 0 | 0 | 0 | 0 | 0 | 0 | 0 | 0 | 0 | 0 | 0 | 0 | 0 | 0 | 0 | 0 | 1 | 0 | 0 | 0 | 1965.4762
2025-04-26 | 2833.247 | 11.01 | 0 | 1 | 0 | 0 | 0 | 0 | 0 | 0 | 0 | 0 | 0 | 0 | 0 | 0 | 0 | 0 | 0 | 0 | 0 | 0 | 0 | 0 | 0 | 1 | 0 | 0 | 1859.0293
2025-04-26 | 2655.706 | 11.43 | 0 | 1 | 0 | 0 | 0 | 0 | 0 | 0 | 0 | 0 | 0 | 0 | 0 | 0 | 0 | 0 | 0 | 0 | 0 | 0 | 0 | 0 | 0 | 0 | 1 | 0 | 1765.7437
2025-04-26 | 2520.642 | 11.66 | 0 | 1 | 0 | 0 | 0 | 0 | 0 | 0 | 0 | 0 | 0 | 0 | 0 | 0 | 0 | 0 | 0 | 0 | 0 | 0 | 0 | 0 | 0 | 0 | 0 | 1 | 1696.0027
2025-04-27 | 2429.351 | 12.12 | 0 | 1 | 1 | 0 | 0 | 0 | 0 | 0 | 0 | 0 | 0 | 0 | 0 | 0 | 0 | 0 | 0 | 0 | 0 | 0 | 0 | 0 | 0 | 0 | 0 | 0 | 1676.2452
2025-04-27 | 2426.073 | 12.56 | 0 | 1 | 0 | 1 | 0 | 0 | 0 | 0 | 0 | 0 | 0 | 0 | 0 | 0 | 0 | 0 | 0 | 0 | 0 | 0 | 0 | 0 | 0 | 0 | 0 | 0 | 1665.9581
2025-04-27 | 2409.845 | 13.45 | 0 | 1 | 0 | 0 | 1 | 0 | 0 | 0 | 0 | 0 | 0 | 0 | 0 | 0 | 0 | 0 | 0 | 0 | 0 | 0 | 0 | 0 | 0 | 0 | 0 | 0 | 1688.4012
2025-04-27 | 2469.208 | 13.82 | 0 | 1 | 0 | 0 | 0 | 1 | 0 | 0 | 0 | 0 | 0 | 0 | 0 | 0 | 0 | 0 | 0 | 0 | 0 | 0 | 0 | 0 | 0 | 0 | 0 | 0 | 1721.9916
2025-04-27 | 2467.301 | 14.04 | 0 | 1 | 0 | 0 | 0 | 0 | 1 | 0 | 0 | 0 | 0 | 0 | 0 | 0 | 0 | 0 | 0 | 0 | 0 | 0 | 0 | 0 | 0 | 0 | 0 | 0 | 1772.2991
2025-04-27 | 2443.302 | 14.21 | 0 | 1 | 0 | 0 | 0 | 0 | 0 | 1 | 0 | 0 | 0 | 0 | 0 | 0 | 0 | 0 | 0 | 0 | 0 | 0 | 0 | 0 | 0 | 0 | 0 | 0 | 1882.0018
2025-04-27 | 2569.824 | 13.67 | 0 | 1 | 0 | 0 | 0 | 0 | 0 | 0 | 1 | 0 | 0 | 0 | 0 | 0 | 0 | 0 | 0 | 0 | 0 | 0 | 0 | 0 | 0 | 0 | 0 | 0 | 2064.0824
2025-04-27 | 2696.512 | 12.54 | 0 | 1 | 0 | 0 | 0 | 0 | 0 | 0 | 0 | 1 | 0 | 0 | 0 | 0 | 0 | 0 | 0 | 0 | 0 | 0 | 0 | 0 | 0 | 0 | 0 | 0 | 2243.2516
2025-04-27 | 2958.093 | 10.88 | 0 | 1 | 0 | 0 | 0 | 0 | 0 | 0 | 0 | 0 | 1 | 0 | 0 | 0 | 0 | 0 | 0 | 0 | 0 | 0 | 0 | 0 | 0 | 0 | 0 | 0 | 2421.912
2025-04-27 | 3218.163 | 9.57 | 0.08 | 1 | 0 | 0 | 0 | 0 | 0 | 0 | 0 | 0 | 0 | 1 | 0 | 0 | 0 | 0 | 0 | 0 | 0 | 0 | 0 | 0 | 0 | 0 | 0 | 0 | 2563.3863
2025-04-27 | 3288.838 | 8.61 | 0.21 | 1 | 0 | 0 | 0 | 0 | 0 | 0 | 0 | 0 | 0 | 0 | 1 | 0 | 0 | 0 | 0 | 0 | 0 | 0 | 0 | 0 | 0 | 0 | 0 | 0 | 2643.5615
2025-04-27 | 3286.574 | 7.75 | 0.33 | 1 | 0 | 0 | 0 | 0 | 0 | 0 | 0 | 0 | 0 | 0 | 0 | 1 | 0 | 0 | 0 | 0 | 0 | 0 | 0 | 0 | 0 | 0 | 0 | 0 | 2629.3209
2025-04-27 | 3230.962 | 7.02 | 0.32 | 1 | 0 | 0 | 0 | 0 | 0 | 0 | 0 | 0 | 0 | 0 | 0 | 0 | 1 | 0 | 0 | 0 | 0 | 0 | 0 | 0 | 0 | 0 | 0 | 0 | 2582.0713
2025-04-27 | 3211.483 | 6.5 | 0.62 | 1 | 0 | 0 | 0 | 0 | 0 | 0 | 0 | 0 | 0 | 0 | 0 | 0 | 0 | 1 | 0 | 0 | 0 | 0 | 0 | 0 | 0 | 0 | 0 | 0 | 2568.6197
2025-04-27 | 3181.419 | 6.36 | 0.6 | 1 | 0 | 0 | 0 | 0 | 0 | 0 | 0 | 0 | 0 | 0 | 0 | 0 | 0 | 0 | 1 | 0 | 0 | 0 | 0 | 0 | 0 | 0 | 0 | 0 | 2505.6362
2025-04-27 | 3156.97 | 6.13 | 0.81 | 1 | 0 | 0 | 0 | 0 | 0 | 0 | 0 | 0 | 0 | 0 | 0 | 0 | 0 | 0 | 0 | 1 | 0 | 0 | 0 | 0 | 0 | 0 | 0 | 0 | 2400.1332
2025-04-27 | 3038.885 | 6.28 | 0.82 | 1 | 0 | 0 | 0 | 0 | 0 | 0 | 0 | 0 | 0 | 0 | 0 | 0 | 0 | 0 | 0 | 0 | 1 | 0 | 0 | 0 | 0 | 0 | 0 | 0 | 2242.2091
2025-04-27 | 2900.917 | 6.29 | 0.3 | 1 | 0 | 0 | 0 | 0 | 0 | 0 | 0 | 0 | 0 | 0 | 0 | 0 | 0 | 0 | 0 | 0 | 0 | 1 | 0 | 0 | 0 | 0 | 0 | 0 | 2067.3961
2025-04-27 | 2798.795 | 6.86 | 0 | 1 | 0 | 0 | 0 | 0 | 0 | 0 | 0 | 0 | 0 | 0 | 0 | 0 | 0 | 0 | 0 | 0 | 0 | 0 | 1 | 0 | 0 | 0 | 0 | 0 | 1998.6946
2025-04-27 | 2843.32 | 7.95 | 0 | 1 | 0 | 0 | 0 | 0 | 0 | 0 | 0 | 0 | 0 | 0 | 0 | 0 | 0 | 0 | 0 | 0 | 0 | 0 | 0 | 1 | 0 | 0 | 0 | 0 | 1977.6613
2025-04-27 | 2754.267 | 8.81 | 0 | 1 | 0 | 0 | 0 | 0 | 0 | 0 | 0 | 0 | 0 | 0 | 0 | 0 | 0 | 0 | 0 | 0 | 0 | 0 | 0 | 0 | 1 | 0 | 0 | 0 | 1908.9941
2025-04-27 | 2576.276 | 9.59 | 0 | 1 | 0 | 0 | 0 | 0 | 0 | 0 | 0 | 0 | 0 | 0 | 0 | 0 | 0 | 0 | 0 | 0 | 0 | 0 | 0 | 0 | 0 | 1 | 0 | 0 | 1811.2885
2025-04-27 | 2421.457 | 10.12 | 0 | 1 | 0 | 0 | 0 | 0 | 0 | 0 | 0 | 0 | 0 | 0 | 0 | 0 | 0 | 0 | 0 | 0 | 0 | 0 | 0 | 0 | 0 | 0 | 1 | 0 | 1721.7011
2025-04-27 | 2340.956 | 10.48 | 0 | 1 | 0 | 0 | 0 | 0 | 0 | 0 | 0 | 0 | 0 | 0 | 0 | 0 | 0 | 0 | 0 | 0 | 0 | 0 | 0 | 0 | 0 | 0 | 0 | 1 | 1656.3308
2025-04-28 | 2301.846 | 10.84 | 0 | 0 | 1 | 0 | 0 | 0 | 0 | 0 | 0 | 0 | 0 | 0 | 0 | 0 | 0 | 0 | 0 | 0 | 0 | 0 | 0 | 0 | 0 | 0 | 0 | 0 | 1898.3643
2025-04-28 | 2277.855 | 11.34 | 0 | 0 | 0 | 1 | 0 | 0 | 0 | 0 | 0 | 0 | 0 | 0 | 0 | 0 | 0 | 0 | 0 | 0 | 0 | 0 | 0 | 0 | 0 | 0 | 0 | 0 | 1890.0944
2025-04-28 | 2311.759 | 11.62 | 0 | 0 | 0 | 0 | 1 | 0 | 0 | 0 | 0 | 0 | 0 | 0 | 0 | 0 | 0 | 0 | 0 | 0 | 0 | 0 | 0 | 0 | 0 | 0 | 0 | 0 | 1892.0291
2025-04-28 | 2374.447 | 11.68 | 0 | 0 | 0 | 0 | 0 | 1 | 0 | 0 | 0 | 0 | 0 | 0 | 0 | 0 | 0 | 0 | 0 | 0 | 0 | 0 | 0 | 0 | 0 | 0 | 0 | 0 | 1915.1972
2025-04-28 | 2492.991 | 11.89 | 0 | 0 | 0 | 0 | 0 | 0 | 1 | 0 | 0 | 0 | 0 | 0 | 0 | 0 | 0 | 0 | 0 | 0 | 0 | 0 | 0 | 0 | 0 | 0 | 0 | 0 | 1965.1685
2025-04-28 | 2565.85 | 11.9 | 0 | 0 | 0 | 0 | 0 | 0 | 0 | 1 | 0 | 0 | 0 | 0 | 0 | 0 | 0 | 0 | 0 | 0 | 0 | 0 | 0 | 0 | 0 | 0 | 0 | 0 | 2069.4919
2025-04-28 | 3165.706 | 11.29 | 0 | 0 | 0 | 0 | 0 | 0 | 0 | 0 | 1 | 0 | 0 | 0 | 0 | 0 | 0 | 0 | 0 | 0 | 0 | 0 | 0 | 0 | 0 | 0 | 0 | 0 | 2249.2191
2025-04-28 | 3679.441 | 10.01 | 0.04 | 0 | 0 | 0 | 0 | 0 | 0 | 0 | 0 | 1 | 0 | 0 | 0 | 0 | 0 | 0 | 0 | 0 | 0 | 0 | 0 | 0 | 0 | 0 | 0 | 0 | 2427.1317
2025-04-28 | 4067.085 | 8.82 | 0.05 | 0 | 0 | 0 | 0 | 0 | 0 | 0 | 0 | 0 | 1 | 0 | 0 | 0 | 0 | 0 | 0 | 0 | 0 | 0 | 0 | 0 | 0 | 0 | 0 | 0 | 2622.5402
2025-04-28 | 4270.121 | 7.97 | 0.13 | 0 | 0 | 0 | 0 | 0 | 0 | 0 | 0 | 0 | 0 | 1 | 0 | 0 | 0 | 0 | 0 | 0 | 0 | 0 | 0 | 0 | 0 | 0 | 0 | 0 | 2779.4799
2025-04-28 | 4383.266 | 7.25 | 0.25 | 0 | 0 | 0 | 0 | 0 | 0 | 0 | 0 | 0 | 0 | 0 | 1 | 0 | 0 | 0 | 0 | 0 | 0 | 0 | 0 | 0 | 0 | 0 | 0 | 0 | 2866.7773
2025-04-28 | 4270.769 | 7.16 | 0.14 | 0 | 0 | 0 | 0 | 0 | 0 | 0 | 0 | 0 | 0 | 0 | 0 | 1 | 0 | 0 | 0 | 0 | 0 | 0 | 0 | 0 | 0 | 0 | 0 | 0 | 2856.6525
2025-04-28 | 4309.978 | 6.73 | 0.18 | 0 | 0 | 0 | 0 | 0 | 0 | 0 | 0 | 0 | 0 | 0 | 0 | 0 | 1 | 0 | 0 | 0 | 0 | 0 | 0 | 0 | 0 | 0 | 0 | 0 | 2824.2221
2025-04-28 | 4279.679 | 5.98 | 0.35 | 0 | 0 | 0 | 0 | 0 | 0 | 0 | 0 | 0 | 0 | 0 | 0 | 0 | 0 | 1 | 0 | 0 | 0 | 0 | 0 | 0 | 0 | 0 | 0 | 0 | 2790.732
2025-04-28 | 4230.014 | 5.45 | 0.42 | 0 | 0 | 0 | 0 | 0 | 0 | 0 | 0 | 0 | 0 | 0 | 0 | 0 | 0 | 0 | 1 | 0 | 0 | 0 | 0 | 0 | 0 | 0 | 0 | 0 | 2723.1559
2025-04-28 | 4038.375 | 5.31 | 0.6 | 0 | 0 | 0 | 0 | 0 | 0 | 0 | 0 | 0 | 0 | 0 | 0 | 0 | 0 | 0 | 0 | 1 | 0 | 0 | 0 | 0 | 0 | 0 | 0 | 0 | 2617.839
2025-04-28 | 3568.634 | 5.59 | 0.15 | 0 | 0 | 0 | 0 | 0 | 0 | 0 | 0 | 0 | 0 | 0 | 0 | 0 | 0 | 0 | 0 | 0 | 1 | 0 | 0 | 0 | 0 | 0 | 0 | 0 | 2420.7419
2025-04-28 | 3254.938 | 6.11 | 0.02 | 0 | 0 | 0 | 0 | 0 | 0 | 0 | 0 | 0 | 0 | 0 | 0 | 0 | 0 | 0 | 0 | 0 | 0 | 1 | 0 | 0 | 0 | 0 | 0 | 0 | 2299.9927
2025-04-28 | 3052.647 | 6.98 | 0 | 0 | 0 | 0 | 0 | 0 | 0 | 0 | 0 | 0 | 0 | 0 | 0 | 0 | 0 | 0 | 0 | 0 | 0 | 0 | 1 | 0 | 0 | 0 | 0 | 0 | 2267.8822
2025-04-28 | 2938.367 | 8.03 | 0 | 0 | 0 | 0 | 0 | 0 | 0 | 0 | 0 | 0 | 0 | 0 | 0 | 0 | 0 | 0 | 0 | 0 | 0 | 0 | 0 | 1 | 0 | 0 | 0 | 0 | 2245.504
2025-04-28 | 2760.076 | 9.14 | 0 | 0 | 0 | 0 | 0 | 0 | 0 | 0 | 0 | 0 | 0 | 0 | 0 | 0 | 0 | 0 | 0 | 0 | 0 | 0 | 0 | 0 | 1 | 0 | 0 | 0 | 2185.2419
2025-04-28 | 2548.47 | 9.53 | 0 | 0 | 0 | 0 | 0 | 0 | 0 | 0 | 0 | 0 | 0 | 0 | 0 | 0 | 0 | 0 | 0 | 0 | 0 | 0 | 0 | 0 | 0 | 1 | 0 | 0 | 2074.4243
2025-04-28 | 2434.647 | 10 | 0 | 0 | 0 | 0 | 0 | 0 | 0 | 0 | 0 | 0 | 0 | 0 | 0 | 0 | 0 | 0 | 0 | 0 | 0 | 0 | 0 | 0 | 0 | 0 | 1 | 0 | 1982.8198
2025-04-28 | 2327.22 | 10.47 | 0 | 0 | 0 | 0 | 0 | 0 | 0 | 0 | 0 | 0 | 0 | 0 | 0 | 0 | 0 | 0 | 0 | 0 | 0 | 0 | 0 | 0 | 0 | 0 | 0 | 1 | 1921.1476
2025-04-29 | 2273.562 | 10.73 | 0 | 0 | 1 | 0 | 0 | 0 | 0 | 0 | 0 | 0 | 0 | 0 | 0 | 0 | 0 | 0 | 0 | 0 | 0 | 0 | 0 | 0 | 0 | 0 | 0 | 0 | 1894.666
2025-04-29 | 2281.11 | 10.83 | 0 | 0 | 0 | 1 | 0 | 0 | 0 | 0 | 0 | 0 | 0 | 0 | 0 | 0 | 0 | 0 | 0 | 0 | 0 | 0 | 0 | 0 | 0 | 0 | 0 | 0 | 1872.948
2025-04-29 | 2286.293 | 11.19 | 0 | 0 | 0 | 0 | 1 | 0 | 0 | 0 | 0 | 0 | 0 | 0 | 0 | 0 | 0 | 0 | 0 | 0 | 0 | 0 | 0 | 0 | 0 | 0 | 0 | 0 | 1877.5724
2025-04-29 | 2325.089 | 11.39 | 0 | 0 | 0 | 0 | 0 | 1 | 0 | 0 | 0 | 0 | 0 | 0 | 0 | 0 | 0 | 0 | 0 | 0 | 0 | 0 | 0 | 0 | 0 | 0 | 0 | 0 | 1905.4473
2025-04-29 | 2398.453 | 12.24 | 0 | 0 | 0 | 0 | 0 | 0 | 1 | 0 | 0 | 0 | 0 | 0 | 0 | 0 | 0 | 0 | 0 | 0 | 0 | 0 | 0 | 0 | 0 | 0 | 0 | 0 | 1976.9356
2025-04-29 | 2503.451 | 12.48 | 0 | 0 | 0 | 0 | 0 | 0 | 0 | 1 | 0 | 0 | 0 | 0 | 0 | 0 | 0 | 0 | 0 | 0 | 0 | 0 | 0 | 0 | 0 | 0 | 0 | 0 | 2088.9917
2025-04-29 | 3028.889 | 11.61 | 0 | 0 | 0 | 0 | 0 | 0 | 0 | 0 | 1 | 0 | 0 | 0 | 0 | 0 | 0 | 0 | 0 | 0 | 0 | 0 | 0 | 0 | 0 | 0 | 0 | 0 | 2259.9776
2025-04-29 | 3587.827 | 10.77 | 0 | 0 | 0 | 0 | 0 | 0 | 0 | 0 | 0 | 1 | 0 | 0 | 0 | 0 | 0 | 0 | 0 | 0 | 0 | 0 | 0 | 0 | 0 | 0 | 0 | 0 | 2448.8967
2025-04-29 | 3998.215 | 10.09 | 0.17 | 0 | 0 | 0 | 0 | 0 | 0 | 0 | 0 | 0 | 1 | 0 | 0 | 0 | 0 | 0 | 0 | 0 | 0 | 0 | 0 | 0 | 0 | 0 | 0 | 0 | 2676.5972
2025-04-29 | 4301.785 | 9.48 | 0.3 | 0 | 0 | 0 | 0 | 0 | 0 | 0 | 0 | 0 | 0 | 1 | 0 | 0 | 0 | 0 | 0 | 0 | 0 | 0 | 0 | 0 | 0 | 0 | 0 | 0 | 2846.3388
2025-04-29 | 4412.846 | 9.04 | 0.65 | 0 | 0 | 0 | 0 | 0 | 0 | 0 | 0 | 0 | 0 | 0 | 1 | 0 | 0 | 0 | 0 | 0 | 0 | 0 | 0 | 0 | 0 | 0 | 0 | 0 | 2964.8218
2025-04-29 | 4366.728 | 8.22 | 0.64 | 0 | 0 | 0 | 0 | 0 | 0 | 0 | 0 | 0 | 0 | 0 | 0 | 1 | 0 | 0 | 0 | 0 | 0 | 0 | 0 | 0 | 0 | 0 | 0 | 0 | 2939.6202
2025-04-29 | 4407.741 | 7.47 | 0.74 | 0 | 0 | 0 | 0 | 0 | 0 | 0 | 0 | 0 | 0 | 0 | 0 | 0 | 1 | 0 | 0 | 0 | 0 | 0 | 0 | 0 | 0 | 0 | 0 | 0 | 2902.1108
2025-04-29 | 4395.485 | 7.23 | 0.83 | 0 | 0 | 0 | 0 | 0 | 0 | 0 | 0 | 0 | 0 | 0 | 0 | 0 | 0 | 1 | 0 | 0 | 0 | 0 | 0 | 0 | 0 | 0 | 0 | 0 | 2878.1942
2025-04-29 | 4325.497 | 6.78 | 0.83 | 0 | 0 | 0 | 0 | 0 | 0 | 0 | 0 | 0 | 0 | 0 | 0 | 0 | 0 | 0 | 1 | 0 | 0 | 0 | 0 | 0 | 0 | 0 | 0 | 0 | 2806.6816
2025-04-29 | 4181.369 | 6.72 | 0.83 | 0 | 0 | 0 | 0 | 0 | 0 | 0 | 0 | 0 | 0 | 0 | 0 | 0 | 0 | 0 | 0 | 1 | 0 | 0 | 0 | 0 | 0 | 0 | 0 | 0 | 2687.0154
2025-04-29 | 3745.011 | 6.97 | 0.82 | 0 | 0 | 0 | 0 | 0 | 0 | 0 | 0 | 0 | 0 | 0 | 0 | 0 | 0 | 0 | 0 | 0 | 1 | 0 | 0 | 0 | 0 | 0 | 0 | 0 | 2530.5602
2025-04-29 | 3426.716 | 6.94 | 0 | 0 | 0 | 0 | 0 | 0 | 0 | 0 | 0 | 0 | 0 | 0 | 0 | 0 | 0 | 0 | 0 | 0 | 0 | 1 | 0 | 0 | 0 | 0 | 0 | 0 | 2326.0044
2025-04-29 | 3162.112 | 7.28 | 0.24 | 0 | 0 | 0 | 0 | 0 | 0 | 0 | 0 | 0 | 0 | 0 | 0 | 0 | 0 | 0 | 0 | 0 | 0 | 0 | 1 | 0 | 0 | 0 | 0 | 0 | 2300.6867
2025-04-29 | 3015.337 | 8.23 | 0 | 0 | 0 | 0 | 0 | 0 | 0 | 0 | 0 | 0 | 0 | 0 | 0 | 0 | 0 | 0 | 0 | 0 | 0 | 0 | 0 | 1 | 0 | 0 | 0 | 0 | 2252.2281
2025-04-29 | 2831.024 | 8.9 | 0 | 0 | 0 | 0 | 0 | 0 | 0 | 0 | 0 | 0 | 0 | 0 | 0 | 0 | 0 | 0 | 0 | 0 | 0 | 0 | 0 | 0 | 1 | 0 | 0 | 0 | 2177.173
2025-04-29 | 2578.193 | 9.62 | 0 | 0 | 0 | 0 | 0 | 0 | 0 | 0 | 0 | 0 | 0 | 0 | 0 | 0 | 0 | 0 | 0 | 0 | 0 | 0 | 0 | 0 | 0 | 1 | 0 | 0 | 2077.4502
2025-04-29 | 2454.205 | 10.17 | 0 | 0 | 0 | 0 | 0 | 0 | 0 | 0 | 0 | 0 | 0 | 0 | 0 | 0 | 0 | 0 | 0 | 0 | 0 | 0 | 0 | 0 | 0 | 0 | 1 | 0 | 1988.5352
2025-04-29 | 2357.502 | 10.81 | 0 | 0 | 0 | 0 | 0 | 0 | 0 | 0 | 0 | 0 | 0 | 0 | 0 | 0 | 0 | 0 | 0 | 0 | 0 | 0 | 0 | 0 | 0 | 0 | 0 | 1 | 1932.5785
2025-04-30 | 2318.754 | 11.01 | 0 | 0 | 1 | 0 | 0 | 0 | 0 | 0 | 0 | 0 | 0 | 0 | 0 | 0 | 0 | 0 | 0 | 0 | 0 | 0 | 0 | 0 | 0 | 0 | 0 | 0 | 1904.0797
2025-04-30 | 2304.131 | 11.5 | 0 | 0 | 0 | 1 | 0 | 0 | 0 | 0 | 0 | 0 | 0 | 0 | 0 | 0 | 0 | 0 | 0 | 0 | 0 | 0 | 0 | 0 | 0 | 0 | 0 | 0 | 1895.4737
2025-04-30 | 2305.308 | 11.79 | 0 | 0 | 0 | 0 | 1 | 0 | 0 | 0 | 0 | 0 | 0 | 0 | 0 | 0 | 0 | 0 | 0 | 0 | 0 | 0 | 0 | 0 | 0 | 0 | 0 | 0 | 1897.7446
2025-04-30 | 2387.535 | 12.08 | 0 | 0 | 0 | 0 | 0 | 1 | 0 | 0 | 0 | 0 | 0 | 0 | 0 | 0 | 0 | 0 | 0 | 0 | 0 | 0 | 0 | 0 | 0 | 0 | 0 | 0 | 1928.6453
2025-04-30 | 2501.141 | 12.5 | 0 | 0 | 0 | 0 | 0 | 0 | 1 | 0 | 0 | 0 | 0 | 0 | 0 | 0 | 0 | 0 | 0 | 0 | 0 | 0 | 0 | 0 | 0 | 0 | 0 | 0 | 1985.6769
2025-04-30 | 2640.588 | 12.83 | 0 | 0 | 0 | 0 | 0 | 0 | 0 | 1 | 0 | 0 | 0 | 0 | 0 | 0 | 0 | 0 | 0 | 0 | 0 | 0 | 0 | 0 | 0 | 0 | 0 | 0 | 2100.7588
2025-04-30 | 3189.766 | 12.66 | 0 | 0 | 0 | 0 | 0 | 0 | 0 | 0 | 1 | 0 | 0 | 0 | 0 | 0 | 0 | 0 | 0 | 0 | 0 | 0 | 0 | 0 | 0 | 0 | 0 | 0 | 2295.2789
2025-04-30 | 3782.535 | 11.39 | 0 | 0 | 0 | 0 | 0 | 0 | 0 | 0 | 0 | 1 | 0 | 0 | 0 | 0 | 0 | 0 | 0 | 0 | 0 | 0 | 0 | 0 | 0 | 0 | 0 | 0 | 2469.7413
2025-04-30 | 4136.42 | 10 | 0 | 0 | 0 | 0 | 0 | 0 | 0 | 0 | 0 | 0 | 1 | 0 | 0 | 0 | 0 | 0 | 0 | 0 | 0 | 0 | 0 | 0 | 0 | 0 | 0 | 0 | 2657.4792
2025-04-30 | 4439.559 | 9.09 | 0 | 0 | 0 | 0 | 0 | 0 | 0 | 0 | 0 | 0 | 0 | 1 | 0 | 0 | 0 | 0 | 0 | 0 | 0 | 0 | 0 | 0 | 0 | 0 | 0 | 0 | 2804.8288
2025-04-30 | 4542.926 | 8.67 | 0 | 0 | 0 | 0 | 0 | 0 | 0 | 0 | 0 | 0 | 0 | 0 | 1 | 0 | 0 | 0 | 0 | 0 | 0 | 0 | 0 | 0 | 0 | 0 | 0 | 0 | 2890.8531
2025-04-30 | 4502.055 | 8.31 | 0 | 0 | 0 | 0 | 0 | 0 | 0 | 0 | 0 | 0 | 0 | 0 | 0 | 1 | 0 | 0 | 0 | 0 | 0 | 0 | 0 | 0 | 0 | 0 | 0 | 0 | 2882.0635
2025-04-30 | 4468.448 | 7.69 | 0 | 0 | 0 | 0 | 0 | 0 | 0 | 0 | 0 | 0 | 0 | 0 | 0 | 0 | 1 | 0 | 0 | 0 | 0 | 0 | 0 | 0 | 0 | 0 | 0 | 0 | 2839.4588
2025-04-30 | 4430.963 | 7.12 | 0 | 0 | 0 | 0 | 0 | 0 | 0 | 0 | 0 | 0 | 0 | 0 | 0 | 0 | 0 | 1 | 0 | 0 | 0 | 0 | 0 | 0 | 0 | 0 | 0 | 0 | 2795.9281
2025-04-30 | 4346.273 | 6.9 | 0.04 | 0 | 0 | 0 | 0 | 0 | 0 | 0 | 0 | 0 | 0 | 0 | 0 | 0 | 0 | 0 | 1 | 0 | 0 | 0 | 0 | 0 | 0 | 0 | 0 | 0 | 2735.9345
2025-04-30 | 4108.331 | 6.34 | 0.17 | 0 | 0 | 0 | 0 | 0 | 0 | 0 | 0 | 0 | 0 | 0 | 0 | 0 | 0 | 0 | 0 | 1 | 0 | 0 | 0 | 0 | 0 | 0 | 0 | 0 | 2611.764
2025-04-30 | 3756.032 | 6.42 | 0.14 | 0 | 0 | 0 | 0 | 0 | 0 | 0 | 0 | 0 | 0 | 0 | 0 | 0 | 0 | 0 | 0 | 0 | 1 | 0 | 0 | 0 | 0 | 0 | 0 | 0 | 2447.7002
2025-04-30 | 3385.465 | 6.64 | 0.13 | 0 | 0 | 0 | 0 | 0 | 0 | 0 | 0 | 0 | 0 | 0 | 0 | 0 | 0 | 0 | 0 | 0 | 0 | 1 | 0 | 0 | 0 | 0 | 0 | 0 | 2328.2241
2025-04-30 | 3189.727 | 7.05 | 0.06 | 0 | 0 | 0 | 0 | 0 | 0 | 0 | 0 | 0 | 0 | 0 | 0 | 0 | 0 | 0 | 0 | 0 | 0 | 0 | 1 | 0 | 0 | 0 | 0 | 0 | 2275.9152
2025-04-30 | 3132.252 | 7.57 | 0 | 0 | 0 | 0 | 0 | 0 | 0 | 0 | 0 | 0 | 0 | 0 | 0 | 0 | 0 | 0 | 0 | 0 | 0 | 0 | 0 | 1 | 0 | 0 | 0 | 0 | 2230.0387
2025-04-30 | 2921.439 | 8.24 | 0 | 0 | 0 | 0 | 0 | 0 | 0 | 0 | 0 | 0 | 0 | 0 | 0 | 0 | 0 | 0 | 0 | 0 | 0 | 0 | 0 | 0 | 1 | 0 | 0 | 0 | 2154.9836
2025-04-30 | 2686.468 | 8.97 | 0 | 0 | 0 | 0 | 0 | 0 | 0 | 0 | 0 | 0 | 0 | 0 | 0 | 0 | 0 | 0 | 0 | 0 | 0 | 0 | 0 | 0 | 0 | 1 | 0 | 0 | 2055.597
2025-04-30 | 2493.668 | 9.45 | 0 | 0 | 0 | 0 | 0 | 0 | 0 | 0 | 0 | 0 | 0 | 0 | 0 | 0 | 0 | 0 | 0 | 0 | 0 | 0 | 0 | 0 | 0 | 0 | 1 | 0 | 1964.3286
2025-04-30 | 2425.763 | 9.74 | 0 | 0 | 0 | 0 | 0 | 0 | 0 | 0 | 0 | 0 | 0 | 0 | 0 | 0 | 0 | 0 | 0 | 0 | 0 | 0 | 0 | 0 | 0 | 0 | 0 | 1 | 1896.6048
2025-05-01 | 2408.936 | 10.3 | 0 | 0 | 1 | 0 | 0 | 0 | 0 | 0 | 0 | 0 | 0 | 0 | 0 | 0 | 0 | 0 | 0 | 0 | 0 | 0 | 0 | 0 | 0 | 0 | 0 | 0 | 1880.2093
2025-05-01 | 2389.336 | 10.5 | 0 | 0 | 0 | 1 | 0 | 0 | 0 | 0 | 0 | 0 | 0 | 0 | 0 | 0 | 0 | 0 | 0 | 0 | 0 | 0 | 0 | 0 | 0 | 0 | 0 | 0 | 1861.8533
2025-05-01 | 2416.992 | 10.7 | 0 | 0 | 0 | 0 | 1 | 0 | 0 | 0 | 0 | 0 | 0 | 0 | 0 | 0 | 0 | 0 | 0 | 0 | 0 | 0 | 0 | 0 | 0 | 0 | 0 | 0 | 1861.0984
2025-05-01 | 2459.275 | 11.07 | 0 | 0 | 0 | 0 | 0 | 1 | 0 | 0 | 0 | 0 | 0 | 0 | 0 | 0 | 0 | 0 | 0 | 0 | 0 | 0 | 0 | 0 | 0 | 0 | 0 | 0 | 1894.6888
2025-05-01 | 2532.707 | 11.54 | 0 | 0 | 0 | 0 | 0 | 0 | 1 | 0 | 0 | 0 | 0 | 0 | 0 | 0 | 0 | 0 | 0 | 0 | 0 | 0 | 0 | 0 | 0 | 0 | 0 | 0 | 1953.4014
2025-05-01 | 2637.024 | 11.42 | 0 | 0 | 0 | 0 | 0 | 0 | 0 | 1 | 0 | 0 | 0 | 0 | 0 | 0 | 0 | 0 | 0 | 0 | 0 | 0 | 0 | 0 | 0 | 0 | 0 | 0 | 2053.3542
2025-05-01 | 3171.031 | 11.04 | 0 | 0 | 0 | 0 | 0 | 0 | 0 | 0 | 1 | 0 | 0 | 0 | 0 | 0 | 0 | 0 | 0 | 0 | 0 | 0 | 0 | 0 | 0 | 0 | 0 | 0 | 2240.814
2025-05-01 | 3730.813 | 10.41 | 0 | 0 | 0 | 0 | 0 | 0 | 0 | 0 | 0 | 1 | 0 | 0 | 0 | 0 | 0 | 0 | 0 | 0 | 0 | 0 | 0 | 0 | 0 | 0 | 0 | 0 | 2436.7934
2025-05-01 | 4128.192 | 9.81 | 0 | 0 | 0 | 0 | 0 | 0 | 0 | 0 | 0 | 0 | 1 | 0 | 0 | 0 | 0 | 0 | 0 | 0 | 0 | 0 | 0 | 0 | 0 | 0 | 0 | 0 | 2651.0913
2025-05-01 | 4397.347 | 9 | 0 | 0 | 0 | 0 | 0 | 0 | 0 | 0 | 0 | 0 | 0 | 1 | 0 | 0 | 0 | 0 | 0 | 0 | 0 | 0 | 0 | 0 | 0 | 0 | 0 | 0 | 2801.803
2025-05-01 | 4453.695 | 8.75 | 0.23 | 0 | 0 | 0 | 0 | 0 | 0 | 0 | 0 | 0 | 0 | 0 | 1 | 0 | 0 | 0 | 0 | 0 | 0 | 0 | 0 | 0 | 0 | 0 | 0 | 0 | 2915.3146
2025-05-01 | 4468.524 | 8.4 | 0.47 | 0 | 0 | 0 | 0 | 0 | 0 | 0 | 0 | 0 | 0 | 0 | 0 | 1 | 0 | 0 | 0 | 0 | 0 | 0 | 0 | 0 | 0 | 0 | 0 | 0 | 2929.5796
2025-05-01 | 4490.829 | 7.84 | 0.29 | 0 | 0 | 0 | 0 | 0 | 0 | 0 | 0 | 0 | 0 | 0 | 0 | 0 | 1 | 0 | 0 | 0 | 0 | 0 | 0 | 0 | 0 | 0 | 0 | 0 | 2871.9533
2025-05-01 | 4488.723 | 7.27 | 0.42 | 0 | 0 | 0 | 0 | 0 | 0 | 0 | 0 | 0 | 0 | 0 | 0 | 0 | 0 | 1 | 0 | 0 | 0 | 0 | 0 | 0 | 0 | 0 | 0 | 0 | 2840.7284
2025-05-01 | 4368.29 | 6.91 | 0.7 | 0 | 0 | 0 | 0 | 0 | 0 | 0 | 0 | 0 | 0 | 0 | 0 | 0 | 0 | 0 | 1 | 0 | 0 | 0 | 0 | 0 | 0 | 0 | 0 | 0 | 2798.7464
2025-05-01 | 4176.146 | 6.82 | 0.94 | 0 | 0 | 0 | 0 | 0 | 0 | 0 | 0 | 0 | 0 | 0 | 0 | 0 | 0 | 0 | 0 | 1 | 0 | 0 | 0 | 0 | 0 | 0 | 0 | 0 | 2700.7901
2025-05-01 | 3802.272 | 6.34 | 0.86 | 0 | 0 | 0 | 0 | 0 | 0 | 0 | 0 | 0 | 0 | 0 | 0 | 0 | 0 | 0 | 0 | 0 | 1 | 0 | 0 | 0 | 0 | 0 | 0 | 0 | 2513.1658
2025-05-01 | 3523.505 | 6.38 | 0.76 | 0 | 0 | 0 | 0 | 0 | 0 | 0 | 0 | 0 | 0 | 0 | 0 | 0 | 0 | 0 | 0 | 0 | 0 | 1 | 0 | 0 | 0 | 0 | 0 | 0 | 2379.1187
2025-05-01 | 3308.621 | 6.31 | 0.67 | 0 | 0 | 0 | 0 | 0 | 0 | 0 | 0 | 0 | 0 | 0 | 0 | 0 | 0 | 0 | 0 | 0 | 0 | 0 | 1 | 0 | 0 | 0 | 0 | 0 | 2308.7788
2025-05-01 | 3206.079 | 6.42 | 0.49 | 0 | 0 | 0 | 0 | 0 | 0 | 0 | 0 | 0 | 0 | 0 | 0 | 0 | 0 | 0 | 0 | 0 | 0 | 0 | 0 | 1 | 0 | 0 | 0 | 0 | 2237.7588
2025-05-01 | 2926.094 | 6.92 | 0.36 | 0 | 0 | 0 | 0 | 0 | 0 | 0 | 0 | 0 | 0 | 0 | 0 | 0 | 0 | 0 | 0 | 0 | 0 | 0 | 0 | 0 | 1 | 0 | 0 | 0 | 2144.6824
2025-05-01 | 2714.629 | 7.36 | 0.27 | 0 | 0 | 0 | 0 | 0 | 0 | 0 | 0 | 0 | 0 | 0 | 0 | 0 | 0 | 0 | 0 | 0 | 0 | 0 | 0 | 0 | 0 | 1 | 0 | 0 | 2027.0265
2025-05-01 | 2505.024 | 7.64 | 0.25 | 0 | 0 | 0 | 0 | 0 | 0 | 0 | 0 | 0 | 0 | 0 | 0 | 0 | 0 | 0 | 0 | 0 | 0 | 0 | 0 | 0 | 0 | 0 | 1 | 0 | 1927.1408
2025-05-01 | 2389.054 | 8.06 | 0.23 | 0 | 0 | 0 | 0 | 0 | 0 | 0 | 0 | 0 | 0 | 0 | 0 | 0 | 0 | 0 | 0 | 0 | 0 | 0 | 0 | 0 | 0 | 0 | 0 | 1 | 1861.8945
2025-05-02 | 2350.169 | 8.4 | 0.21 | 0 | 1 | 0 | 0 | 0 | 0 | 0 | 0 | 0 | 0 | 0 | 0 | 0 | 0 | 0 | 0 | 0 | 0 | 0 | 0 | 0 | 0 | 0 | 0 | 0 | 1836.2093
2025-05-02 | 2355.919 | 8.5 | 0.14 | 0 | 0 | 1 | 0 | 0 | 0 | 0 | 0 | 0 | 0 | 0 | 0 | 0 | 0 | 0 | 0 | 0 | 0 | 0 | 0 | 0 | 0 | 0 | 0 | 0 | 1807.8651
2025-05-02 | 2313.018 | 8.61 | 0.07 | 0 | 0 | 0 | 1 | 0 | 0 | 0 | 0 | 0 | 0 | 0 | 0 | 0 | 0 | 0 | 0 | 0 | 0 | 0 | 0 | 0 | 0 | 0 | 0 | 0 | 1797.4582
2025-05-02 | 2384.823 | 8.89 | 0.05 | 0 | 0 | 0 | 0 | 1 | 0 | 0 | 0 | 0 | 0 | 0 | 0 | 0 | 0 | 0 | 0 | 0 | 0 | 0 | 0 | 0 | 0 | 0 | 0 | 0 | 1826.1295
2025-05-02 | 2460.975 | 9.19 | 0.03 | 0 | 0 | 0 | 0 | 0 | 1 | 0 | 0 | 0 | 0 | 0 | 0 | 0 | 0 | 0 | 0 | 0 | 0 | 0 | 0 | 0 | 0 | 0 | 0 | 0 | 1877.2335
2025-05-02 | 2577.665 | 9.07 | 0.01 | 0 | 0 | 0 | 0 | 0 | 0 | 1 | 0 | 0 | 0 | 0 | 0 | 0 | 0 | 0 | 0 | 0 | 0 | 0 | 0 | 0 | 0 | 0 | 0 | 0 | 1975.293
2025-05-02 | 3099.603 | 8.77 | 0 | 0 | 0 | 0 | 0 | 0 | 0 | 0 | 1 | 0 | 0 | 0 | 0 | 0 | 0 | 0 | 0 | 0 | 0 | 0 | 0 | 0 | 0 | 0 | 0 | 0 | 2164.4959
2025-05-02 | 3692.096 | 7.99 | 0.06 | 0 | 0 | 0 | 0 | 0 | 0 | 0 | 0 | 1 | 0 | 0 | 0 | 0 | 0 | 0 | 0 | 0 | 0 | 0 | 0 | 0 | 0 | 0 | 0 | 0 | 2361.1118
2025-05-02 | 4069.535 | 7.49 | 0.26 | 0 | 0 | 0 | 0 | 0 | 0 | 0 | 0 | 0 | 1 | 0 | 0 | 0 | 0 | 0 | 0 | 0 | 0 | 0 | 0 | 0 | 0 | 0 | 0 | 0 | 2597.7038
2025-05-02 | 4323.551 | 6.85 | 0.48 | 0 | 0 | 0 | 0 | 0 | 0 | 0 | 0 | 0 | 0 | 1 | 0 | 0 | 0 | 0 | 0 | 0 | 0 | 0 | 0 | 0 | 0 | 0 | 0 | 0 | 2774.9561
2025-05-02 | 4515.595 | 6.37 | 0.59 | 0 | 0 | 0 | 0 | 0 | 0 | 0 | 0 | 0 | 0 | 0 | 1 | 0 | 0 | 0 | 0 | 0 | 0 | 0 | 0 | 0 | 0 | 0 | 0 | 0 | 2869.3759
2025-05-02 | 4431.901 | 5.79 | 0.78 | 0 | 0 | 0 | 0 | 0 | 0 | 0 | 0 | 0 | 0 | 0 | 0 | 1 | 0 | 0 | 0 | 0 | 0 | 0 | 0 | 0 | 0 | 0 | 0 | 0 | 2871.1752
2025-05-02 | 4450.09 | 5.52 | 0.69 | 0 | 0 | 0 | 0 | 0 | 0 | 0 | 0 | 0 | 0 | 0 | 0 | 0 | 1 | 0 | 0 | 0 | 0 | 0 | 0 | 0 | 0 | 0 | 0 | 0 | 2831.8182
2025-05-02 | 4383.357 | 5.46 | 0.84 | 0 | 0 | 0 | 0 | 0 | 0 | 0 | 0 | 0 | 0 | 0 | 0 | 0 | 0 | 1 | 0 | 0 | 0 | 0 | 0 | 0 | 0 | 0 | 0 | 0 | 2819.6329
2025-05-02 | 4287.263 | 5.2 | 1.1 | 0 | 0 | 0 | 0 | 0 | 0 | 0 | 0 | 0 | 0 | 0 | 0 | 0 | 0 | 0 | 1 | 0 | 0 | 0 | 0 | 0 | 0 | 0 | 0 | 0 | 2779.1197
2025-05-02 | 4036.796 | 5.01 | 1.35 | 0 | 0 | 0 | 0 | 0 | 0 | 0 | 0 | 0 | 0 | 0 | 0 | 0 | 0 | 0 | 0 | 1 | 0 | 0 | 0 | 0 | 0 | 0 | 0 | 0 | 2678.748
2025-05-02 | 3788.643 | 5.08 | 1.29 | 0 | 0 | 0 | 0 | 0 | 0 | 0 | 0 | 0 | 0 | 0 | 0 | 0 | 0 | 0 | 0 | 0 | 1 | 0 | 0 | 0 | 0 | 0 | 0 | 0 | 2511.5081
2025-05-02 | 3391.915 | 5.24 | 1.05 | 0 | 0 | 0 | 0 | 0 | 0 | 0 | 0 | 0 | 0 | 0 | 0 | 0 | 0 | 0 | 0 | 0 | 0 | 1 | 0 | 0 | 0 | 0 | 0 | 0 | 2368.243
2025-05-02 | 3137.176 | 5.65 | 0.84 | 0 | 0 | 0 | 0 | 0 | 0 | 0 | 0 | 0 | 0 | 0 | 0 | 0 | 0 | 0 | 0 | 0 | 0 | 0 | 1 | 0 | 0 | 0 | 0 | 0 | 2302.6817
2025-05-02 | 3076.738 | 6.6 | 0.65 | 0 | 0 | 0 | 0 | 0 | 0 | 0 | 0 | 0 | 0 | 0 | 0 | 0 | 0 | 0 | 0 | 0 | 0 | 0 | 0 | 1 | 0 | 0 | 0 | 0 | 2258.9561
2025-05-02 | 2855.804 | 7.42 | 0.6 | 0 | 0 | 0 | 0 | 0 | 0 | 0 | 0 | 0 | 0 | 0 | 0 | 0 | 0 | 0 | 0 | 0 | 0 | 0 | 0 | 0 | 1 | 0 | 0 | 0 | 2184.211
2025-05-02 | 2629.007 | 8.05 | 0.55 | 0 | 0 | 0 | 0 | 0 | 0 | 0 | 0 | 0 | 0 | 0 | 0 | 0 | 0 | 0 | 0 | 0 | 0 | 0 | 0 | 0 | 0 | 1 | 0 | 0 | 2076.7293
2025-05-02 | 2526.263 | 8.44 | 0.43 | 0 | 0 | 0 | 0 | 0 | 0 | 0 | 0 | 0 | 0 | 0 | 0 | 0 | 0 | 0 | 0 | 0 | 0 | 0 | 0 | 0 | 0 | 0 | 1 | 0 | 1971.0759
2025-05-02 | 2370.666 | 9.11 | 0.31 | 0 | 0 | 0 | 0 | 0 | 0 | 0 | 0 | 0 | 0 | 0 | 0 | 0 | 0 | 0 | 0 | 0 | 0 | 0 | 0 | 0 | 0 | 0 | 0 | 1 | 1904.7686
2025-05-03 | 2342.224 | 9.18 | 0.21 | 1 | 1 | 0 | 0 | 0 | 0 | 0 | 0 | 0 | 0 | 0 | 0 | 0 | 0 | 0 | 0 | 0 | 0 | 0 | 0 | 0 | 0 | 0 | 0 | 0 | 1597.2801
2025-05-03 | 2292.481 | 9.03 | 0.32 | 1 | 0 | 1 | 0 | 0 | 0 | 0 | 0 | 0 | 0 | 0 | 0 | 0 | 0 | 0 | 0 | 0 | 0 | 0 | 0 | 0 | 0 | 0 | 0 | 0 | 1577.5696
2025-05-03 | 2296.982 | 9 | 0.14 | 1 | 0 | 0 | 1 | 0 | 0 | 0 | 0 | 0 | 0 | 0 | 0 | 0 | 0 | 0 | 0 | 0 | 0 | 0 | 0 | 0 | 0 | 0 | 0 | 0 | 1552.0432
2025-05-03 | 2369.142 | 9.14 | 0.01 | 1 | 0 | 0 | 0 | 1 | 0 | 0 | 0 | 0 | 0 | 0 | 0 | 0 | 0 | 0 | 0 | 0 | 0 | 0 | 0 | 0 | 0 | 0 | 0 | 0 | 1565.5951
2025-05-03 | 2395.534 | 9.39 | 0.06 | 1 | 0 | 0 | 0 | 0 | 1 | 0 | 0 | 0 | 0 | 0 | 0 | 0 | 0 | 0 | 0 | 0 | 0 | 0 | 0 | 0 | 0 | 0 | 0 | 0 | 1621.6443
2025-05-03 | 2397.973 | 9.68 | 0.06 | 1 | 0 | 0 | 0 | 0 | 0 | 1 | 0 | 0 | 0 | 0 | 0 | 0 | 0 | 0 | 0 | 0 | 0 | 0 | 0 | 0 | 0 | 0 | 0 | 0 | 1735.3813
2025-05-03 | 2607.317 | 9.38 | 0 | 1 | 0 | 0 | 0 | 0 | 0 | 0 | 1 | 0 | 0 | 0 | 0 | 0 | 0 | 0 | 0 | 0 | 0 | 0 | 0 | 0 | 0 | 0 | 0 | 0 | 1919.8512
2025-05-03 | 2865.878 | 8.44 | 0.07 | 1 | 0 | 0 | 0 | 0 | 0 | 0 | 0 | 1 | 0 | 0 | 0 | 0 | 0 | 0 | 0 | 0 | 0 | 0 | 0 | 0 | 0 | 0 | 0 | 0 | 2112.0345
2025-05-03 | 3249.362 | 7.29 | 0.2 | 1 | 0 | 0 | 0 | 0 | 0 | 0 | 0 | 0 | 1 | 0 | 0 | 0 | 0 | 0 | 0 | 0 | 0 | 0 | 0 | 0 | 0 | 0 | 0 | 0 | 2320.1471
2025-05-03 | 3506.703 | 6.34 | 0.3 | 1 | 0 | 0 | 0 | 0 | 0 | 0 | 0 | 0 | 0 | 1 | 0 | 0 | 0 | 0 | 0 | 0 | 0 | 0 | 0 | 0 | 0 | 0 | 0 | 0 | 2475.6179
2025-05-03 | 3674.94 | 5.68 | 0.48 | 1 | 0 | 0 | 0 | 0 | 0 | 0 | 0 | 0 | 0 | 0 | 1 | 0 | 0 | 0 | 0 | 0 | 0 | 0 | 0 | 0 | 0 | 0 | 0 | 0 | 2570.6122
2025-05-03 | 3683.59 | 5.46 | 0.41 | 1 | 0 | 0 | 0 | 0 | 0 | 0 | 0 | 0 | 0 | 0 | 0 | 1 | 0 | 0 | 0 | 0 | 0 | 0 | 0 | 0 | 0 | 0 | 0 | 0 | 2559.9032
2025-05-03 | 3609.503 | 5.09 | 0.36 | 1 | 0 | 0 | 0 | 0 | 0 | 0 | 0 | 0 | 0 | 0 | 0 | 0 | 1 | 0 | 0 | 0 | 0 | 0 | 0 | 0 | 0 | 0 | 0 | 0 | 2520.9705
2025-05-03 | 3478.851 | 5.13 | 0.36 | 1 | 0 | 0 | 0 | 0 | 0 | 0 | 0 | 0 | 0 | 0 | 0 | 0 | 0 | 1 | 0 | 0 | 0 | 0 | 0 | 0 | 0 | 0 | 0 | 0 | 2497.9482
2025-05-03 | 3413.551 | 5.2 | 0.38 | 1 | 0 | 0 | 0 | 0 | 0 | 0 | 0 | 0 | 0 | 0 | 0 | 0 | 0 | 0 | 1 | 0 | 0 | 0 | 0 | 0 | 0 | 0 | 0 | 0 | 2445.8113
2025-05-03 | 3336.499 | 5.08 | 0.34 | 1 | 0 | 0 | 0 | 0 | 0 | 0 | 0 | 0 | 0 | 0 | 0 | 0 | 0 | 0 | 0 | 1 | 0 | 0 | 0 | 0 | 0 | 0 | 0 | 0 | 2320.3416
2025-05-03 | 3145.576 | 5.23 | 0.1 | 1 | 0 | 0 | 0 | 0 | 0 | 0 | 0 | 0 | 0 | 0 | 0 | 0 | 0 | 0 | 0 | 0 | 1 | 0 | 0 | 0 | 0 | 0 | 0 | 0 | 2138.7525
2025-05-03 | 3037.463 | 5.72 | 0 | 1 | 0 | 0 | 0 | 0 | 0 | 0 | 0 | 0 | 0 | 0 | 0 | 0 | 0 | 0 | 0 | 0 | 0 | 1 | 0 | 0 | 0 | 0 | 0 | 0 | 2019.8345
2025-05-03 | 2962.585 | 6.14 | 0 | 1 | 0 | 0 | 0 | 0 | 0 | 0 | 0 | 0 | 0 | 0 | 0 | 0 | 0 | 0 | 0 | 0 | 0 | 0 | 1 | 0 | 0 | 0 | 0 | 0 | 1974.488
2025-05-03 | 3024.504 | 6.89 | 0 | 1 | 0 | 0 | 0 | 0 | 0 | 0 | 0 | 0 | 0 | 0 | 0 | 0 | 0 | 0 | 0 | 0 | 0 | 0 | 0 | 1 | 0 | 0 | 0 | 0 | 1942.0238
2025-05-03 | 2893.61 | 7.41 | 0 | 1 | 0 | 0 | 0 | 0 | 0 | 0 | 0 | 0 | 0 | 0 | 0 | 0 | 0 | 0 | 0 | 0 | 0 | 0 | 0 | 0 | 1 | 0 | 0 | 0 | 1861.9256
2025-05-03 | 2711.297 | 7.87 | 0 | 1 | 0 | 0 | 0 | 0 | 0 | 0 | 0 | 0 | 0 | 0 | 0 | 0 | 0 | 0 | 0 | 0 | 0 | 0 | 0 | 0 | 0 | 1 | 0 | 0 | 1753.4615
2025-05-03 | 2530.93 | 8.36 | 0 | 1 | 0 | 0 | 0 | 0 | 0 | 0 | 0 | 0 | 0 | 0 | 0 | 0 | 0 | 0 | 0 | 0 | 0 | 0 | 0 | 0 | 0 | 0 | 1 | 0 | 1662.5293
2025-05-03 | 2398.441 | 8.7 | 0 | 1 | 0 | 0 | 0 | 0 | 0 | 0 | 0 | 0 | 0 | 0 | 0 | 0 | 0 | 0 | 0 | 0 | 0 | 0 | 0 | 0 | 0 | 0 | 0 | 1 | 1596.4866
2025-05-04 | 2310.703 | 9.13 | 0 | 1 | 1 | 0 | 0 | 0 | 0 | 0 | 0 | 0 | 0 | 0 | 0 | 0 | 0 | 0 | 0 | 0 | 0 | 0 | 0 | 0 | 0 | 0 | 0 | 0 | 1575.7204
2025-05-04 | 2323.369 | 9.38 | 0 | 1 | 0 | 1 | 0 | 0 | 0 | 0 | 0 | 0 | 0 | 0 | 0 | 0 | 0 | 0 | 0 | 0 | 0 | 0 | 0 | 0 | 0 | 0 | 0 | 0 | 1559.0455
2025-05-04 | 2286.532 | 9.52 | 0 | 1 | 0 | 0 | 1 | 0 | 0 | 0 | 0 | 0 | 0 | 0 | 0 | 0 | 0 | 0 | 0 | 0 | 0 | 0 | 0 | 0 | 0 | 0 | 0 | 0 | 1556.2734
2025-05-04 | 2330.315 | 9.86 | 0 | 1 | 0 | 0 | 0 | 1 | 0 | 0 | 0 | 0 | 0 | 0 | 0 | 0 | 0 | 0 | 0 | 0 | 0 | 0 | 0 | 0 | 0 | 0 | 0 | 0 | 1588.8551
2025-05-04 | 2319.496 | 9.96 | 0 | 1 | 0 | 0 | 0 | 0 | 1 | 0 | 0 | 0 | 0 | 0 | 0 | 0 | 0 | 0 | 0 | 0 | 0 | 0 | 0 | 0 | 0 | 0 | 0 | 0 | 1635.1282
2025-05-04 | 2295.521 | 10.09 | 0 | 1 | 0 | 0 | 0 | 0 | 0 | 1 | 0 | 0 | 0 | 0 | 0 | 0 | 0 | 0 | 0 | 0 | 0 | 0 | 0 | 0 | 0 | 0 | 0 | 0 | 1743.4861
2025-05-04 | 2428.558 | 9.9 | 0 | 1 | 0 | 0 | 0 | 0 | 0 | 0 | 1 | 0 | 0 | 0 | 0 | 0 | 0 | 0 | 0 | 0 | 0 | 0 | 0 | 0 | 0 | 0 | 0 | 0 | 1937.3337
2025-05-04 | 2619.031 | 9.27 | 0 | 1 | 0 | 0 | 0 | 0 | 0 | 0 | 0 | 1 | 0 | 0 | 0 | 0 | 0 | 0 | 0 | 0 | 0 | 0 | 0 | 0 | 0 | 0 | 0 | 0 | 2133.3132
2025-05-04 | 2886.555 | 8.58 | 0 | 1 | 0 | 0 | 0 | 0 | 0 | 0 | 0 | 0 | 1 | 0 | 0 | 0 | 0 | 0 | 0 | 0 | 0 | 0 | 0 | 0 | 0 | 0 | 0 | 0 | 2344.5852
2025-05-04 | 3169.115 | 7.38 | 0.07 | 1 | 0 | 0 | 0 | 0 | 0 | 0 | 0 | 0 | 0 | 1 | 0 | 0 | 0 | 0 | 0 | 0 | 0 | 0 | 0 | 0 | 0 | 0 | 0 | 0 | 2488.8112
2025-05-04 | 3219.8 | 6.7 | 0.22 | 1 | 0 | 0 | 0 | 0 | 0 | 0 | 0 | 0 | 0 | 0 | 1 | 0 | 0 | 0 | 0 | 0 | 0 | 0 | 0 | 0 | 0 | 0 | 0 | 0 | 2580.2932
2025-05-04 | 3186.78 | 6.28 | 0.28 | 1 | 0 | 0 | 0 | 0 | 0 | 0 | 0 | 0 | 0 | 0 | 0 | 1 | 0 | 0 | 0 | 0 | 0 | 0 | 0 | 0 | 0 | 0 | 0 | 0 | 2575.166
2025-05-04 | 3194.268 | 5.67 | 0.2 | 1 | 0 | 0 | 0 | 0 | 0 | 0 | 0 | 0 | 0 | 0 | 0 | 0 | 1 | 0 | 0 | 0 | 0 | 0 | 0 | 0 | 0 | 0 | 0 | 0 | 2525.3247
2025-05-04 | 3139.632 | 5.36 | 0.67 | 1 | 0 | 0 | 0 | 0 | 0 | 0 | 0 | 0 | 0 | 0 | 0 | 0 | 0 | 1 | 0 | 0 | 0 | 0 | 0 | 0 | 0 | 0 | 0 | 0 | 2535.0255
2025-05-04 | 3074.205 | 5.04 | 0.64 | 1 | 0 | 0 | 0 | 0 | 0 | 0 | 0 | 0 | 0 | 0 | 0 | 0 | 0 | 0 | 1 | 0 | 0 | 0 | 0 | 0 | 0 | 0 | 0 | 0 | 2465.0437
2025-05-04 | 3038.952 | 4.91 | 0.23 | 1 | 0 | 0 | 0 | 0 | 0 | 0 | 0 | 0 | 0 | 0 | 0 | 0 | 0 | 0 | 0 | 1 | 0 | 0 | 0 | 0 | 0 | 0 | 0 | 0 | 2304.2135
2025-05-04 | 2953.277 | 4.86 | 0.48 | 1 | 0 | 0 | 0 | 0 | 0 | 0 | 0 | 0 | 0 | 0 | 0 | 0 | 0 | 0 | 0 | 0 | 1 | 0 | 0 | 0 | 0 | 0 | 0 | 0 | 2162.2838
2025-05-04 | 2854.249 | 5.88 | 0.14 | 1 | 0 | 0 | 0 | 0 | 0 | 0 | 0 | 0 | 0 | 0 | 0 | 0 | 0 | 0 | 0 | 0 | 0 | 1 | 0 | 0 | 0 | 0 | 0 | 0 | 2038.4662
2025-05-04 | 2751.259 | 6.49 | 0 | 1 | 0 | 0 | 0 | 0 | 0 | 0 | 0 | 0 | 0 | 0 | 0 | 0 | 0 | 0 | 0 | 0 | 0 | 0 | 1 | 0 | 0 | 0 | 0 | 0 | 1986.2551
2025-05-04 | 2799.15 | 7.32 | 0 | 1 | 0 | 0 | 0 | 0 | 0 | 0 | 0 | 0 | 0 | 0 | 0 | 0 | 0 | 0 | 0 | 0 | 0 | 0 | 0 | 1 | 0 | 0 | 0 | 0 | 1956.4805
2025-05-04 | 2716.289 | 7.89 | 0 | 1 | 0 | 0 | 0 | 0 | 0 | 0 | 0 | 0 | 0 | 0 | 0 | 0 | 0 | 0 | 0 | 0 | 0 | 0 | 0 | 0 | 1 | 0 | 0 | 0 | 1878.0634
2025-05-04 | 2537.783 | 8.04 | 0 | 1 | 0 | 0 | 0 | 0 | 0 | 0 | 0 | 0 | 0 | 0 | 0 | 0 | 0 | 0 | 0 | 0 | 0 | 0 | 0 | 0 | 0 | 1 | 0 | 0 | 1759.177
2025-05-04 | 2364.722 | 8.46 | 0 | 1 | 0 | 0 | 0 | 0 | 0 | 0 | 0 | 0 | 0 | 0 | 0 | 0 | 0 | 0 | 0 | 0 | 0 | 0 | 0 | 0 | 0 | 0 | 1 | 0 | 1665.8914
2025-05-04 | 2276.688 | 9.08 | 0 | 1 | 0 | 0 | 0 | 0 | 0 | 0 | 0 | 0 | 0 | 0 | 0 | 0 | 0 | 0 | 0 | 0 | 0 | 0 | 0 | 0 | 0 | 0 | 0 | 1 | 1609.2623
2025-05-05 | 2226.777 | 9.4 | 0 | 0 | 1 | 0 | 0 | 0 | 0 | 0 | 0 | 0 | 0 | 0 | 0 | 0 | 0 | 0 | 0 | 0 | 0 | 0 | 0 | 0 | 0 | 0 | 0 | 0 | 1849.951
2025-05-05 | 2210.134 | 9.65 | 0 | 0 | 0 | 1 | 0 | 0 | 0 | 0 | 0 | 0 | 0 | 0 | 0 | 0 | 0 | 0 | 0 | 0 | 0 | 0 | 0 | 0 | 0 | 0 | 0 | 0 | 1833.2761
2025-05-05 | 2223.451 | 9.79 | 0 | 0 | 0 | 0 | 1 | 0 | 0 | 0 | 0 | 0 | 0 | 0 | 0 | 0 | 0 | 0 | 0 | 0 | 0 | 0 | 0 | 0 | 0 | 0 | 0 | 0 | 1830.5039
2025-05-05 | 2285.169 | 9.85 | 0 | 0 | 0 | 0 | 0 | 1 | 0 | 0 | 0 | 0 | 0 | 0 | 0 | 0 | 0 | 0 | 0 | 0 | 0 | 0 | 0 | 0 | 0 | 0 | 0 | 0 | 1853.672
2025-05-05 | 2355.014 | 10.07 | 0 | 0 | 0 | 0 | 0 | 0 | 1 | 0 | 0 | 0 | 0 | 0 | 0 | 0 | 0 | 0 | 0 | 0 | 0 | 0 | 0 | 0 | 0 | 0 | 0 | 0 | 1903.9796
2025-05-05 | 2511.31 | 10.37 | 0 | 0 | 0 | 0 | 0 | 0 | 0 | 1 | 0 | 0 | 0 | 0 | 0 | 0 | 0 | 0 | 0 | 0 | 0 | 0 | 0 | 0 | 0 | 0 | 0 | 0 | 2018.0528
2025-05-05 | 3034.394 | 9.9 | 0 | 0 | 0 | 0 | 0 | 0 | 0 | 0 | 1 | 0 | 0 | 0 | 0 | 0 | 0 | 0 | 0 | 0 | 0 | 0 | 0 | 0 | 0 | 0 | 0 | 0 | 2202.4868
2025-05-05 | 3548.291 | 9.1 | 0 | 0 | 0 | 0 | 0 | 0 | 0 | 0 | 0 | 1 | 0 | 0 | 0 | 0 | 0 | 0 | 0 | 0 | 0 | 0 | 0 | 0 | 0 | 0 | 0 | 0 | 2392.7508
2025-05-05 | 3991.558 | 7.89 | 0 | 0 | 0 | 0 | 0 | 0 | 0 | 0 | 0 | 0 | 1 | 0 | 0 | 0 | 0 | 0 | 0 | 0 | 0 | 0 | 0 | 0 | 0 | 0 | 0 | 0 | 2586.5403
2025-05-05 | 4279.052 | 7.01 | 0 | 0 | 0 | 0 | 0 | 0 | 0 | 0 | 0 | 0 | 0 | 1 | 0 | 0 | 0 | 0 | 0 | 0 | 0 | 0 | 0 | 0 | 0 | 0 | 0 | 0 | 2734.8985
2025-05-05 | 4319.052 | 6.15 | 0.17 | 0 | 0 | 0 | 0 | 0 | 0 | 0 | 0 | 0 | 0 | 0 | 1 | 0 | 0 | 0 | 0 | 0 | 0 | 0 | 0 | 0 | 0 | 0 | 0 | 0 | 2822.2221
2025-05-05 | 4271.159 | 5.48 | 0.31 | 0 | 0 | 0 | 0 | 0 | 0 | 0 | 0 | 0 | 0 | 0 | 0 | 1 | 0 | 0 | 0 | 0 | 0 | 0 | 0 | 0 | 0 | 0 | 0 | 0 | 2816.2626
2025-05-05 | 4336.417 | 5.19 | 0.42 | 0 | 0 | 0 | 0 | 0 | 0 | 0 | 0 | 0 | 0 | 0 | 0 | 0 | 1 | 0 | 0 | 0 | 0 | 0 | 0 | 0 | 0 | 0 | 0 | 0 | 2795.1652
2025-05-05 | 4362.936 | 4.72 | 0.55 | 0 | 0 | 0 | 0 | 0 | 0 | 0 | 0 | 0 | 0 | 0 | 0 | 0 | 0 | 1 | 0 | 0 | 0 | 0 | 0 | 0 | 0 | 0 | 0 | 0 | 2767.3024
2025-05-05 | 4277.128 | 4.48 | 0.56 | 0 | 0 | 0 | 0 | 0 | 0 | 0 | 0 | 0 | 0 | 0 | 0 | 0 | 0 | 0 | 1 | 0 | 0 | 0 | 0 | 0 | 0 | 0 | 0 | 0 | 2703.7966
2025-05-05 | 4049.115 | 4.12 | 0.53 | 0 | 0 | 0 | 0 | 0 | 0 | 0 | 0 | 0 | 0 | 0 | 0 | 0 | 0 | 0 | 0 | 1 | 0 | 0 | 0 | 0 | 0 | 0 | 0 | 0 | 2571.2046
2025-05-05 | 3697.932 | 4.04 | 0.56 | 0 | 0 | 0 | 0 | 0 | 0 | 0 | 0 | 0 | 0 | 0 | 0 | 0 | 0 | 0 | 0 | 0 | 1 | 0 | 0 | 0 | 0 | 0 | 0 | 0 | 2407.4411
2025-05-05 | 3281.827 | 4.1 | 0.38 | 0 | 0 | 0 | 0 | 0 | 0 | 0 | 0 | 0 | 0 | 0 | 0 | 0 | 0 | 0 | 0 | 0 | 0 | 1 | 0 | 0 | 0 | 0 | 0 | 0 | 2266.4935
2025-05-05 | 3071.999 | 4.59 | 0.29 | 0 | 0 | 0 | 0 | 0 | 0 | 0 | 0 | 0 | 0 | 0 | 0 | 0 | 0 | 0 | 0 | 0 | 0 | 0 | 1 | 0 | 0 | 0 | 0 | 0 | 2214.981
2025-05-05 | 3011.899 | 5.04 | 0.12 | 0 | 0 | 0 | 0 | 0 | 0 | 0 | 0 | 0 | 0 | 0 | 0 | 0 | 0 | 0 | 0 | 0 | 0 | 0 | 0 | 1 | 0 | 0 | 0 | 0 | 2156.3385
2025-05-05 | 2806.529 | 5.96 | 0 | 0 | 0 | 0 | 0 | 0 | 0 | 0 | 0 | 0 | 0 | 0 | 0 | 0 | 0 | 0 | 0 | 0 | 0 | 0 | 0 | 0 | 1 | 0 | 0 | 0 | 2078.3292
2025-05-05 | 2623.612 | 6.82 | 0 | 0 | 0 | 0 | 0 | 0 | 0 | 0 | 0 | 0 | 0 | 0 | 0 | 0 | 0 | 0 | 0 | 0 | 0 | 0 | 0 | 0 | 0 | 1 | 0 | 0 | 1983.3133
2025-05-05 | 2424.971 | 7.26 | 0 | 0 | 0 | 0 | 0 | 0 | 0 | 0 | 0 | 0 | 0 | 0 | 0 | 0 | 0 | 0 | 0 | 0 | 0 | 0 | 0 | 0 | 0 | 0 | 1 | 0 | 1890.7001
2025-05-05 | 2315.768 | 7.78 | 0 | 0 | 0 | 0 | 0 | 0 | 0 | 0 | 0 | 0 | 0 | 0 | 0 | 0 | 0 | 0 | 0 | 0 | 0 | 0 | 0 | 0 | 0 | 0 | 0 | 1 | 1830.709
2025-05-06 | 2246.427 | 8.45 | 0 | 0 | 1 | 0 | 0 | 0 | 0 | 0 | 0 | 0 | 0 | 0 | 0 | 0 | 0 | 0 | 0 | 0 | 0 | 0 | 0 | 0 | 0 | 0 | 0 | 0 | 1818.0117
2025-05-06 | 2282.48 | 9.06 | 0 | 0 | 0 | 1 | 0 | 0 | 0 | 0 | 0 | 0 | 0 | 0 | 0 | 0 | 0 | 0 | 0 | 0 | 0 | 0 | 0 | 0 | 0 | 0 | 0 | 0 | 1813.4401
2025-05-06 | 2242.64 | 9.49 | 0 | 0 | 0 | 0 | 1 | 0 | 0 | 0 | 0 | 0 | 0 | 0 | 0 | 0 | 0 | 0 | 0 | 0 | 0 | 0 | 0 | 0 | 0 | 0 | 0 | 0 | 1820.4178
2025-05-06 | 2298.964 | 9.94 | 0 | 0 | 0 | 0 | 0 | 1 | 0 | 0 | 0 | 0 | 0 | 0 | 0 | 0 | 0 | 0 | 0 | 0 | 0 | 0 | 0 | 0 | 0 | 0 | 0 | 0 | 1856.6978
2025-05-06 | 2389.639 | 10.48 | 0 | 0 | 0 | 0 | 0 | 0 | 1 | 0 | 0 | 0 | 0 | 0 | 0 | 0 | 0 | 0 | 0 | 0 | 0 | 0 | 0 | 0 | 0 | 0 | 0 | 0 | 1917.7639
2025-05-06 | 2545.286 | 10.59 | 0 | 0 | 0 | 0 | 0 | 0 | 0 | 1 | 0 | 0 | 0 | 0 | 0 | 0 | 0 | 0 | 0 | 0 | 0 | 0 | 0 | 0 | 0 | 0 | 0 | 0 | 2025.4493
2025-05-06 | 3037.685 | 9.97 | 0 | 0 | 0 | 0 | 0 | 0 | 0 | 0 | 1 | 0 | 0 | 0 | 0 | 0 | 0 | 0 | 0 | 0 | 0 | 0 | 0 | 0 | 0 | 0 | 0 | 0 | 2204.8402
2025-05-06 | 3626.522 | 8.8 | 0 | 0 | 0 | 0 | 0 | 0 | 0 | 0 | 0 | 1 | 0 | 0 | 0 | 0 | 0 | 0 | 0 | 0 | 0 | 0 | 0 | 0 | 0 | 0 | 0 | 0 | 2382.6647
2025-05-06 | 4071.584 | 6.95 | 0 | 0 | 0 | 0 | 0 | 0 | 0 | 0 | 0 | 0 | 1 | 0 | 0 | 0 | 0 | 0 | 0 | 0 | 0 | 0 | 0 | 0 | 0 | 0 | 0 | 0 | 2554.9372
2025-05-06 | 4341.649 | 5.26 | 0 | 0 | 0 | 0 | 0 | 0 | 0 | 0 | 0 | 0 | 0 | 1 | 0 | 0 | 0 | 0 | 0 | 0 | 0 | 0 | 0 | 0 | 0 | 0 | 0 | 0 | 2676.063
2025-05-06 | 4516.018 | 4.25 | 0.32 | 0 | 0 | 0 | 0 | 0 | 0 | 0 | 0 | 0 | 0 | 0 | 1 | 0 | 0 | 0 | 0 | 0 | 0 | 0 | 0 | 0 | 0 | 0 | 0 | 0 | 2772.5426
2025-05-06 | 4517.463 | 3.82 | 0.58 | 0 | 0 | 0 | 0 | 0 | 0 | 0 | 0 | 0 | 0 | 0 | 0 | 1 | 0 | 0 | 0 | 0 | 0 | 0 | 0 | 0 | 0 | 0 | 0 | 0 | 2786.0111
2025-05-06 | 4595.818 | 3.47 | 0.5 | 0 | 0 | 0 | 0 | 0 | 0 | 0 | 0 | 0 | 0 | 0 | 0 | 0 | 1 | 0 | 0 | 0 | 0 | 0 | 0 | 0 | 0 | 0 | 0 | 0 | 2744.9111
2025-05-06 | 4645.651 | 2.96 | 0.61 | 0 | 0 | 0 | 0 | 0 | 0 | 0 | 0 | 0 | 0 | 0 | 0 | 0 | 0 | 1 | 0 | 0 | 0 | 0 | 0 | 0 | 0 | 0 | 0 | 0 | 2713.8102
2025-05-06 | 4581.463 | 2.78 | 0.64 | 0 | 0 | 0 | 0 | 0 | 0 | 0 | 0 | 0 | 0 | 0 | 0 | 0 | 0 | 0 | 1 | 0 | 0 | 0 | 0 | 0 | 0 | 0 | 0 | 0 | 2654.2149
2025-05-06 | 4400.484 | 2.68 | 0.67 | 0 | 0 | 0 | 0 | 0 | 0 | 0 | 0 | 0 | 0 | 0 | 0 | 0 | 0 | 0 | 0 | 1 | 0 | 0 | 0 | 0 | 0 | 0 | 0 | 0 | 2536.0437
2025-05-06 | 3909.027 | 2.77 | 0.79 | 0 | 0 | 0 | 0 | 0 | 0 | 0 | 0 | 0 | 0 | 0 | 0 | 0 | 0 | 0 | 0 | 0 | 1 | 0 | 0 | 0 | 0 | 0 | 0 | 0 | 2386.5151
2025-05-06 | 3422.003 | 2.89 | 0.58 | 0 | 0 | 0 | 0 | 0 | 0 | 0 | 0 | 0 | 0 | 0 | 0 | 0 | 0 | 0 | 0 | 0 | 0 | 1 | 0 | 0 | 0 | 0 | 0 | 0 | 2244.745
2025-05-06 | 3147.77 | 3.34 | 0.13 | 0 | 0 | 0 | 0 | 0 | 0 | 0 | 0 | 0 | 0 | 0 | 0 | 0 | 0 | 0 | 0 | 0 | 0 | 0 | 1 | 0 | 0 | 0 | 0 | 0 | 2157.81
2025-05-06 | 3026.25 | 3.78 | 0.01 | 0 | 0 | 0 | 0 | 0 | 0 | 0 | 0 | 0 | 0 | 0 | 0 | 0 | 0 | 0 | 0 | 0 | 0 | 0 | 0 | 1 | 0 | 0 | 0 | 0 | 2103.5643
2025-05-06 | 2816.337 | 5.04 | 0 | 0 | 0 | 0 | 0 | 0 | 0 | 0 | 0 | 0 | 0 | 0 | 0 | 0 | 0 | 0 | 0 | 0 | 0 | 0 | 0 | 0 | 1 | 0 | 0 | 0 | 2047.3985
2025-05-06 | 2546.531 | 5.65 | 0 | 0 | 0 | 0 | 0 | 0 | 0 | 0 | 0 | 0 | 0 | 0 | 0 | 0 | 0 | 0 | 0 | 0 | 0 | 0 | 0 | 0 | 0 | 1 | 0 | 0 | 1943.9775
2025-05-06 | 2379.866 | 6.37 | 0 | 0 | 0 | 0 | 0 | 0 | 0 | 0 | 0 | 0 | 0 | 0 | 0 | 0 | 0 | 0 | 0 | 0 | 0 | 0 | 0 | 0 | 0 | 0 | 1 | 0 | 1860.778
2025-05-06 | 2285.626 | 7.11 | 0 | 0 | 0 | 0 | 0 | 0 | 0 | 0 | 0 | 0 | 0 | 0 | 0 | 0 | 0 | 0 | 0 | 0 | 0 | 0 | 0 | 0 | 0 | 0 | 0 | 1 | 1808.1834
2025-05-07 | 2252.486 | 7.71 | 0 | 0 | 1 | 0 | 0 | 0 | 0 | 0 | 0 | 0 | 0 | 0 | 0 | 0 | 0 | 0 | 0 | 0 | 0 | 0 | 0 | 0 | 0 | 0 | 0 | 0 | 1793.1327
2025-05-07 | 2214.728 | 8.24 | 0 | 0 | 0 | 1 | 0 | 0 | 0 | 0 | 0 | 0 | 0 | 0 | 0 | 0 | 0 | 0 | 0 | 0 | 0 | 0 | 0 | 0 | 0 | 0 | 0 | 0 | 1785.8714
2025-05-07 | 2244.948 | 9.16 | 0 | 0 | 0 | 0 | 1 | 0 | 0 | 0 | 0 | 0 | 0 | 0 | 0 | 0 | 0 | 0 | 0 | 0 | 0 | 0 | 0 | 0 | 0 | 0 | 0 | 0 | 1809.3231
2025-05-07 | 2293.268 | 9.63 | 0 | 0 | 0 | 0 | 0 | 1 | 0 | 0 | 0 | 0 | 0 | 0 | 0 | 0 | 0 | 0 | 0 | 0 | 0 | 0 | 0 | 0 | 0 | 0 | 0 | 0 | 1846.2755
2025-05-07 | 2384.313 | 9.99 | 0 | 0 | 0 | 0 | 0 | 0 | 1 | 0 | 0 | 0 | 0 | 0 | 0 | 0 | 0 | 0 | 0 | 0 | 0 | 0 | 0 | 0 | 0 | 0 | 0 | 0 | 1901.2899
2025-05-07 | 2516.409 | 10.31 | 0 | 0 | 0 | 0 | 0 | 0 | 0 | 1 | 0 | 0 | 0 | 0 | 0 | 0 | 0 | 0 | 0 | 0 | 0 | 0 | 0 | 0 | 0 | 0 | 0 | 0 | 2016.0356
2025-05-07 | 3002.778 | 9.46 | 0 | 0 | 0 | 0 | 0 | 0 | 0 | 0 | 1 | 0 | 0 | 0 | 0 | 0 | 0 | 0 | 0 | 0 | 0 | 0 | 0 | 0 | 0 | 0 | 0 | 0 | 2187.6939
2025-05-07 | 3554.098 | 8.09 | 0 | 0 | 0 | 0 | 0 | 0 | 0 | 0 | 0 | 1 | 0 | 0 | 0 | 0 | 0 | 0 | 0 | 0 | 0 | 0 | 0 | 0 | 0 | 0 | 0 | 0 | 2358.7943
2025-05-07 | 4047.358 | 6.78 | 0 | 0 | 0 | 0 | 0 | 0 | 0 | 0 | 0 | 0 | 1 | 0 | 0 | 0 | 0 | 0 | 0 | 0 | 0 | 0 | 0 | 0 | 0 | 0 | 0 | 0 | 2549.2218
2025-05-07 | 4518.452 | 5.68 | 0 | 0 | 0 | 0 | 0 | 0 | 0 | 0 | 0 | 0 | 0 | 1 | 0 | 0 | 0 | 0 | 0 | 0 | 0 | 0 | 0 | 0 | 0 | 0 | 0 | 0 | 2690.1835
2025-05-07 | 4664.452 | 5.15 | 0.17 | 0 | 0 | 0 | 0 | 0 | 0 | 0 | 0 | 0 | 0 | 0 | 1 | 0 | 0 | 0 | 0 | 0 | 0 | 0 | 0 | 0 | 0 | 0 | 0 | 0 | 2788.6018
2025-05-07 | 4598.555 | 4.92 | 0.35 | 0 | 0 | 0 | 0 | 0 | 0 | 0 | 0 | 0 | 0 | 0 | 0 | 1 | 0 | 0 | 0 | 0 | 0 | 0 | 0 | 0 | 0 | 0 | 0 | 0 | 2801.2217
2025-05-07 | 4590.317 | 5.16 | 0.56 | 0 | 0 | 0 | 0 | 0 | 0 | 0 | 0 | 0 | 0 | 0 | 0 | 0 | 1 | 0 | 0 | 0 | 0 | 0 | 0 | 0 | 0 | 0 | 0 | 0 | 2807.4091
2025-05-07 | 4559.926 | 5.25 | 0.63 | 0 | 0 | 0 | 0 | 0 | 0 | 0 | 0 | 0 | 0 | 0 | 0 | 0 | 0 | 1 | 0 | 0 | 0 | 0 | 0 | 0 | 0 | 0 | 0 | 0 | 2792.694
2025-05-07 | 4490.026 | 4.81 | 0.69 | 0 | 0 | 0 | 0 | 0 | 0 | 0 | 0 | 0 | 0 | 0 | 0 | 0 | 0 | 0 | 1 | 0 | 0 | 0 | 0 | 0 | 0 | 0 | 0 | 0 | 2727.1972
2025-05-07 | 4295.571 | 4.74 | 0.5 | 0 | 0 | 0 | 0 | 0 | 0 | 0 | 0 | 0 | 0 | 0 | 0 | 0 | 0 | 0 | 0 | 1 | 0 | 0 | 0 | 0 | 0 | 0 | 0 | 0 | 2589.2094
2025-05-07 | 3809.975 | 4.53 | 0.29 | 0 | 0 | 0 | 0 | 0 | 0 | 0 | 0 | 0 | 0 | 0 | 0 | 0 | 0 | 0 | 0 | 0 | 1 | 0 | 0 | 0 | 0 | 0 | 0 | 0 | 2398.3568
2025-05-07 | 3501.105 | 4.72 | 0.23 | 0 | 0 | 0 | 0 | 0 | 0 | 0 | 0 | 0 | 0 | 0 | 0 | 0 | 0 | 0 | 0 | 0 | 0 | 1 | 0 | 0 | 0 | 0 | 0 | 0 | 2273.1391
2025-05-07 | 3236.653 | 5.49 | 0.01 | 0 | 0 | 0 | 0 | 0 | 0 | 0 | 0 | 0 | 0 | 0 | 0 | 0 | 0 | 0 | 0 | 0 | 0 | 0 | 1 | 0 | 0 | 0 | 0 | 0 | 2218.7345
2025-05-07 | 3120.117 | 6.73 | 0 | 0 | 0 | 0 | 0 | 0 | 0 | 0 | 0 | 0 | 0 | 0 | 0 | 0 | 0 | 0 | 0 | 0 | 0 | 0 | 0 | 1 | 0 | 0 | 0 | 0 | 2201.7976
2025-05-07 | 2858.029 | 7.53 | 0 | 0 | 0 | 0 | 0 | 0 | 0 | 0 | 0 | 0 | 0 | 0 | 0 | 0 | 0 | 0 | 0 | 0 | 0 | 0 | 0 | 0 | 1 | 0 | 0 | 0 | 2131.1131
2025-05-07 | 2549.668 | 8.41 | 0 | 0 | 0 | 0 | 0 | 0 | 0 | 0 | 0 | 0 | 0 | 0 | 0 | 0 | 0 | 0 | 0 | 0 | 0 | 0 | 0 | 0 | 0 | 1 | 0 | 0 | 2036.7696
2025-05-07 | 2402.776 | 9.33 | 0 | 0 | 0 | 0 | 0 | 0 | 0 | 0 | 0 | 0 | 0 | 0 | 0 | 0 | 0 | 0 | 0 | 0 | 0 | 0 | 0 | 0 | 0 | 0 | 1 | 0 | 1960.2941
2025-05-07 | 2278.656 | 10.22 | 0 | 0 | 0 | 0 | 0 | 0 | 0 | 0 | 0 | 0 | 0 | 0 | 0 | 0 | 0 | 0 | 0 | 0 | 0 | 0 | 0 | 0 | 0 | 0 | 0 | 1 | 1912.7426
2025-05-08 | 2223.803 | 10.6 | 0 | 0 | 1 | 0 | 0 | 0 | 0 | 0 | 0 | 0 | 0 | 0 | 0 | 0 | 0 | 0 | 0 | 0 | 0 | 0 | 0 | 0 | 0 | 0 | 0 | 0 | 1890.2954
2025-05-08 | 2202.482 | 11.27 | 0 | 0 | 0 | 1 | 0 | 0 | 0 | 0 | 0 | 0 | 0 | 0 | 0 | 0 | 0 | 0 | 0 | 0 | 0 | 0 | 0 | 0 | 0 | 0 | 0 | 0 | 1887.741
2025-05-08 | 2226.003 | 11.83 | 0 | 0 | 0 | 0 | 1 | 0 | 0 | 0 | 0 | 0 | 0 | 0 | 0 | 0 | 0 | 0 | 0 | 0 | 0 | 0 | 0 | 0 | 0 | 0 | 0 | 0 | 1899.0894
2025-05-08 | 2278.41 | 12.11 | 0 | 0 | 0 | 0 | 0 | 1 | 0 | 0 | 0 | 0 | 0 | 0 | 0 | 0 | 0 | 0 | 0 | 0 | 0 | 0 | 0 | 0 | 0 | 0 | 0 | 0 | 1929.6539
2025-05-08 | 2358.266 | 12.26 | 0 | 0 | 0 | 0 | 0 | 0 | 1 | 0 | 0 | 0 | 0 | 0 | 0 | 0 | 0 | 0 | 0 | 0 | 0 | 0 | 0 | 0 | 0 | 0 | 0 | 0 | 1977.6081
2025-05-08 | 2474.552 | 12.38 | 0 | 0 | 0 | 0 | 0 | 0 | 0 | 1 | 0 | 0 | 0 | 0 | 0 | 0 | 0 | 0 | 0 | 0 | 0 | 0 | 0 | 0 | 0 | 0 | 0 | 0 | 2085.6297
2025-05-08 | 2993.673 | 11.87 | 0 | 0 | 0 | 0 | 0 | 0 | 0 | 0 | 1 | 0 | 0 | 0 | 0 | 0 | 0 | 0 | 0 | 0 | 0 | 0 | 0 | 0 | 0 | 0 | 0 | 0 | 2268.7189
2025-05-08 | 3619.254 | 10.27 | 0 | 0 | 0 | 0 | 0 | 0 | 0 | 0 | 0 | 1 | 0 | 0 | 0 | 0 | 0 | 0 | 0 | 0 | 0 | 0 | 0 | 0 | 0 | 0 | 0 | 0 | 2432.0866
2025-05-08 | 4094.244 | 8.61 | 0 | 0 | 0 | 0 | 0 | 0 | 0 | 0 | 0 | 0 | 1 | 0 | 0 | 0 | 0 | 0 | 0 | 0 | 0 | 0 | 0 | 0 | 0 | 0 | 0 | 0 | 2610.7469
2025-05-08 | 4373.937 | 7.39 | 0.02 | 0 | 0 | 0 | 0 | 0 | 0 | 0 | 0 | 0 | 0 | 1 | 0 | 0 | 0 | 0 | 0 | 0 | 0 | 0 | 0 | 0 | 0 | 0 | 0 | 0 | 2749.5675
2025-05-08 | 4431.282 | 6.42 | 0.18 | 0 | 0 | 0 | 0 | 0 | 0 | 0 | 0 | 0 | 0 | 0 | 1 | 0 | 0 | 0 | 0 | 0 | 0 | 0 | 0 | 0 | 0 | 0 | 0 | 0 | 2832.2462
2025-05-08 | 4401.625 | 5.72 | 0.19 | 0 | 0 | 0 | 0 | 0 | 0 | 0 | 0 | 0 | 0 | 0 | 0 | 1 | 0 | 0 | 0 | 0 | 0 | 0 | 0 | 0 | 0 | 0 | 0 | 0 | 2812.9723
2025-05-08 | 4403.09 | 5.57 | 0.2 | 0 | 0 | 0 | 0 | 0 | 0 | 0 | 0 | 0 | 0 | 0 | 0 | 0 | 1 | 0 | 0 | 0 | 0 | 0 | 0 | 0 | 0 | 0 | 0 | 0 | 2787.1157
2025-05-08 | 4420.237 | 5.33 | 0 | 0 | 0 | 0 | 0 | 0 | 0 | 0 | 0 | 0 | 0 | 0 | 0 | 0 | 0 | 1 | 0 | 0 | 0 | 0 | 0 | 0 | 0 | 0 | 0 | 0 | 2735.7477
2025-05-08 | 4354.016 | 4.71 | 0.15 | 0 | 0 | 0 | 0 | 0 | 0 | 0 | 0 | 0 | 0 | 0 | 0 | 0 | 0 | 0 | 1 | 0 | 0 | 0 | 0 | 0 | 0 | 0 | 0 | 0 | 2672.7186
2025-05-08 | 4219.615 | 4.71 | 0.13 | 0 | 0 | 0 | 0 | 0 | 0 | 0 | 0 | 0 | 0 | 0 | 0 | 0 | 0 | 0 | 0 | 1 | 0 | 0 | 0 | 0 | 0 | 0 | 0 | 0 | 2553.1765
2025-05-08 | 3755.247 | 4.62 | 0.13 | 0 | 0 | 0 | 0 | 0 | 0 | 0 | 0 | 0 | 0 | 0 | 0 | 0 | 0 | 0 | 0 | 0 | 1 | 0 | 0 | 0 | 0 | 0 | 0 | 0 | 2386.237
2025-05-08 | 3411.751 | 5.23 | 0.02 | 0 | 0 | 0 | 0 | 0 | 0 | 0 | 0 | 0 | 0 | 0 | 0 | 0 | 0 | 0 | 0 | 0 | 0 | 1 | 0 | 0 | 0 | 0 | 0 | 0 | 2270.4068
2025-05-08 | 3183.695 | 6.14 | 0 | 0 | 0 | 0 | 0 | 0 | 0 | 0 | 0 | 0 | 0 | 0 | 0 | 0 | 0 | 0 | 0 | 0 | 0 | 0 | 1 | 0 | 0 | 0 | 0 | 0 | 2239.6411
2025-05-08 | 3136.65 | 7.29 | 0 | 0 | 0 | 0 | 0 | 0 | 0 | 0 | 0 | 0 | 0 | 0 | 0 | 0 | 0 | 0 | 0 | 0 | 0 | 0 | 0 | 1 | 0 | 0 | 0 | 0 | 2220.625
2025-05-08 | 2974.258 | 8.58 | 0 | 0 | 0 | 0 | 0 | 0 | 0 | 0 | 0 | 0 | 0 | 0 | 0 | 0 | 0 | 0 | 0 | 0 | 0 | 0 | 0 | 0 | 1 | 0 | 0 | 0 | 2166.4145
2025-05-08 | 2750.101 | 9.29 | 0 | 0 | 0 | 0 | 0 | 0 | 0 | 0 | 0 | 0 | 0 | 0 | 0 | 0 | 0 | 0 | 0 | 0 | 0 | 0 | 0 | 0 | 0 | 1 | 0 | 0 | 2066.3555
2025-05-08 | 2489.047 | 9.82 | 0 | 0 | 0 | 0 | 0 | 0 | 0 | 0 | 0 | 0 | 0 | 0 | 0 | 0 | 0 | 0 | 0 | 0 | 0 | 0 | 0 | 0 | 0 | 0 | 1 | 0 | 1976.7681
2025-05-08 | 2383.837 | 10.32 | 0 | 0 | 0 | 0 | 0 | 0 | 0 | 0 | 0 | 0 | 0 | 0 | 0 | 0 | 0 | 0 | 0 | 0 | 0 | 0 | 0 | 0 | 0 | 0 | 0 | 1 | 1916.1046
2025-05-09 | 2358.535 | 10.77 | 0 | 0 | 1 | 0 | 0 | 0 | 0 | 0 | 0 | 0 | 0 | 0 | 0 | 0 | 0 | 0 | 0 | 0 | 0 | 0 | 0 | 0 | 0 | 0 | 0 | 0 | 1896.0109
2025-05-09 | 2328.08 | 11.23 | 0 | 0 | 0 | 1 | 0 | 0 | 0 | 0 | 0 | 0 | 0 | 0 | 0 | 0 | 0 | 0 | 0 | 0 | 0 | 0 | 0 | 0 | 0 | 0 | 0 | 0 | 1886.3962
2025-05-09 | 2340.51 | 11.44 | 0 | 0 | 0 | 0 | 1 | 0 | 0 | 0 | 0 | 0 | 0 | 0 | 0 | 0 | 0 | 0 | 0 | 0 | 0 | 0 | 0 | 0 | 0 | 0 | 0 | 0 | 1885.9775
2025-05-09 | 2407.263 | 12.36 | 0 | 0 | 0 | 0 | 0 | 1 | 0 | 0 | 0 | 0 | 0 | 0 | 0 | 0 | 0 | 0 | 0 | 0 | 0 | 0 | 0 | 0 | 0 | 0 | 0 | 0 | 1938.059
2025-05-09 | 2472.131 | 12.89 | 0 | 0 | 0 | 0 | 0 | 0 | 1 | 0 | 0 | 0 | 0 | 0 | 0 | 0 | 0 | 0 | 0 | 0 | 0 | 0 | 0 | 0 | 0 | 0 | 0 | 0 | 1998.7889
2025-05-09 | 2580.886 | 13.14 | 0 | 0 | 0 | 0 | 0 | 0 | 0 | 1 | 0 | 0 | 0 | 0 | 0 | 0 | 0 | 0 | 0 | 0 | 0 | 0 | 0 | 0 | 0 | 0 | 0 | 0 | 2111.1811
2025-05-09 | 3053.895 | 11.9 | 0 | 0 | 0 | 0 | 0 | 0 | 0 | 0 | 1 | 0 | 0 | 0 | 0 | 0 | 0 | 0 | 0 | 0 | 0 | 0 | 0 | 0 | 0 | 0 | 0 | 0 | 2269.7275
2025-05-09 | 3571.643 | 10.19 | 0 | 0 | 0 | 0 | 0 | 0 | 0 | 0 | 0 | 1 | 0 | 0 | 0 | 0 | 0 | 0 | 0 | 0 | 0 | 0 | 0 | 0 | 0 | 0 | 0 | 0 | 2429.3969
2025-05-09 | 4071.283 | 8.46 | 0 | 0 | 0 | 0 | 0 | 0 | 0 | 0 | 0 | 0 | 1 | 0 | 0 | 0 | 0 | 0 | 0 | 0 | 0 | 0 | 0 | 0 | 0 | 0 | 0 | 0 | 2605.7039
2025-05-09 | 4331.063 | 7.19 | 0 | 0 | 0 | 0 | 0 | 0 | 0 | 0 | 0 | 0 | 0 | 1 | 0 | 0 | 0 | 0 | 0 | 0 | 0 | 0 | 0 | 0 | 0 | 0 | 0 | 0 | 2740.9502
2025-05-09 | 4367.912 | 6.46 | 0.04 | 0 | 0 | 0 | 0 | 0 | 0 | 0 | 0 | 0 | 0 | 0 | 1 | 0 | 0 | 0 | 0 | 0 | 0 | 0 | 0 | 0 | 0 | 0 | 0 | 0 | 2820.3386
2025-05-09 | 4432.094 | 5.74 | 0.22 | 0 | 0 | 0 | 0 | 0 | 0 | 0 | 0 | 0 | 0 | 0 | 0 | 1 | 0 | 0 | 0 | 0 | 0 | 0 | 0 | 0 | 0 | 0 | 0 | 0 | 2816.4845
2025-05-09 | 4434.214 | 5.5 | 0.15 | 0 | 0 | 0 | 0 | 0 | 0 | 0 | 0 | 0 | 0 | 0 | 0 | 0 | 1 | 0 | 0 | 0 | 0 | 0 | 0 | 0 | 0 | 0 | 0 | 0 | 2780.0293
2025-05-09 | 4277.954 | 4.59 | 0.33 | 0 | 0 | 0 | 0 | 0 | 0 | 0 | 0 | 0 | 0 | 0 | 0 | 0 | 0 | 1 | 0 | 0 | 0 | 0 | 0 | 0 | 0 | 0 | 0 | 0 | 2742.1065
2025-05-09 | 4141.317 | 4.73 | 0.52 | 0 | 0 | 0 | 0 | 0 | 0 | 0 | 0 | 0 | 0 | 0 | 0 | 0 | 0 | 0 | 1 | 0 | 0 | 0 | 0 | 0 | 0 | 0 | 0 | 0 | 2708.4153
2025-05-09 | 3938.403 | 4.37 | 0.45 | 0 | 0 | 0 | 0 | 0 | 0 | 0 | 0 | 0 | 0 | 0 | 0 | 0 | 0 | 0 | 0 | 1 | 0 | 0 | 0 | 0 | 0 | 0 | 0 | 0 | 2572.0368
2025-05-09 | 3549.56 | 4.47 | 0.26 | 0 | 0 | 0 | 0 | 0 | 0 | 0 | 0 | 0 | 0 | 0 | 0 | 0 | 0 | 0 | 0 | 0 | 1 | 0 | 0 | 0 | 0 | 0 | 0 | 0 | 2393.4997
2025-05-09 | 3253.247 | 4.62 | 0.15 | 0 | 0 | 0 | 0 | 0 | 0 | 0 | 0 | 0 | 0 | 0 | 0 | 0 | 0 | 0 | 0 | 0 | 0 | 1 | 0 | 0 | 0 | 0 | 0 | 0 | 2262.2042
2025-05-09 | 3081.079 | 4.81 | 0.24 | 0 | 0 | 0 | 0 | 0 | 0 | 0 | 0 | 0 | 0 | 0 | 0 | 0 | 0 | 0 | 0 | 0 | 0 | 0 | 1 | 0 | 0 | 0 | 0 | 0 | 2217.6445
2025-05-09 | 3019.215 | 5.8 | 0.13 | 0 | 0 | 0 | 0 | 0 | 0 | 0 | 0 | 0 | 0 | 0 | 0 | 0 | 0 | 0 | 0 | 0 | 0 | 0 | 0 | 1 | 0 | 0 | 0 | 0 | 2182.8365
2025-05-09 | 2887.173 | 6.47 | 0.08 | 0 | 0 | 0 | 0 | 0 | 0 | 0 | 0 | 0 | 0 | 0 | 0 | 0 | 0 | 0 | 0 | 0 | 0 | 0 | 0 | 0 | 1 | 0 | 0 | 0 | 2103.0484
2025-05-09 | 2706.814 | 7.21 | 0 | 0 | 0 | 0 | 0 | 0 | 0 | 0 | 0 | 0 | 0 | 0 | 0 | 0 | 0 | 0 | 0 | 0 | 0 | 0 | 0 | 0 | 0 | 1 | 0 | 0 | 1996.4252
2025-05-09 | 2507.827 | 7.56 | 0 | 0 | 0 | 0 | 0 | 0 | 0 | 0 | 0 | 0 | 0 | 0 | 0 | 0 | 0 | 0 | 0 | 0 | 0 | 0 | 0 | 0 | 0 | 0 | 1 | 0 | 1900.7862
2025-05-09 | 2400.902 | 8.34 | 0 | 0 | 0 | 0 | 0 | 0 | 0 | 0 | 0 | 0 | 0 | 0 | 0 | 0 | 0 | 0 | 0 | 0 | 0 | 0 | 0 | 0 | 0 | 0 | 0 | 1 | 1849.5364
2025-05-10 | 2315.905 | 8.61 | 0 | 1 | 1 | 0 | 0 | 0 | 0 | 0 | 0 | 0 | 0 | 0 | 0 | 0 | 0 | 0 | 0 | 0 | 0 | 0 | 0 | 0 | 0 | 0 | 0 | 0 | 1558.2379
2025-05-10 | 2291.558 | 9.09 | 0 | 1 | 0 | 1 | 0 | 0 | 0 | 0 | 0 | 0 | 0 | 0 | 0 | 0 | 0 | 0 | 0 | 0 | 0 | 0 | 0 | 0 | 0 | 0 | 0 | 0 | 1549.2956
2025-05-10 | 2313.936 | 9.39 | 0 | 1 | 0 | 0 | 1 | 0 | 0 | 0 | 0 | 0 | 0 | 0 | 0 | 0 | 0 | 0 | 0 | 0 | 0 | 0 | 0 | 0 | 0 | 0 | 0 | 0 | 1551.9027
2025-05-10 | 2376.33 | 9.7 | 0 | 1 | 0 | 0 | 0 | 1 | 0 | 0 | 0 | 0 | 0 | 0 | 0 | 0 | 0 | 0 | 0 | 0 | 0 | 0 | 0 | 0 | 0 | 0 | 0 | 0 | 1583.4759
2025-05-10 | 2353.22 | 10.15 | 0 | 1 | 0 | 0 | 0 | 0 | 1 | 0 | 0 | 0 | 0 | 0 | 0 | 0 | 0 | 0 | 0 | 0 | 0 | 0 | 0 | 0 | 0 | 0 | 0 | 0 | 1641.5161
2025-05-10 | 2358.885 | 10.56 | 0 | 1 | 0 | 0 | 0 | 0 | 0 | 1 | 0 | 0 | 0 | 0 | 0 | 0 | 0 | 0 | 0 | 0 | 0 | 0 | 0 | 0 | 0 | 0 | 0 | 0 | 1759.2876
2025-05-10 | 2566.634 | 9.57 | 0 | 1 | 0 | 0 | 0 | 0 | 0 | 0 | 1 | 0 | 0 | 0 | 0 | 0 | 0 | 0 | 0 | 0 | 0 | 0 | 0 | 0 | 0 | 0 | 0 | 0 | 1926.239
2025-05-10 | 2819.405 | 8.02 | 0 | 1 | 0 | 0 | 0 | 0 | 0 | 0 | 0 | 1 | 0 | 0 | 0 | 0 | 0 | 0 | 0 | 0 | 0 | 0 | 0 | 0 | 0 | 0 | 0 | 0 | 2091.2878
2025-05-10 | 3250.708 | 6.65 | 0.06 | 1 | 0 | 0 | 0 | 0 | 0 | 0 | 0 | 0 | 1 | 0 | 0 | 0 | 0 | 0 | 0 | 0 | 0 | 0 | 0 | 0 | 0 | 0 | 0 | 0 | 2285.3776
2025-05-10 | 3492.374 | 5.13 | 0.11 | 1 | 0 | 0 | 0 | 0 | 0 | 0 | 0 | 0 | 0 | 1 | 0 | 0 | 0 | 0 | 0 | 0 | 0 | 0 | 0 | 0 | 0 | 0 | 0 | 0 | 2416.9519
2025-05-10 | 3571.715 | 4.29 | 0.2 | 1 | 0 | 0 | 0 | 0 | 0 | 0 | 0 | 0 | 0 | 0 | 1 | 0 | 0 | 0 | 0 | 0 | 0 | 0 | 0 | 0 | 0 | 0 | 0 | 0 | 2497.3751
2025-05-10 | 3574.053 | 4.07 | 0.45 | 1 | 0 | 0 | 0 | 0 | 0 | 0 | 0 | 0 | 0 | 0 | 0 | 1 | 0 | 0 | 0 | 0 | 0 | 0 | 0 | 0 | 0 | 0 | 0 | 0 | 2516.9573
2025-05-10 | 3554.296 | 4.03 | 0.4 | 1 | 0 | 0 | 0 | 0 | 0 | 0 | 0 | 0 | 0 | 0 | 0 | 0 | 1 | 0 | 0 | 0 | 0 | 0 | 0 | 0 | 0 | 0 | 0 | 0 | 2489.1194
2025-05-10 | 3447.247 | 4.02 | 0.7 | 1 | 0 | 0 | 0 | 0 | 0 | 0 | 0 | 0 | 0 | 0 | 0 | 0 | 0 | 1 | 0 | 0 | 0 | 0 | 0 | 0 | 0 | 0 | 0 | 0 | 2492.8141
2025-05-10 | 3364.654 | 3.64 | 0.85 | 1 | 0 | 0 | 0 | 0 | 0 | 0 | 0 | 0 | 0 | 0 | 0 | 0 | 0 | 0 | 1 | 0 | 0 | 0 | 0 | 0 | 0 | 0 | 0 | 0 | 2437.8539
2025-05-10 | 3306.856 | 3.5 | 0.81 | 1 | 0 | 0 | 0 | 0 | 0 | 0 | 0 | 0 | 0 | 0 | 0 | 0 | 0 | 0 | 0 | 1 | 0 | 0 | 0 | 0 | 0 | 0 | 0 | 0 | 2311.7117
2025-05-10 | 3188.234 | 3.76 | 1.07 | 1 | 0 | 0 | 0 | 0 | 0 | 0 | 0 | 0 | 0 | 0 | 0 | 0 | 0 | 0 | 0 | 0 | 1 | 0 | 0 | 0 | 0 | 0 | 0 | 0 | 2181.151
2025-05-10 | 3099.266 | 4.28 | 0.74 | 1 | 0 | 0 | 0 | 0 | 0 | 0 | 0 | 0 | 0 | 0 | 0 | 0 | 0 | 0 | 0 | 0 | 0 | 1 | 0 | 0 | 0 | 0 | 0 | 0 | 2041.4697
2025-05-10 | 2957.211 | 4.82 | 0.47 | 1 | 0 | 0 | 0 | 0 | 0 | 0 | 0 | 0 | 0 | 0 | 0 | 0 | 0 | 0 | 0 | 0 | 0 | 0 | 1 | 0 | 0 | 0 | 0 | 0 | 1974.5995
2025-05-10 | 2929.439 | 5.42 | 0.15 | 1 | 0 | 0 | 0 | 0 | 0 | 0 | 0 | 0 | 0 | 0 | 0 | 0 | 0 | 0 | 0 | 0 | 0 | 0 | 0 | 1 | 0 | 0 | 0 | 0 | 1906.8009
2025-05-10 | 2841.45 | 6.35 | 0 | 1 | 0 | 0 | 0 | 0 | 0 | 0 | 0 | 0 | 0 | 0 | 0 | 0 | 0 | 0 | 0 | 0 | 0 | 0 | 0 | 0 | 1 | 0 | 0 | 0 | 1826.2881
2025-05-10 | 2625.244 | 7.3 | 0 | 1 | 0 | 0 | 0 | 0 | 0 | 0 | 0 | 0 | 0 | 0 | 0 | 0 | 0 | 0 | 0 | 0 | 0 | 0 | 0 | 0 | 0 | 1 | 0 | 0 | 1734.2979
2025-05-10 | 2430.609 | 8.04 | 0 | 1 | 0 | 0 | 0 | 0 | 0 | 0 | 0 | 0 | 0 | 0 | 0 | 0 | 0 | 0 | 0 | 0 | 0 | 0 | 0 | 0 | 0 | 0 | 1 | 0 | 1651.7708
2025-05-10 | 2320.924 | 8.86 | 0 | 1 | 0 | 0 | 0 | 0 | 0 | 0 | 0 | 0 | 0 | 0 | 0 | 0 | 0 | 0 | 0 | 0 | 0 | 0 | 0 | 0 | 0 | 0 | 0 | 1 | 1601.8658
2025-05-11 | 2229.043 | 9.81 | 0 | 1 | 1 | 0 | 0 | 0 | 0 | 0 | 0 | 0 | 0 | 0 | 0 | 0 | 0 | 0 | 0 | 0 | 0 | 0 | 0 | 0 | 0 | 0 | 0 | 0 | 1598.5823
2025-05-11 | 2226.164 | 10.43 | 0 | 1 | 0 | 1 | 0 | 0 | 0 | 0 | 0 | 0 | 0 | 0 | 0 | 0 | 0 | 0 | 0 | 0 | 0 | 0 | 0 | 0 | 0 | 0 | 0 | 0 | 1594.3468
2025-05-11 | 2218.473 | 10.88 | 0 | 1 | 0 | 0 | 1 | 0 | 0 | 0 | 0 | 0 | 0 | 0 | 0 | 0 | 0 | 0 | 0 | 0 | 0 | 0 | 0 | 0 | 0 | 0 | 0 | 0 | 1601.997
2025-05-11 | 2284.135 | 11.27 | 0 | 1 | 0 | 0 | 0 | 1 | 0 | 0 | 0 | 0 | 0 | 0 | 0 | 0 | 0 | 0 | 0 | 0 | 0 | 0 | 0 | 0 | 0 | 0 | 0 | 0 | 1636.2598
2025-05-11 | 2261.096 | 11.87 | 0 | 1 | 0 | 0 | 0 | 0 | 1 | 0 | 0 | 0 | 0 | 0 | 0 | 0 | 0 | 0 | 0 | 0 | 0 | 0 | 0 | 0 | 0 | 0 | 0 | 0 | 1699.343
2025-05-11 | 2253.176 | 12.26 | 0 | 1 | 0 | 0 | 0 | 0 | 0 | 1 | 0 | 0 | 0 | 0 | 0 | 0 | 0 | 0 | 0 | 0 | 0 | 0 | 0 | 0 | 0 | 0 | 0 | 0 | 1816.4422
2025-05-11 | 2417.766 | 11.13 | 0 | 1 | 0 | 0 | 0 | 0 | 0 | 0 | 1 | 0 | 0 | 0 | 0 | 0 | 0 | 0 | 0 | 0 | 0 | 0 | 0 | 0 | 0 | 0 | 0 | 0 | 1978.6867
2025-05-11 | 2634.84 | 9.37 | 0 | 1 | 0 | 0 | 0 | 0 | 0 | 0 | 0 | 1 | 0 | 0 | 0 | 0 | 0 | 0 | 0 | 0 | 0 | 0 | 0 | 0 | 0 | 0 | 0 | 0 | 2136.6752
2025-05-11 | 2926.321 | 7.86 | 0 | 1 | 0 | 0 | 0 | 0 | 0 | 0 | 0 | 0 | 1 | 0 | 0 | 0 | 0 | 0 | 0 | 0 | 0 | 0 | 0 | 0 | 0 | 0 | 0 | 0 | 2320.3786
2025-05-11 | 3193.958 | 6.8 | 0.2 | 1 | 0 | 0 | 0 | 0 | 0 | 0 | 0 | 0 | 0 | 1 | 0 | 0 | 0 | 0 | 0 | 0 | 0 | 0 | 0 | 0 | 0 | 0 | 0 | 0 | 2481.6172
2025-05-11 | 3276.879 | 6.2 | 0.17 | 1 | 0 | 0 | 0 | 0 | 0 | 0 | 0 | 0 | 0 | 0 | 1 | 0 | 0 | 0 | 0 | 0 | 0 | 0 | 0 | 0 | 0 | 0 | 0 | 0 | 2558.7501
2025-05-11 | 3200.467 | 5.43 | 0.31 | 1 | 0 | 0 | 0 | 0 | 0 | 0 | 0 | 0 | 0 | 0 | 0 | 1 | 0 | 0 | 0 | 0 | 0 | 0 | 0 | 0 | 0 | 0 | 0 | 0 | 2549.4285
2025-05-11 | 3202.173 | 5.07 | 0.55 | 1 | 0 | 0 | 0 | 0 | 0 | 0 | 0 | 0 | 0 | 0 | 0 | 0 | 1 | 0 | 0 | 0 | 0 | 0 | 0 | 0 | 0 | 0 | 0 | 0 | 2538.2835
2025-05-11 | 3171.522 | 5.23 | 0.95 | 1 | 0 | 0 | 0 | 0 | 0 | 0 | 0 | 0 | 0 | 0 | 0 | 0 | 0 | 1 | 0 | 0 | 0 | 0 | 0 | 0 | 0 | 0 | 0 | 0 | 2557.1597
2025-05-11 | 3177.566 | 5.23 | 1.01 | 1 | 0 | 0 | 0 | 0 | 0 | 0 | 0 | 0 | 0 | 0 | 0 | 0 | 0 | 0 | 1 | 0 | 0 | 0 | 0 | 0 | 0 | 0 | 0 | 0 | 2506.4559
2025-05-11 | 3086.569 | 5.17 | 1.36 | 1 | 0 | 0 | 0 | 0 | 0 | 0 | 0 | 0 | 0 | 0 | 0 | 0 | 0 | 0 | 0 | 1 | 0 | 0 | 0 | 0 | 0 | 0 | 0 | 0 | 2419.9208
2025-05-11 | 2985.269 | 5.09 | 1.28 | 1 | 0 | 0 | 0 | 0 | 0 | 0 | 0 | 0 | 0 | 0 | 0 | 0 | 0 | 0 | 0 | 0 | 1 | 0 | 0 | 0 | 0 | 0 | 0 | 0 | 2245.7446
2025-05-11 | 2829.499 | 5.15 | 1.26 | 1 | 0 | 0 | 0 | 0 | 0 | 0 | 0 | 0 | 0 | 0 | 0 | 0 | 0 | 0 | 0 | 0 | 0 | 1 | 0 | 0 | 0 | 0 | 0 | 0 | 2119.9427
2025-05-11 | 2710.751 | 5.55 | 1.11 | 1 | 0 | 0 | 0 | 0 | 0 | 0 | 0 | 0 | 0 | 0 | 0 | 0 | 0 | 0 | 0 | 0 | 0 | 0 | 1 | 0 | 0 | 0 | 0 | 0 | 2059.7248
2025-05-11 | 2682.114 | 6.07 | 0.77 | 1 | 0 | 0 | 0 | 0 | 0 | 0 | 0 | 0 | 0 | 0 | 0 | 0 | 0 | 0 | 0 | 0 | 0 | 0 | 0 | 1 | 0 | 0 | 0 | 0 | 1987.3434
2025-05-11 | 2715.837 | 6.78 | 0.33 | 1 | 0 | 0 | 0 | 0 | 0 | 0 | 0 | 0 | 0 | 0 | 0 | 0 | 0 | 0 | 0 | 0 | 0 | 0 | 0 | 0 | 1 | 0 | 0 | 0 | 1871.9827
2025-05-11 | 2526.894 | 7.43 | 0.17 | 1 | 0 | 0 | 0 | 0 | 0 | 0 | 0 | 0 | 0 | 0 | 0 | 0 | 0 | 0 | 0 | 0 | 0 | 0 | 0 | 0 | 0 | 1 | 0 | 0 | 1754.7608
2025-05-11 | 2357.113 | 7.65 | 0.07 | 1 | 0 | 0 | 0 | 0 | 0 | 0 | 0 | 0 | 0 | 0 | 0 | 0 | 0 | 0 | 0 | 0 | 0 | 0 | 0 | 0 | 0 | 0 | 1 | 0 | 1645.2851
2025-05-11 | 2271.851 | 8.26 | 0 | 1 | 0 | 0 | 0 | 0 | 0 | 0 | 0 | 0 | 0 | 0 | 0 | 0 | 0 | 0 | 0 | 0 | 0 | 0 | 0 | 0 | 0 | 0 | 0 | 1 | 1581.6936
2025-05-12 | 2250.725 | 8.64 | 0 | 0 | 1 | 0 | 0 | 0 | 0 | 0 | 0 | 0 | 0 | 0 | 0 | 0 | 0 | 0 | 0 | 0 | 0 | 0 | 0 | 0 | 0 | 0 | 0 | 0 | 1824.3996
2025-05-12 | 2241.598 | 8.76 | 0 | 0 | 0 | 1 | 0 | 0 | 0 | 0 | 0 | 0 | 0 | 0 | 0 | 0 | 0 | 0 | 0 | 0 | 0 | 0 | 0 | 0 | 0 | 0 | 0 | 0 | 1803.354
2025-05-12 | 2276.344 | 9.37 | 0 | 0 | 0 | 0 | 1 | 0 | 0 | 0 | 0 | 0 | 0 | 0 | 0 | 0 | 0 | 0 | 0 | 0 | 0 | 0 | 0 | 0 | 0 | 0 | 0 | 0 | 1816.3834
2025-05-12 | 2338.393 | 9.69 | 0 | 0 | 0 | 0 | 0 | 1 | 0 | 0 | 0 | 0 | 0 | 0 | 0 | 0 | 0 | 0 | 0 | 0 | 0 | 0 | 0 | 0 | 0 | 0 | 0 | 0 | 1848.2928
2025-05-12 | 2394.608 | 9.56 | 0 | 0 | 0 | 0 | 0 | 0 | 1 | 0 | 0 | 0 | 0 | 0 | 0 | 0 | 0 | 0 | 0 | 0 | 0 | 0 | 0 | 0 | 0 | 0 | 0 | 0 | 1886.8332
2025-05-12 | 2508.272 | 10.16 | 0 | 0 | 0 | 0 | 0 | 0 | 0 | 1 | 0 | 0 | 0 | 0 | 0 | 0 | 0 | 0 | 0 | 0 | 0 | 0 | 0 | 0 | 0 | 0 | 0 | 0 | 2010.9926
2025-05-12 | 3043.581 | 8.87 | 0 | 0 | 0 | 0 | 0 | 0 | 0 | 0 | 1 | 0 | 0 | 0 | 0 | 0 | 0 | 0 | 0 | 0 | 0 | 0 | 0 | 0 | 0 | 0 | 0 | 0 | 2167.8579
2025-05-12 | 3554.619 | 7.18 | 0.14 | 0 | 0 | 0 | 0 | 0 | 0 | 0 | 0 | 1 | 0 | 0 | 0 | 0 | 0 | 0 | 0 | 0 | 0 | 0 | 0 | 0 | 0 | 0 | 0 | 0 | 2341.4522
2025-05-12 | 3983.613 | 6.12 | 0.38 | 0 | 0 | 0 | 0 | 0 | 0 | 0 | 0 | 0 | 1 | 0 | 0 | 0 | 0 | 0 | 0 | 0 | 0 | 0 | 0 | 0 | 0 | 0 | 0 | 0 | 2563.0032
2025-05-12 | 4241.21 | 5.1 | 0.65 | 0 | 0 | 0 | 0 | 0 | 0 | 0 | 0 | 0 | 0 | 1 | 0 | 0 | 0 | 0 | 0 | 0 | 0 | 0 | 0 | 0 | 0 | 0 | 0 | 0 | 2732.2128
2025-05-12 | 4295.141 | 4.01 | 1.07 | 0 | 0 | 0 | 0 | 0 | 0 | 0 | 0 | 0 | 0 | 0 | 1 | 0 | 0 | 0 | 0 | 0 | 0 | 0 | 0 | 0 | 0 | 0 | 0 | 0 | 2835.4688
2025-05-12 | 4367.341 | 3.54 | 1.45 | 0 | 0 | 0 | 0 | 0 | 0 | 0 | 0 | 0 | 0 | 0 | 0 | 1 | 0 | 0 | 0 | 0 | 0 | 0 | 0 | 0 | 0 | 0 | 0 | 0 | 2858.9518
2025-05-12 | 4347.632 | 3.18 | 1.53 | 0 | 0 | 0 | 0 | 0 | 0 | 0 | 0 | 0 | 0 | 0 | 0 | 0 | 1 | 0 | 0 | 0 | 0 | 0 | 0 | 0 | 0 | 0 | 0 | 0 | 2832.6612
2025-05-12 | 4375.731 | 3.08 | 1.81 | 0 | 0 | 0 | 0 | 0 | 0 | 0 | 0 | 0 | 0 | 0 | 0 | 0 | 0 | 1 | 0 | 0 | 0 | 0 | 0 | 0 | 0 | 0 | 0 | 0 | 2831.4369
2025-05-12 | 4308.149 | 3.35 | 1.9 | 0 | 0 | 0 | 0 | 0 | 0 | 0 | 0 | 0 | 0 | 0 | 0 | 0 | 0 | 0 | 1 | 0 | 0 | 0 | 0 | 0 | 0 | 0 | 0 | 0 | 2792.6503
2025-05-12 | 4148.434 | 3.27 | 2.33 | 0 | 0 | 0 | 0 | 0 | 0 | 0 | 0 | 0 | 0 | 0 | 0 | 0 | 0 | 0 | 0 | 1 | 0 | 0 | 0 | 0 | 0 | 0 | 0 | 0 | 2713.0156
2025-05-12 | 3735.168 | 3.47 | 2.44 | 0 | 0 | 0 | 0 | 0 | 0 | 0 | 0 | 0 | 0 | 0 | 0 | 0 | 0 | 0 | 0 | 0 | 1 | 0 | 0 | 0 | 0 | 0 | 0 | 0 | 2566.2386
2025-05-12 | 3368.88 | 3.62 | 2.15 | 0 | 0 | 0 | 0 | 0 | 0 | 0 | 0 | 0 | 0 | 0 | 0 | 0 | 0 | 0 | 0 | 0 | 0 | 1 | 0 | 0 | 0 | 0 | 0 | 0 | 2417.9042
2025-05-12 | 3108.453 | 3.87 | 1.59 | 0 | 0 | 0 | 0 | 0 | 0 | 0 | 0 | 0 | 0 | 0 | 0 | 0 | 0 | 0 | 0 | 0 | 0 | 0 | 1 | 0 | 0 | 0 | 0 | 0 | 2313.8326
2025-05-12 | 2926.668 | 4.31 | 0.96 | 0 | 0 | 0 | 0 | 0 | 0 | 0 | 0 | 0 | 0 | 0 | 0 | 0 | 0 | 0 | 0 | 0 | 0 | 0 | 0 | 1 | 0 | 0 | 0 | 0 | 2211.3102
2025-05-12 | 2778.104 | 4.81 | 0.51 | 0 | 0 | 0 | 0 | 0 | 0 | 0 | 0 | 0 | 0 | 0 | 0 | 0 | 0 | 0 | 0 | 0 | 0 | 0 | 0 | 0 | 1 | 0 | 0 | 0 | 2087.9425
2025-05-12 | 2515.415 | 5.37 | 0.42 | 0 | 0 | 0 | 0 | 0 | 0 | 0 | 0 | 0 | 0 | 0 | 0 | 0 | 0 | 0 | 0 | 0 | 0 | 0 | 0 | 0 | 0 | 1 | 0 | 0 | 1974.3211
2025-05-12 | 2349.701 | 5.57 | 0.23 | 0 | 0 | 0 | 0 | 0 | 0 | 0 | 0 | 0 | 0 | 0 | 0 | 0 | 0 | 0 | 0 | 0 | 0 | 0 | 0 | 0 | 0 | 0 | 1 | 0 | 1855.6536
2025-05-12 | 2231.792 | 5.93 | 0.07 | 0 | 0 | 0 | 0 | 0 | 0 | 0 | 0 | 0 | 0 | 0 | 0 | 0 | 0 | 0 | 0 | 0 | 0 | 0 | 0 | 0 | 0 | 0 | 0 | 1 | 1775.1376
2025-05-13 | 2200.243 | 6.62 | 0 | 0 | 1 | 0 | 0 | 0 | 0 | 0 | 0 | 0 | 0 | 0 | 0 | 0 | 0 | 0 | 0 | 0 | 0 | 0 | 0 | 0 | 0 | 0 | 0 | 0 | 1756.4865
2025-05-13 | 2195.54 | 7.01 | 0 | 0 | 0 | 1 | 0 | 0 | 0 | 0 | 0 | 0 | 0 | 0 | 0 | 0 | 0 | 0 | 0 | 0 | 0 | 0 | 0 | 0 | 0 | 0 | 0 | 0 | 1744.5184
2025-05-13 | 2187.856 | 7.44 | 0 | 0 | 0 | 0 | 1 | 0 | 0 | 0 | 0 | 0 | 0 | 0 | 0 | 0 | 0 | 0 | 0 | 0 | 0 | 0 | 0 | 0 | 0 | 0 | 0 | 0 | 1751.4962
2025-05-13 | 2259.988 | 7.91 | 0 | 0 | 0 | 0 | 0 | 1 | 0 | 0 | 0 | 0 | 0 | 0 | 0 | 0 | 0 | 0 | 0 | 0 | 0 | 0 | 0 | 0 | 0 | 0 | 0 | 0 | 1788.4486
2025-05-13 | 2283.663 | 8.1 | 0 | 0 | 0 | 0 | 0 | 0 | 1 | 0 | 0 | 0 | 0 | 0 | 0 | 0 | 0 | 0 | 0 | 0 | 0 | 0 | 0 | 0 | 0 | 0 | 0 | 0 | 1837.7475
2025-05-13 | 2422.695 | 8.23 | 0 | 0 | 0 | 0 | 0 | 0 | 0 | 1 | 0 | 0 | 0 | 0 | 0 | 0 | 0 | 0 | 0 | 0 | 0 | 0 | 0 | 0 | 0 | 0 | 0 | 0 | 1946.1053
2025-05-13 | 2963.439 | 7.71 | 0 | 0 | 0 | 0 | 0 | 0 | 0 | 0 | 1 | 0 | 0 | 0 | 0 | 0 | 0 | 0 | 0 | 0 | 0 | 0 | 0 | 0 | 0 | 0 | 0 | 0 | 2128.8583
2025-05-13 | 3592.46 | 6.29 | 0 | 0 | 0 | 0 | 0 | 0 | 0 | 0 | 0 | 1 | 0 | 0 | 0 | 0 | 0 | 0 | 0 | 0 | 0 | 0 | 0 | 0 | 0 | 0 | 0 | 0 | 2298.2777
2025-05-13 | 4091.562 | 5.15 | 0.15 | 0 | 0 | 0 | 0 | 0 | 0 | 0 | 0 | 0 | 1 | 0 | 0 | 0 | 0 | 0 | 0 | 0 | 0 | 0 | 0 | 0 | 0 | 0 | 0 | 0 | 2508.6196
2025-05-13 | 4514.522 | 3.83 | 0.37 | 0 | 0 | 0 | 0 | 0 | 0 | 0 | 0 | 0 | 0 | 1 | 0 | 0 | 0 | 0 | 0 | 0 | 0 | 0 | 0 | 0 | 0 | 0 | 0 | 0 | 2663.0102
2025-05-13 | 4680.634 | 3.11 | 0.86 | 0 | 0 | 0 | 0 | 0 | 0 | 0 | 0 | 0 | 0 | 0 | 1 | 0 | 0 | 0 | 0 | 0 | 0 | 0 | 0 | 0 | 0 | 0 | 0 | 0 | 2785.3319
2025-05-13 | 4677.423 | 2.37 | 1.13 | 0 | 0 | 0 | 0 | 0 | 0 | 0 | 0 | 0 | 0 | 0 | 0 | 1 | 0 | 0 | 0 | 0 | 0 | 0 | 0 | 0 | 0 | 0 | 0 | 0 | 2789.3248
2025-05-13 | 4720.735 | 2.63 | 1.76 | 0 | 0 | 0 | 0 | 0 | 0 | 0 | 0 | 0 | 0 | 0 | 0 | 0 | 1 | 0 | 0 | 0 | 0 | 0 | 0 | 0 | 0 | 0 | 0 | 0 | 2835.9418
2025-05-13 | 4797.214 | 2.44 | 2.17 | 0 | 0 | 0 | 0 | 0 | 0 | 0 | 0 | 0 | 0 | 0 | 0 | 0 | 0 | 1 | 0 | 0 | 0 | 0 | 0 | 0 | 0 | 0 | 0 | 0 | 2843.9975
2025-05-13 | 4786.322 | 2.11 | 2.13 | 0 | 0 | 0 | 0 | 0 | 0 | 0 | 0 | 0 | 0 | 0 | 0 | 0 | 0 | 0 | 1 | 0 | 0 | 0 | 0 | 0 | 0 | 0 | 0 | 0 | 2772.7329
2025-05-13 | 4496.094 | 2.01 | 1.88 | 0 | 0 | 0 | 0 | 0 | 0 | 0 | 0 | 0 | 0 | 0 | 0 | 0 | 0 | 0 | 0 | 1 | 0 | 0 | 0 | 0 | 0 | 0 | 0 | 0 | 2628.0569
2025-05-13 | 3942.387 | 2.07 | 2.14 | 0 | 0 | 0 | 0 | 0 | 0 | 0 | 0 | 0 | 0 | 0 | 0 | 0 | 0 | 0 | 0 | 0 | 1 | 0 | 0 | 0 | 0 | 0 | 0 | 0 | 2490.7721
2025-05-13 | 3535.618 | 2.5 | 1.68 | 0 | 0 | 0 | 0 | 0 | 0 | 0 | 0 | 0 | 0 | 0 | 0 | 0 | 0 | 0 | 0 | 0 | 0 | 1 | 0 | 0 | 0 | 0 | 0 | 0 | 2335.7592
2025-05-13 | 3271.451 | 2.71 | 1.22 | 0 | 0 | 0 | 0 | 0 | 0 | 0 | 0 | 0 | 0 | 0 | 0 | 0 | 0 | 0 | 0 | 0 | 0 | 0 | 1 | 0 | 0 | 0 | 0 | 0 | 2239.8088
2025-05-13 | 3143.78 | 3.08 | 0.41 | 0 | 0 | 0 | 0 | 0 | 0 | 0 | 0 | 0 | 0 | 0 | 0 | 0 | 0 | 0 | 0 | 0 | 0 | 0 | 0 | 1 | 0 | 0 | 0 | 0 | 2117.8941
2025-05-13 | 2937.173 | 3.87 | 0.22 | 0 | 0 | 0 | 0 | 0 | 0 | 0 | 0 | 0 | 0 | 0 | 0 | 0 | 0 | 0 | 0 | 0 | 0 | 0 | 0 | 0 | 1 | 0 | 0 | 0 | 2028.888
2025-05-13 | 2652.457 | 4.42 | 0.06 | 0 | 0 | 0 | 0 | 0 | 0 | 0 | 0 | 0 | 0 | 0 | 0 | 0 | 0 | 0 | 0 | 0 | 0 | 0 | 0 | 0 | 0 | 1 | 0 | 0 | 1908.3041
2025-05-13 | 2443.934 | 4.9 | 0.1 | 0 | 0 | 0 | 0 | 0 | 0 | 0 | 0 | 0 | 0 | 0 | 0 | 0 | 0 | 0 | 0 | 0 | 0 | 0 | 0 | 0 | 0 | 0 | 1 | 0 | 1820.8221
2025-05-13 | 2313.108 | 5.32 | 0.04 | 0 | 0 | 0 | 0 | 0 | 0 | 0 | 0 | 0 | 0 | 0 | 0 | 0 | 0 | 0 | 0 | 0 | 0 | 0 | 0 | 0 | 0 | 0 | 0 | 1 | 1751.7894
2025-05-14 | 2248.937 | 5.93 | 0 | 0 | 1 | 0 | 0 | 0 | 0 | 0 | 0 | 0 | 0 | 0 | 0 | 0 | 0 | 0 | 0 | 0 | 0 | 0 | 0 | 0 | 0 | 0 | 0 | 0 | 1733.2885
2025-05-14 | 2215.815 | 6.38 | 0 | 0 | 0 | 1 | 0 | 0 | 0 | 0 | 0 | 0 | 0 | 0 | 0 | 0 | 0 | 0 | 0 | 0 | 0 | 0 | 0 | 0 | 0 | 0 | 0 | 0 | 1723.3376
2025-05-14 | 2197.547 | 6.93 | 0 | 0 | 0 | 0 | 1 | 0 | 0 | 0 | 0 | 0 | 0 | 0 | 0 | 0 | 0 | 0 | 0 | 0 | 0 | 0 | 0 | 0 | 0 | 0 | 0 | 0 | 1734.3498
2025-05-14 | 2274.022 | 7.22 | 0 | 0 | 0 | 0 | 0 | 1 | 0 | 0 | 0 | 0 | 0 | 0 | 0 | 0 | 0 | 0 | 0 | 0 | 0 | 0 | 0 | 0 | 0 | 0 | 0 | 0 | 1765.2506
2025-05-14 | 2357.698 | 7.51 | 0 | 0 | 0 | 0 | 0 | 0 | 1 | 0 | 0 | 0 | 0 | 0 | 0 | 0 | 0 | 0 | 0 | 0 | 0 | 0 | 0 | 0 | 0 | 0 | 0 | 0 | 1817.9115
2025-05-14 | 2529.513 | 7.75 | 0 | 0 | 0 | 0 | 0 | 0 | 0 | 1 | 0 | 0 | 0 | 0 | 0 | 0 | 0 | 0 | 0 | 0 | 0 | 0 | 0 | 0 | 0 | 0 | 0 | 0 | 1929.9676
2025-05-14 | 3012.52 | 6.94 | 0 | 0 | 0 | 0 | 0 | 0 | 0 | 0 | 1 | 0 | 0 | 0 | 0 | 0 | 0 | 0 | 0 | 0 | 0 | 0 | 0 | 0 | 0 | 0 | 0 | 0 | 2102.9707
2025-05-14 | 3631.405 | 5.62 | 0.1 | 0 | 0 | 0 | 0 | 0 | 0 | 0 | 0 | 1 | 0 | 0 | 0 | 0 | 0 | 0 | 0 | 0 | 0 | 0 | 0 | 0 | 0 | 0 | 0 | 0 | 2285.2181
2025-05-14 | 4093.637 | 4.57 | 0.29 | 0 | 0 | 0 | 0 | 0 | 0 | 0 | 0 | 0 | 1 | 0 | 0 | 0 | 0 | 0 | 0 | 0 | 0 | 0 | 0 | 0 | 0 | 0 | 0 | 0 | 2502.3723
2025-05-14 | 4450.888 | 3.4 | 0.56 | 0 | 0 | 0 | 0 | 0 | 0 | 0 | 0 | 0 | 0 | 1 | 0 | 0 | 0 | 0 | 0 | 0 | 0 | 0 | 0 | 0 | 0 | 0 | 0 | 0 | 2666.5388
2025-05-14 | 4562.001 | 2.79 | 0.63 | 0 | 0 | 0 | 0 | 0 | 0 | 0 | 0 | 0 | 0 | 0 | 1 | 0 | 0 | 0 | 0 | 0 | 0 | 0 | 0 | 0 | 0 | 0 | 0 | 0 | 2752.8015
2025-05-14 | 4580.067 | 2.38 | 0.97 | 0 | 0 | 0 | 0 | 0 | 0 | 0 | 0 | 0 | 0 | 0 | 0 | 1 | 0 | 0 | 0 | 0 | 0 | 0 | 0 | 0 | 0 | 0 | 0 | 0 | 2774.5153
2025-05-14 | 4543.471 | 2.28 | 1.58 | 0 | 0 | 0 | 0 | 0 | 0 | 0 | 0 | 0 | 0 | 0 | 0 | 0 | 1 | 0 | 0 | 0 | 0 | 0 | 0 | 0 | 0 | 0 | 0 | 0 | 2807.1359
2025-05-14 | 4532.957 | 2.72 | 1.73 | 0 | 0 | 0 | 0 | 0 | 0 | 0 | 0 | 0 | 0 | 0 | 0 | 0 | 0 | 1 | 0 | 0 | 0 | 0 | 0 | 0 | 0 | 0 | 0 | 0 | 2811.7607
2025-05-14 | 4523.413 | 2.71 | 1.82 | 0 | 0 | 0 | 0 | 0 | 0 | 0 | 0 | 0 | 0 | 0 | 0 | 0 | 0 | 0 | 1 | 0 | 0 | 0 | 0 | 0 | 0 | 0 | 0 | 0 | 2763.5605
2025-05-14 | 4296.469 | 2.57 | 1.85 | 0 | 0 | 0 | 0 | 0 | 0 | 0 | 0 | 0 | 0 | 0 | 0 | 0 | 0 | 0 | 0 | 1 | 0 | 0 | 0 | 0 | 0 | 0 | 0 | 0 | 2644.0445
2025-05-14 | 3835.272 | 2.69 | 1.68 | 0 | 0 | 0 | 0 | 0 | 0 | 0 | 0 | 0 | 0 | 0 | 0 | 0 | 0 | 0 | 0 | 0 | 1 | 0 | 0 | 0 | 0 | 0 | 0 | 0 | 2468.073
2025-05-14 | 3472.911 | 2.77 | 1.34 | 0 | 0 | 0 | 0 | 0 | 0 | 0 | 0 | 0 | 0 | 0 | 0 | 0 | 0 | 0 | 0 | 0 | 0 | 1 | 0 | 0 | 0 | 0 | 0 | 0 | 2312.6522
2025-05-14 | 3264.371 | 3.03 | 0.95 | 0 | 0 | 0 | 0 | 0 | 0 | 0 | 0 | 0 | 0 | 0 | 0 | 0 | 0 | 0 | 0 | 0 | 0 | 0 | 1 | 0 | 0 | 0 | 0 | 0 | 2225.009
2025-05-14 | 3149.929 | 3.46 | 0.56 | 0 | 0 | 0 | 0 | 0 | 0 | 0 | 0 | 0 | 0 | 0 | 0 | 0 | 0 | 0 | 0 | 0 | 0 | 0 | 0 | 1 | 0 | 0 | 0 | 0 | 2144.8688
2025-05-14 | 2903.625 | 4.29 | 0.53 | 0 | 0 | 0 | 0 | 0 | 0 | 0 | 0 | 0 | 0 | 0 | 0 | 0 | 0 | 0 | 0 | 0 | 0 | 0 | 0 | 0 | 1 | 0 | 0 | 0 | 2072.3532
2025-05-14 | 2664.675 | 5.03 | 0.34 | 0 | 0 | 0 | 0 | 0 | 0 | 0 | 0 | 0 | 0 | 0 | 0 | 0 | 0 | 0 | 0 | 0 | 0 | 0 | 0 | 0 | 0 | 1 | 0 | 0 | 1955.3173
2025-05-14 | 2426.843 | 5.74 | 0.31 | 0 | 0 | 0 | 0 | 0 | 0 | 0 | 0 | 0 | 0 | 0 | 0 | 0 | 0 | 0 | 0 | 0 | 0 | 0 | 0 | 0 | 0 | 0 | 1 | 0 | 1868.9418
2025-05-14 | 2286.633 | 6.21 | 0.31 | 0 | 0 | 0 | 0 | 0 | 0 | 0 | 0 | 0 | 0 | 0 | 0 | 0 | 0 | 0 | 0 | 0 | 0 | 0 | 0 | 0 | 0 | 0 | 0 | 1 | 1807.2697
2025-05-15 | 2249.614 | 6.75 | 0.26 | 0 | 1 | 0 | 0 | 0 | 0 | 0 | 0 | 0 | 0 | 0 | 0 | 0 | 0 | 0 | 0 | 0 | 0 | 0 | 0 | 0 | 0 | 0 | 0 | 0 | 1785.4688
2025-05-15 | 2218.821 | 6.99 | 0 | 0 | 0 | 1 | 0 | 0 | 0 | 0 | 0 | 0 | 0 | 0 | 0 | 0 | 0 | 0 | 0 | 0 | 0 | 0 | 0 | 0 | 0 | 0 | 0 | 0 | 1743.846
2025-05-15 | 2232.142 | 7.7 | 0 | 0 | 0 | 0 | 1 | 0 | 0 | 0 | 0 | 0 | 0 | 0 | 0 | 0 | 0 | 0 | 0 | 0 | 0 | 0 | 0 | 0 | 0 | 0 | 0 | 0 | 1760.2375
2025-05-15 | 2265.692 | 7.55 | 0 | 0 | 0 | 0 | 0 | 1 | 0 | 0 | 0 | 0 | 0 | 0 | 0 | 0 | 0 | 0 | 0 | 0 | 0 | 0 | 0 | 0 | 0 | 0 | 0 | 0 | 1776.3453
2025-05-15 | 2315.299 | 7.8 | 0 | 0 | 0 | 0 | 0 | 0 | 1 | 0 | 0 | 0 | 0 | 0 | 0 | 0 | 0 | 0 | 0 | 0 | 0 | 0 | 0 | 0 | 0 | 0 | 0 | 0 | 1827.6614
2025-05-15 | 2453.803 | 7.69 | 0 | 0 | 0 | 0 | 0 | 0 | 0 | 1 | 0 | 0 | 0 | 0 | 0 | 0 | 0 | 0 | 0 | 0 | 0 | 0 | 0 | 0 | 0 | 0 | 0 | 0 | 1927.9504
2025-05-15 | 3014.605 | 6.75 | 0 | 0 | 0 | 0 | 0 | 0 | 0 | 0 | 1 | 0 | 0 | 0 | 0 | 0 | 0 | 0 | 0 | 0 | 0 | 0 | 0 | 0 | 0 | 0 | 0 | 0 | 2096.5828
2025-05-15 | 3656.479 | 5.77 | 0.17 | 0 | 0 | 0 | 0 | 0 | 0 | 0 | 0 | 1 | 0 | 0 | 0 | 0 | 0 | 0 | 0 | 0 | 0 | 0 | 0 | 0 | 0 | 0 | 0 | 0 | 2296.8873
2025-05-15 | 4126.192 | 4.55 | 0.37 | 0 | 0 | 0 | 0 | 0 | 0 | 0 | 0 | 0 | 1 | 0 | 0 | 0 | 0 | 0 | 0 | 0 | 0 | 0 | 0 | 0 | 0 | 0 | 0 | 0 | 2509.2727
2025-05-15 | 4469.774 | 3.26 | 0.66 | 0 | 0 | 0 | 0 | 0 | 0 | 0 | 0 | 0 | 0 | 1 | 0 | 0 | 0 | 0 | 0 | 0 | 0 | 0 | 0 | 0 | 0 | 0 | 0 | 0 | 2671.298
2025-05-15 | 4699.115 | 2.45 | 1.37 | 0 | 0 | 0 | 0 | 0 | 0 | 0 | 0 | 0 | 0 | 0 | 1 | 0 | 0 | 0 | 0 | 0 | 0 | 0 | 0 | 0 | 0 | 0 | 0 | 0 | 2811.4191
2025-05-15 | 4830.996 | 1.75 | 1.52 | 0 | 0 | 0 | 0 | 0 | 0 | 0 | 0 | 0 | 0 | 0 | 0 | 1 | 0 | 0 | 0 | 0 | 0 | 0 | 0 | 0 | 0 | 0 | 0 | 0 | 2805.3976
2025-05-15 | 4821.54 | 1.23 | 1.67 | 0 | 0 | 0 | 0 | 0 | 0 | 0 | 0 | 0 | 0 | 0 | 0 | 0 | 1 | 0 | 0 | 0 | 0 | 0 | 0 | 0 | 0 | 0 | 0 | 0 | 2780.354
2025-05-15 | 4904.4 | 1.21 | 1.83 | 0 | 0 | 0 | 0 | 0 | 0 | 0 | 0 | 0 | 0 | 0 | 0 | 0 | 0 | 1 | 0 | 0 | 0 | 0 | 0 | 0 | 0 | 0 | 0 | 0 | 2770.4601
2025-05-15 | 4866.14 | 1.51 | 2.38 | 0 | 0 | 0 | 0 | 0 | 0 | 0 | 0 | 0 | 0 | 0 | 0 | 0 | 0 | 0 | 1 | 0 | 0 | 0 | 0 | 0 | 0 | 0 | 0 | 0 | 2776.2258
2025-05-15 | 4717.252 | 1.68 | 2.69 | 0 | 0 | 0 | 0 | 0 | 0 | 0 | 0 | 0 | 0 | 0 | 0 | 0 | 0 | 0 | 0 | 1 | 0 | 0 | 0 | 0 | 0 | 0 | 0 | 0 | 2693.6369
2025-05-15 | 4234.07 | 1.58 | 2.63 | 0 | 0 | 0 | 0 | 0 | 0 | 0 | 0 | 0 | 0 | 0 | 0 | 0 | 0 | 0 | 0 | 0 | 1 | 0 | 0 | 0 | 0 | 0 | 0 | 0 | 2520.6816
2025-05-15 | 3822.508 | 1.45 | 2.46 | 0 | 0 | 0 | 0 | 0 | 0 | 0 | 0 | 0 | 0 | 0 | 0 | 0 | 0 | 0 | 0 | 0 | 0 | 1 | 0 | 0 | 0 | 0 | 0 | 0 | 2374.2928
2025-05-15 | 3532.682 | 1.61 | 1.79 | 0 | 0 | 0 | 0 | 0 | 0 | 0 | 0 | 0 | 0 | 0 | 0 | 0 | 0 | 0 | 0 | 0 | 0 | 0 | 1 | 0 | 0 | 0 | 0 | 0 | 2256.7827
2025-05-15 | 3327.508 | 1.97 | 0.86 | 0 | 0 | 0 | 0 | 0 | 0 | 0 | 0 | 0 | 0 | 0 | 0 | 0 | 0 | 0 | 0 | 0 | 0 | 0 | 0 | 1 | 0 | 0 | 0 | 0 | 2123.1726
2025-05-15 | 3087.937 | 3.22 | 0.64 | 0 | 0 | 0 | 0 | 0 | 0 | 0 | 0 | 0 | 0 | 0 | 0 | 0 | 0 | 0 | 0 | 0 | 0 | 0 | 0 | 0 | 1 | 0 | 0 | 0 | 2046.7921
2025-05-15 | 2778.378 | 4.21 | 0.49 | 0 | 0 | 0 | 0 | 0 | 0 | 0 | 0 | 0 | 0 | 0 | 0 | 0 | 0 | 0 | 0 | 0 | 0 | 0 | 0 | 0 | 0 | 1 | 0 | 0 | 1941.9477
2025-05-15 | 2414.153 | 4.9 | 0.38 | 0 | 0 | 0 | 0 | 0 | 0 | 0 | 0 | 0 | 0 | 0 | 0 | 0 | 0 | 0 | 0 | 0 | 0 | 0 | 0 | 0 | 0 | 0 | 1 | 0 | 1847.327
2025-05-15 | 2285.494 | 5.36 | 0.31 | 0 | 0 | 0 | 0 | 0 | 0 | 0 | 0 | 0 | 0 | 0 | 0 | 0 | 0 | 0 | 0 | 0 | 0 | 0 | 0 | 0 | 0 | 0 | 0 | 1 | 1778.6924
2025-05-16 | 2225.151 | 6.15 | 0.21 | 0 | 1 | 0 | 0 | 0 | 0 | 0 | 0 | 0 | 0 | 0 | 0 | 0 | 0 | 0 | 0 | 0 | 0 | 0 | 0 | 0 | 0 | 0 | 0 | 0 | 1760.5636
2025-05-16 | 2198.093 | 6.66 | 0.13 | 0 | 0 | 1 | 0 | 0 | 0 | 0 | 0 | 0 | 0 | 0 | 0 | 0 | 0 | 0 | 0 | 0 | 0 | 0 | 0 | 0 | 0 | 0 | 0 | 0 | 1745.0571
2025-05-16 | 2180.424 | 6.85 | 0.04 | 0 | 0 | 0 | 1 | 0 | 0 | 0 | 0 | 0 | 0 | 0 | 0 | 0 | 0 | 0 | 0 | 0 | 0 | 0 | 0 | 0 | 0 | 0 | 0 | 0 | 1735.4466
2025-05-16 | 2230.913 | 7.39 | 0 | 0 | 0 | 0 | 0 | 1 | 0 | 0 | 0 | 0 | 0 | 0 | 0 | 0 | 0 | 0 | 0 | 0 | 0 | 0 | 0 | 0 | 0 | 0 | 0 | 0 | 1770.966
2025-05-16 | 2314.01 | 8.03 | 0 | 0 | 0 | 0 | 0 | 0 | 1 | 0 | 0 | 0 | 0 | 0 | 0 | 0 | 0 | 0 | 0 | 0 | 0 | 0 | 0 | 0 | 0 | 0 | 0 | 0 | 1835.3941
2025-05-16 | 2502.752 | 8.62 | 0 | 0 | 0 | 0 | 0 | 0 | 0 | 1 | 0 | 0 | 0 | 0 | 0 | 0 | 0 | 0 | 0 | 0 | 0 | 0 | 0 | 0 | 0 | 0 | 0 | 0 | 1959.2173
2025-05-16 | 2997.268 | 7.77 | 0 | 0 | 0 | 0 | 0 | 0 | 0 | 0 | 1 | 0 | 0 | 0 | 0 | 0 | 0 | 0 | 0 | 0 | 0 | 0 | 0 | 0 | 0 | 0 | 0 | 0 | 2130.8755
2025-05-16 | 3525.903 | 6.32 | 0 | 0 | 0 | 0 | 0 | 0 | 0 | 0 | 0 | 1 | 0 | 0 | 0 | 0 | 0 | 0 | 0 | 0 | 0 | 0 | 0 | 0 | 0 | 0 | 0 | 0 | 2299.2863
2025-05-16 | 4124.636 | 4.53 | 0 | 0 | 0 | 0 | 0 | 0 | 0 | 0 | 0 | 0 | 1 | 0 | 0 | 0 | 0 | 0 | 0 | 0 | 0 | 0 | 0 | 0 | 0 | 0 | 0 | 0 | 2473.576
2025-05-16 | 4515.575 | 3.3 | 0.4 | 0 | 0 | 0 | 0 | 0 | 0 | 0 | 0 | 0 | 0 | 1 | 0 | 0 | 0 | 0 | 0 | 0 | 0 | 0 | 0 | 0 | 0 | 0 | 0 | 0 | 2648.0312
2025-05-16 | 4710.989 | 2.79 | 1.06 | 0 | 0 | 0 | 0 | 0 | 0 | 0 | 0 | 0 | 0 | 0 | 1 | 0 | 0 | 0 | 0 | 0 | 0 | 0 | 0 | 0 | 0 | 0 | 0 | 0 | 2793.5054
2025-05-16 | 4779.154 | 2.6 | 1.44 | 0 | 0 | 0 | 0 | 0 | 0 | 0 | 0 | 0 | 0 | 0 | 0 | 1 | 0 | 0 | 0 | 0 | 0 | 0 | 0 | 0 | 0 | 0 | 0 | 0 | 2826.4021
2025-05-16 | 4769.564 | 2.33 | 1.65 | 0 | 0 | 0 | 0 | 0 | 0 | 0 | 0 | 0 | 0 | 0 | 0 | 0 | 1 | 0 | 0 | 0 | 0 | 0 | 0 | 0 | 0 | 0 | 0 | 0 | 2815.4431
2025-05-16 | 4844.03 | 2.24 | 1.86 | 0 | 0 | 0 | 0 | 0 | 0 | 0 | 0 | 0 | 0 | 0 | 0 | 0 | 0 | 1 | 0 | 0 | 0 | 0 | 0 | 0 | 0 | 0 | 0 | 0 | 2807.9288
2025-05-16 | 4795.412 | 1.52 | 2.08 | 0 | 0 | 0 | 0 | 0 | 0 | 0 | 0 | 0 | 0 | 0 | 0 | 0 | 0 | 0 | 1 | 0 | 0 | 0 | 0 | 0 | 0 | 0 | 0 | 0 | 2748.1639
2025-05-16 | 4687.363 | 1.22 | 1.84 | 0 | 0 | 0 | 0 | 0 | 0 | 0 | 0 | 0 | 0 | 0 | 0 | 0 | 0 | 0 | 0 | 1 | 0 | 0 | 0 | 0 | 0 | 0 | 0 | 0 | 2597.7104
2025-05-16 | 4270.092 | 1.53 | 1.44 | 0 | 0 | 0 | 0 | 0 | 0 | 0 | 0 | 0 | 0 | 0 | 0 | 0 | 0 | 0 | 0 | 0 | 1 | 0 | 0 | 0 | 0 | 0 | 0 | 0 | 2406.355
2025-05-16 | 3744.045 | 1.5 | 1.44 | 0 | 0 | 0 | 0 | 0 | 0 | 0 | 0 | 0 | 0 | 0 | 0 | 0 | 0 | 0 | 0 | 0 | 0 | 1 | 0 | 0 | 0 | 0 | 0 | 0 | 2279.4204
2025-05-16 | 3449.44 | 1.81 | 1.03 | 0 | 0 | 0 | 0 | 0 | 0 | 0 | 0 | 0 | 0 | 0 | 0 | 0 | 0 | 0 | 0 | 0 | 0 | 0 | 1 | 0 | 0 | 0 | 0 | 0 | 2191.5651
2025-05-16 | 3205.216 | 3.1 | 0.78 | 0 | 0 | 0 | 0 | 0 | 0 | 0 | 0 | 0 | 0 | 0 | 0 | 0 | 0 | 0 | 0 | 0 | 0 | 0 | 0 | 1 | 0 | 0 | 0 | 0 | 2153.5908
2025-05-16 | 3040.827 | 4.09 | 0.47 | 0 | 0 | 0 | 0 | 0 | 0 | 0 | 0 | 0 | 0 | 0 | 0 | 0 | 0 | 0 | 0 | 0 | 0 | 0 | 0 | 0 | 1 | 0 | 0 | 0 | 2059.9495
2025-05-16 | 2730.637 | 4.62 | 0.52 | 0 | 0 | 0 | 0 | 0 | 0 | 0 | 0 | 0 | 0 | 0 | 0 | 0 | 0 | 0 | 0 | 0 | 0 | 0 | 0 | 0 | 0 | 1 | 0 | 0 | 1958.5718
2025-05-16 | 2513.372 | 5 | 0.33 | 0 | 0 | 0 | 0 | 0 | 0 | 0 | 0 | 0 | 0 | 0 | 0 | 0 | 0 | 0 | 0 | 0 | 0 | 0 | 0 | 0 | 0 | 0 | 1 | 0 | 1845.956
2025-05-16 | 2356.018 | 5.4 | 0.18 | 0 | 0 | 0 | 0 | 0 | 0 | 0 | 0 | 0 | 0 | 0 | 0 | 0 | 0 | 0 | 0 | 0 | 0 | 0 | 0 | 0 | 0 | 0 | 0 | 1 | 1767.7314
2025-05-17 | 2250.055 | 5.82 | 0 | 1 | 1 | 0 | 0 | 0 | 0 | 0 | 0 | 0 | 0 | 0 | 0 | 0 | 0 | 0 | 0 | 0 | 0 | 0 | 0 | 0 | 0 | 0 | 0 | 0 | 1464.4372
2025-05-17 | 2218.493 | 6.28 | 0 | 1 | 0 | 1 | 0 | 0 | 0 | 0 | 0 | 0 | 0 | 0 | 0 | 0 | 0 | 0 | 0 | 0 | 0 | 0 | 0 | 0 | 0 | 0 | 0 | 0 | 1454.8225
2025-05-17 | 2231.671 | 7.05 | 0 | 1 | 0 | 0 | 1 | 0 | 0 | 0 | 0 | 0 | 0 | 0 | 0 | 0 | 0 | 0 | 0 | 0 | 0 | 0 | 0 | 0 | 0 | 0 | 0 | 0 | 1473.2312
2025-05-17 | 2288.938 | 7.74 | 0 | 1 | 0 | 0 | 0 | 1 | 0 | 0 | 0 | 0 | 0 | 0 | 0 | 0 | 0 | 0 | 0 | 0 | 0 | 0 | 0 | 0 | 0 | 0 | 0 | 0 | 1517.58
2025-05-17 | 2275.645 | 8.05 | 0 | 1 | 0 | 0 | 0 | 0 | 1 | 0 | 0 | 0 | 0 | 0 | 0 | 0 | 0 | 0 | 0 | 0 | 0 | 0 | 0 | 0 | 0 | 0 | 0 | 0 | 1570.9134
2025-05-17 | 2248.625 | 8.47 | 0 | 1 | 0 | 0 | 0 | 0 | 0 | 1 | 0 | 0 | 0 | 0 | 0 | 0 | 0 | 0 | 0 | 0 | 0 | 0 | 0 | 0 | 0 | 0 | 0 | 0 | 1689.0211
2025-05-17 | 2510.389 | 7.6 | 0 | 1 | 0 | 0 | 0 | 0 | 0 | 0 | 1 | 0 | 0 | 0 | 0 | 0 | 0 | 0 | 0 | 0 | 0 | 0 | 0 | 0 | 0 | 0 | 0 | 0 | 1860.007
2025-05-17 | 2779.955 | 5.72 | 0 | 1 | 0 | 0 | 0 | 0 | 0 | 0 | 0 | 1 | 0 | 0 | 0 | 0 | 0 | 0 | 0 | 0 | 0 | 0 | 0 | 0 | 0 | 0 | 0 | 0 | 2013.961
2025-05-17 | 3258.871 | 4.4 | 0.22 | 1 | 0 | 0 | 0 | 0 | 0 | 0 | 0 | 0 | 1 | 0 | 0 | 0 | 0 | 0 | 0 | 0 | 0 | 0 | 0 | 0 | 0 | 0 | 0 | 0 | 2224.8775
2025-05-17 | 3540.357 | 3.43 | 0.92 | 1 | 0 | 0 | 0 | 0 | 0 | 0 | 0 | 0 | 0 | 1 | 0 | 0 | 0 | 0 | 0 | 0 | 0 | 0 | 0 | 0 | 0 | 0 | 0 | 0 | 2436.472
2025-05-17 | 3666.21 | 2.77 | 1.45 | 1 | 0 | 0 | 0 | 0 | 0 | 0 | 0 | 0 | 0 | 0 | 1 | 0 | 0 | 0 | 0 | 0 | 0 | 0 | 0 | 0 | 0 | 0 | 0 | 0 | 2564.5974
2025-05-17 | 3777.952 | 2.48 | 1.76 | 1 | 0 | 0 | 0 | 0 | 0 | 0 | 0 | 0 | 0 | 0 | 0 | 1 | 0 | 0 | 0 | 0 | 0 | 0 | 0 | 0 | 0 | 0 | 0 | 0 | 2587.5058
2025-05-17 | 3690.248 | 2.4 | 1.8 | 1 | 0 | 0 | 0 | 0 | 0 | 0 | 0 | 0 | 0 | 0 | 0 | 0 | 1 | 0 | 0 | 0 | 0 | 0 | 0 | 0 | 0 | 0 | 0 | 0 | 2566.8425
2025-05-17 | 3655.023 | 1.8 | 1.93 | 1 | 0 | 0 | 0 | 0 | 0 | 0 | 0 | 0 | 0 | 0 | 0 | 0 | 0 | 1 | 0 | 0 | 0 | 0 | 0 | 0 | 0 | 0 | 0 | 0 | 2534.609
2025-05-17 | 3521.95 | 1.74 | 2.19 | 1 | 0 | 0 | 0 | 0 | 0 | 0 | 0 | 0 | 0 | 0 | 0 | 0 | 0 | 0 | 1 | 0 | 0 | 0 | 0 | 0 | 0 | 0 | 0 | 0 | 2500.8199
2025-05-17 | 3420.219 | 1.83 | 2.24 | 1 | 0 | 0 | 0 | 0 | 0 | 0 | 0 | 0 | 0 | 0 | 0 | 0 | 0 | 0 | 0 | 1 | 0 | 0 | 0 | 0 | 0 | 0 | 0 | 0 | 2390.9298
2025-05-17 | 3207.319 | 1.89 | 2.1 | 1 | 0 | 0 | 0 | 0 | 0 | 0 | 0 | 0 | 0 | 0 | 0 | 0 | 0 | 0 | 0 | 0 | 1 | 0 | 0 | 0 | 0 | 0 | 0 | 0 | 2215.7809
2025-05-17 | 3087.381 | 2.19 | 1.94 | 1 | 0 | 0 | 0 | 0 | 0 | 0 | 0 | 0 | 0 | 0 | 0 | 0 | 0 | 0 | 0 | 0 | 0 | 1 | 0 | 0 | 0 | 0 | 0 | 0 | 2084.7955
2025-05-17 | 2977.252 | 2.38 | 1.58 | 1 | 0 | 0 | 0 | 0 | 0 | 0 | 0 | 0 | 0 | 0 | 0 | 0 | 0 | 0 | 0 | 0 | 0 | 0 | 1 | 0 | 0 | 0 | 0 | 0 | 1997.6386
2025-05-17 | 2919.866 | 3.14 | 1.07 | 1 | 0 | 0 | 0 | 0 | 0 | 0 | 0 | 0 | 0 | 0 | 0 | 0 | 0 | 0 | 0 | 0 | 0 | 0 | 0 | 1 | 0 | 0 | 0 | 0 | 1917.2339
2025-05-17 | 2805.661 | 4.1 | 0.84 | 1 | 0 | 0 | 0 | 0 | 0 | 0 | 0 | 0 | 0 | 0 | 0 | 0 | 0 | 0 | 0 | 0 | 0 | 0 | 0 | 0 | 1 | 0 | 0 | 0 | 1830.1569
2025-05-17 | 2621.947 | 4.78 | 0.74 | 1 | 0 | 0 | 0 | 0 | 0 | 0 | 0 | 0 | 0 | 0 | 0 | 0 | 0 | 0 | 0 | 0 | 0 | 0 | 0 | 0 | 0 | 1 | 0 | 0 | 1719.6232
2025-05-17 | 2420.79 | 5.42 | 0.64 | 1 | 0 | 0 | 0 | 0 | 0 | 0 | 0 | 0 | 0 | 0 | 0 | 0 | 0 | 0 | 0 | 0 | 0 | 0 | 0 | 0 | 0 | 0 | 1 | 0 | 1624.2681
2025-05-17 | 2284.253 | 5.91 | 0.59 | 1 | 0 | 0 | 0 | 0 | 0 | 0 | 0 | 0 | 0 | 0 | 0 | 0 | 0 | 0 | 0 | 0 | 0 | 0 | 0 | 0 | 0 | 0 | 0 | 1 | 1558.5354
2025-05-18 | 2230.481 | 6.9 | 0.51 | 1 | 1 | 0 | 0 | 0 | 0 | 0 | 0 | 0 | 0 | 0 | 0 | 0 | 0 | 0 | 0 | 0 | 0 | 0 | 0 | 0 | 0 | 0 | 0 | 0 | 1549.0238
2025-05-18 | 2205.603 | 6.85 | 0.49 | 1 | 0 | 1 | 0 | 0 | 0 | 0 | 0 | 0 | 0 | 0 | 0 | 0 | 0 | 0 | 0 | 0 | 0 | 0 | 0 | 0 | 0 | 0 | 0 | 0 | 1520.3696
2025-05-18 | 2205.05 | 7.1 | 0.42 | 1 | 0 | 0 | 1 | 0 | 0 | 0 | 0 | 0 | 0 | 0 | 0 | 0 | 0 | 0 | 0 | 0 | 0 | 0 | 0 | 0 | 0 | 0 | 0 | 0 | 1514.6694
2025-05-18 | 2255.977 | 7.38 | 0.35 | 1 | 0 | 0 | 0 | 1 | 0 | 0 | 0 | 0 | 0 | 0 | 0 | 0 | 0 | 0 | 0 | 0 | 0 | 0 | 0 | 0 | 0 | 0 | 0 | 0 | 1538.6078
2025-05-18 | 2237.221 | 7.87 | 0.35 | 1 | 0 | 0 | 0 | 0 | 1 | 0 | 0 | 0 | 0 | 0 | 0 | 0 | 0 | 0 | 0 | 0 | 0 | 0 | 0 | 0 | 0 | 0 | 0 | 0 | 1597.9928
2025-05-18 | 2201.134 | 8.01 | 0.23 | 1 | 0 | 0 | 0 | 0 | 0 | 1 | 0 | 0 | 0 | 0 | 0 | 0 | 0 | 0 | 0 | 0 | 0 | 0 | 0 | 0 | 0 | 0 | 0 | 0 | 1695.3276
2025-05-18 | 2339.891 | 7.22 | 0.19 | 1 | 0 | 0 | 0 | 0 | 0 | 0 | 1 | 0 | 0 | 0 | 0 | 0 | 0 | 0 | 0 | 0 | 0 | 0 | 0 | 0 | 0 | 0 | 0 | 0 | 1865.2167
2025-05-18 | 2571.249 | 5.75 | 0.52 | 1 | 0 | 0 | 0 | 0 | 0 | 0 | 0 | 1 | 0 | 0 | 0 | 0 | 0 | 0 | 0 | 0 | 0 | 0 | 0 | 0 | 0 | 0 | 0 | 0 | 2064.1929
2025-05-18 | 2810.981 | 4.61 | 0.92 | 1 | 0 | 0 | 0 | 0 | 0 | 0 | 0 | 0 | 1 | 0 | 0 | 0 | 0 | 0 | 0 | 0 | 0 | 0 | 0 | 0 | 0 | 0 | 0 | 0 | 2298.1999
2025-05-18 | 3089.404 | 3.98 | 1.45 | 1 | 0 | 0 | 0 | 0 | 0 | 0 | 0 | 0 | 0 | 1 | 0 | 0 | 0 | 0 | 0 | 0 | 0 | 0 | 0 | 0 | 0 | 0 | 0 | 0 | 2505.1331
2025-05-18 | 3228.592 | 3.55 | 1.71 | 1 | 0 | 0 | 0 | 0 | 0 | 0 | 0 | 0 | 0 | 0 | 1 | 0 | 0 | 0 | 0 | 0 | 0 | 0 | 0 | 0 | 0 | 0 | 0 | 0 | 2615.4329
2025-05-18 | 3228.368 | 3.4 | 1.88 | 1 | 0 | 0 | 0 | 0 | 0 | 0 | 0 | 0 | 0 | 0 | 0 | 1 | 0 | 0 | 0 | 0 | 0 | 0 | 0 | 0 | 0 | 0 | 0 | 0 | 2629.7957
2025-05-18 | 3228.24 | 3.16 | 1.86 | 1 | 0 | 0 | 0 | 0 | 0 | 0 | 0 | 0 | 0 | 0 | 0 | 0 | 1 | 0 | 0 | 0 | 0 | 0 | 0 | 0 | 0 | 0 | 0 | 0 | 2598.0735
2025-05-18 | 3203.87 | 2.85 | 2.07 | 1 | 0 | 0 | 0 | 0 | 0 | 0 | 0 | 0 | 0 | 0 | 0 | 0 | 0 | 1 | 0 | 0 | 0 | 0 | 0 | 0 | 0 | 0 | 0 | 0 | 2583.1627
2025-05-18 | 3163.556 | 2.64 | 2.08 | 1 | 0 | 0 | 0 | 0 | 0 | 0 | 0 | 0 | 0 | 0 | 0 | 0 | 0 | 0 | 1 | 0 | 0 | 0 | 0 | 0 | 0 | 0 | 0 | 0 | 2520.6656
2025-05-18 | 3076.953 | 2.44 | 2.1 | 1 | 0 | 0 | 0 | 0 | 0 | 0 | 0 | 0 | 0 | 0 | 0 | 0 | 0 | 0 | 0 | 1 | 0 | 0 | 0 | 0 | 0 | 0 | 0 | 0 | 2398.1858
2025-05-18 | 2988.68 | 2.85 | 2.16 | 1 | 0 | 0 | 0 | 0 | 0 | 0 | 0 | 0 | 0 | 0 | 0 | 0 | 0 | 0 | 0 | 0 | 1 | 0 | 0 | 0 | 0 | 0 | 0 | 0 | 2253.736
2025-05-18 | 2874.134 | 3.12 | 2.22 | 1 | 0 | 0 | 0 | 0 | 0 | 0 | 0 | 0 | 0 | 0 | 0 | 0 | 0 | 0 | 0 | 0 | 0 | 1 | 0 | 0 | 0 | 0 | 0 | 0 | 2142.5672
2025-05-18 | 2724.181 | 3.62 | 1.47 | 1 | 0 | 0 | 0 | 0 | 0 | 0 | 0 | 0 | 0 | 0 | 0 | 0 | 0 | 0 | 0 | 0 | 0 | 0 | 1 | 0 | 0 | 0 | 0 | 0 | 2028.9152
2025-05-18 | 2708.225 | 3.93 | 1.2 | 1 | 0 | 0 | 0 | 0 | 0 | 0 | 0 | 0 | 0 | 0 | 0 | 0 | 0 | 0 | 0 | 0 | 0 | 0 | 0 | 1 | 0 | 0 | 0 | 0 | 1956.0998
2025-05-18 | 2666.176 | 4.33 | 0.95 | 1 | 0 | 0 | 0 | 0 | 0 | 0 | 0 | 0 | 0 | 0 | 0 | 0 | 0 | 0 | 0 | 0 | 0 | 0 | 0 | 0 | 1 | 0 | 0 | 0 | 1848.3022
2025-05-18 | 2516.919 | 4.69 | 0.63 | 1 | 0 | 0 | 0 | 0 | 0 | 0 | 0 | 0 | 0 | 0 | 0 | 0 | 0 | 0 | 0 | 0 | 0 | 0 | 0 | 0 | 0 | 1 | 0 | 0 | 1706.1848
2025-05-18 | 2341.538 | 4.86 | 0.35 | 1 | 0 | 0 | 0 | 0 | 0 | 0 | 0 | 0 | 0 | 0 | 0 | 0 | 0 | 0 | 0 | 0 | 0 | 0 | 0 | 0 | 0 | 0 | 1 | 0 | 1577.9893
2025-05-18 | 2264.329 | 4.99 | 0.19 | 1 | 0 | 0 | 0 | 0 | 0 | 0 | 0 | 0 | 0 | 0 | 0 | 0 | 0 | 0 | 0 | 0 | 0 | 0 | 0 | 0 | 0 | 0 | 0 | 1 | 1489.7406
2025-05-19 | 2232.967 | 4.96 | 0.04 | 0 | 1 | 0 | 0 | 0 | 0 | 0 | 0 | 0 | 0 | 0 | 0 | 0 | 0 | 0 | 0 | 0 | 0 | 0 | 0 | 0 | 0 | 0 | 0 | 0 | 1704.4632
2025-05-19 | 2228.888 | 5.51 | 0 | 0 | 0 | 1 | 0 | 0 | 0 | 0 | 0 | 0 | 0 | 0 | 0 | 0 | 0 | 0 | 0 | 0 | 0 | 0 | 0 | 0 | 0 | 0 | 0 | 0 | 1694.0879
2025-05-19 | 2212.731 | 5.78 | 0 | 0 | 0 | 0 | 1 | 0 | 0 | 0 | 0 | 0 | 0 | 0 | 0 | 0 | 0 | 0 | 0 | 0 | 0 | 0 | 0 | 0 | 0 | 0 | 0 | 0 | 1695.6864
2025-05-19 | 2267.05 | 6.57 | 0 | 0 | 0 | 0 | 0 | 1 | 0 | 0 | 0 | 0 | 0 | 0 | 0 | 0 | 0 | 0 | 0 | 0 | 0 | 0 | 0 | 0 | 0 | 0 | 0 | 0 | 1743.3973
2025-05-19 | 2260.915 | 6.72 | 0 | 0 | 0 | 0 | 0 | 0 | 1 | 0 | 0 | 0 | 0 | 0 | 0 | 0 | 0 | 0 | 0 | 0 | 0 | 0 | 0 | 0 | 0 | 0 | 0 | 0 | 1791.3515
2025-05-19 | 2261.002 | 7.22 | 0 | 0 | 0 | 0 | 0 | 0 | 0 | 1 | 0 | 0 | 0 | 0 | 0 | 0 | 0 | 0 | 0 | 0 | 0 | 0 | 0 | 0 | 0 | 0 | 0 | 0 | 1912.1488
2025-05-19 | 2470.884 | 7.14 | 0 | 0 | 0 | 0 | 0 | 0 | 0 | 0 | 1 | 0 | 0 | 0 | 0 | 0 | 0 | 0 | 0 | 0 | 0 | 0 | 0 | 0 | 0 | 0 | 0 | 0 | 2109.6947
2025-05-19 | 2629.869 | 6.18 | 0.05 | 0 | 0 | 0 | 0 | 0 | 0 | 0 | 0 | 1 | 0 | 0 | 0 | 0 | 0 | 0 | 0 | 0 | 0 | 0 | 0 | 0 | 0 | 0 | 0 | 0 | 2299.3125
2025-05-19 | 2760.753 | 5.39 | 0.3 | 0 | 0 | 0 | 0 | 0 | 0 | 0 | 0 | 0 | 1 | 0 | 0 | 0 | 0 | 0 | 0 | 0 | 0 | 0 | 0 | 0 | 0 | 0 | 0 | 0 | 2530.8876
2025-05-19 | 3149.157 | 4.31 | 0.56 | 0 | 0 | 0 | 0 | 0 | 0 | 0 | 0 | 0 | 0 | 1 | 0 | 0 | 0 | 0 | 0 | 0 | 0 | 0 | 0 | 0 | 0 | 0 | 0 | 0 | 2697.1333
2025-05-19 | 3008.53 | 3.33 | 0.72 | 0 | 0 | 0 | 0 | 0 | 0 | 0 | 0 | 0 | 0 | 0 | 1 | 0 | 0 | 0 | 0 | 0 | 0 | 0 | 0 | 0 | 0 | 0 | 0 | 0 | 2779.4759
2025-05-19 | 3076.276 | 2.74 | 0.84 | 0 | 0 | 0 | 0 | 0 | 0 | 0 | 0 | 0 | 0 | 0 | 0 | 1 | 0 | 0 | 0 | 0 | 0 | 0 | 0 | 0 | 0 | 0 | 0 | 0 | 2774.3128
2025-05-19 | 3084.819 | 2.41 | 1.07 | 0 | 0 | 0 | 0 | 0 | 0 | 0 | 0 | 0 | 0 | 0 | 0 | 0 | 1 | 0 | 0 | 0 | 0 | 0 | 0 | 0 | 0 | 0 | 0 | 0 | 2763.2298
2025-05-19 | 3043.152 | 1.96 | 1.58 | 0 | 0 | 0 | 0 | 0 | 0 | 0 | 0 | 0 | 0 | 0 | 0 | 0 | 0 | 1 | 0 | 0 | 0 | 0 | 0 | 0 | 0 | 0 | 0 | 0 | 2772.0103
2025-05-19 | 3017.024 | 1.74 | 1.94 | 0 | 0 | 0 | 0 | 0 | 0 | 0 | 0 | 0 | 0 | 0 | 0 | 0 | 0 | 0 | 1 | 0 | 0 | 0 | 0 | 0 | 0 | 0 | 0 | 0 | 2742.308
2025-05-19 | 2929.576 | 1.48 | 2.47 | 0 | 0 | 0 | 0 | 0 | 0 | 0 | 0 | 0 | 0 | 0 | 0 | 0 | 0 | 0 | 0 | 1 | 0 | 0 | 0 | 0 | 0 | 0 | 0 | 0 | 2666.0876
2025-05-19 | 2888.063 | 1.22 | 2.66 | 0 | 0 | 0 | 0 | 0 | 0 | 0 | 0 | 0 | 0 | 0 | 0 | 0 | 0 | 0 | 0 | 0 | 1 | 0 | 0 | 0 | 0 | 0 | 0 | 0 | 2511.4181
2025-05-19 | 2816.394 | 1.33 | 2.18 | 0 | 0 | 0 | 0 | 0 | 0 | 0 | 0 | 0 | 0 | 0 | 0 | 0 | 0 | 0 | 0 | 0 | 0 | 1 | 0 | 0 | 0 | 0 | 0 | 0 | 2343.7535
2025-05-19 | 2723.611 | 1.53 | 1.72 | 0 | 0 | 0 | 0 | 0 | 0 | 0 | 0 | 0 | 0 | 0 | 0 | 0 | 0 | 0 | 0 | 0 | 0 | 0 | 1 | 0 | 0 | 0 | 0 | 0 | 2247.4669
2025-05-19 | 2686.053 | 1.91 | 0.84 | 0 | 0 | 0 | 0 | 0 | 0 | 0 | 0 | 0 | 0 | 0 | 0 | 0 | 0 | 0 | 0 | 0 | 0 | 0 | 0 | 1 | 0 | 0 | 0 | 0 | 2119.2622
2025-05-19 | 2684.713 | 2.35 | 0.33 | 0 | 0 | 0 | 0 | 0 | 0 | 0 | 0 | 0 | 0 | 0 | 0 | 0 | 0 | 0 | 0 | 0 | 0 | 0 | 0 | 0 | 1 | 0 | 0 | 0 | 1988.1977
2025-05-19 | 2527.897 | 2.78 | 0.13 | 0 | 0 | 0 | 0 | 0 | 0 | 0 | 0 | 0 | 0 | 0 | 0 | 0 | 0 | 0 | 0 | 0 | 0 | 0 | 0 | 0 | 0 | 1 | 0 | 0 | 1859.793
2025-05-19 | 2415.216 | 3.41 | 0.15 | 0 | 0 | 0 | 0 | 0 | 0 | 0 | 0 | 0 | 0 | 0 | 0 | 0 | 0 | 0 | 0 | 0 | 0 | 0 | 0 | 0 | 0 | 0 | 1 | 0 | 1775.4609
2025-05-19 | 2239.548 | 3.82 | 0.13 | 0 | 0 | 0 | 0 | 0 | 0 | 0 | 0 | 0 | 0 | 0 | 0 | 0 | 0 | 0 | 0 | 0 | 0 | 0 | 0 | 0 | 0 | 0 | 0 | 1 | 1709.8783
2025-05-20 | 2239.899 | 4.02 | 0.15 | 0 | 1 | 0 | 0 | 0 | 0 | 0 | 0 | 0 | 0 | 0 | 0 | 0 | 0 | 0 | 0 | 0 | 0 | 0 | 0 | 0 | 0 | 0 | 0 | 0 | 1683.2727
2025-05-20 | 2204.555 | 4.21 | 0.17 | 0 | 0 | 1 | 0 | 0 | 0 | 0 | 0 | 0 | 0 | 0 | 0 | 0 | 0 | 0 | 0 | 0 | 0 | 0 | 0 | 0 | 0 | 0 | 0 | 0 | 1666.4737
2025-05-20 | 2225.463 | 4.71 | 0.13 | 0 | 0 | 0 | 1 | 0 | 0 | 0 | 0 | 0 | 0 | 0 | 0 | 0 | 0 | 0 | 0 | 0 | 0 | 0 | 0 | 0 | 0 | 0 | 0 | 0 | 1672.0185
2025-05-20 | 2323.087 | 5.74 | 0 | 0 | 0 | 0 | 0 | 1 | 0 | 0 | 0 | 0 | 0 | 0 | 0 | 0 | 0 | 0 | 0 | 0 | 0 | 0 | 0 | 0 | 0 | 0 | 0 | 0 | 1715.4925
2025-05-20 | 2327.803 | 5.9 | 0 | 0 | 0 | 0 | 0 | 0 | 1 | 0 | 0 | 0 | 0 | 0 | 0 | 0 | 0 | 0 | 0 | 0 | 0 | 0 | 0 | 0 | 0 | 0 | 0 | 0 | 1763.7828
2025-05-20 | 2467.441 | 6.29 | 0 | 0 | 0 | 0 | 0 | 0 | 0 | 1 | 0 | 0 | 0 | 0 | 0 | 0 | 0 | 0 | 0 | 0 | 0 | 0 | 0 | 0 | 0 | 0 | 0 | 0 | 1880.8819
2025-05-20 | 3024.116 | 5.43 | 0 | 0 | 0 | 0 | 0 | 0 | 0 | 0 | 1 | 0 | 0 | 0 | 0 | 0 | 0 | 0 | 0 | 0 | 0 | 0 | 0 | 0 | 0 | 0 | 0 | 0 | 2052.204
2025-05-20 | 3595.177 | 4.1 | 0.21 | 0 | 0 | 0 | 0 | 0 | 0 | 0 | 0 | 1 | 0 | 0 | 0 | 0 | 0 | 0 | 0 | 0 | 0 | 0 | 0 | 0 | 0 | 0 | 0 | 0 | 2244.5278
2025-05-20 | 4073.577 | 3.18 | 0.66 | 0 | 0 | 0 | 0 | 0 | 0 | 0 | 0 | 0 | 1 | 0 | 0 | 0 | 0 | 0 | 0 | 0 | 0 | 0 | 0 | 0 | 0 | 0 | 0 | 0 | 2490.6643
2025-05-20 | 4305.73 | 2.81 | 0.91 | 0 | 0 | 0 | 0 | 0 | 0 | 0 | 0 | 0 | 0 | 1 | 0 | 0 | 0 | 0 | 0 | 0 | 0 | 0 | 0 | 0 | 0 | 0 | 0 | 0 | 2679.8339
2025-05-20 | 4401.557 | 2.17 | 1.18 | 0 | 0 | 0 | 0 | 0 | 0 | 0 | 0 | 0 | 0 | 0 | 1 | 0 | 0 | 0 | 0 | 0 | 0 | 0 | 0 | 0 | 0 | 0 | 0 | 0 | 2784.02
2025-05-20 | 4421.938 | 1.87 | 1.57 | 0 | 0 | 0 | 0 | 0 | 0 | 0 | 0 | 0 | 0 | 0 | 0 | 1 | 0 | 0 | 0 | 0 | 0 | 0 | 0 | 0 | 0 | 0 | 0 | 0 | 2814.1651
2025-05-20 | 4366.544 | 1.79 | 1.8 | 0 | 0 | 0 | 0 | 0 | 0 | 0 | 0 | 0 | 0 | 0 | 0 | 0 | 1 | 0 | 0 | 0 | 0 | 0 | 0 | 0 | 0 | 0 | 0 | 0 | 2811.4872
2025-05-20 | 4398.036 | 1.77 | 2.8 | 0 | 0 | 0 | 0 | 0 | 0 | 0 | 0 | 0 | 0 | 0 | 0 | 0 | 0 | 1 | 0 | 0 | 0 | 0 | 0 | 0 | 0 | 0 | 0 | 0 | 2881.1078
2025-05-20 | 4307.074 | 1.29 | 2.97 | 0 | 0 | 0 | 0 | 0 | 0 | 0 | 0 | 0 | 0 | 0 | 0 | 0 | 0 | 0 | 1 | 0 | 0 | 0 | 0 | 0 | 0 | 0 | 0 | 0 | 2824.6788
2025-05-20 | 4118.699 | 1.61 | 3.15 | 0 | 0 | 0 | 0 | 0 | 0 | 0 | 0 | 0 | 0 | 0 | 0 | 0 | 0 | 0 | 0 | 1 | 0 | 0 | 0 | 0 | 0 | 0 | 0 | 0 | 2734.8272
2025-05-20 | 3759.418 | 1.71 | 2.9 | 0 | 0 | 0 | 0 | 0 | 0 | 0 | 0 | 0 | 0 | 0 | 0 | 0 | 0 | 0 | 0 | 0 | 1 | 0 | 0 | 0 | 0 | 0 | 0 | 0 | 2550.6105
2025-05-20 | 3407.463 | 1.91 | 2.43 | 0 | 0 | 0 | 0 | 0 | 0 | 0 | 0 | 0 | 0 | 0 | 0 | 0 | 0 | 0 | 0 | 0 | 0 | 1 | 0 | 0 | 0 | 0 | 0 | 0 | 2386.9183
2025-05-20 | 3092.005 | 2.32 | 1.81 | 0 | 0 | 0 | 0 | 0 | 0 | 0 | 0 | 0 | 0 | 0 | 0 | 0 | 0 | 0 | 0 | 0 | 0 | 0 | 1 | 0 | 0 | 0 | 0 | 0 | 2282.5463
2025-05-20 | 3062.879 | 2.81 | 1.5 | 0 | 0 | 0 | 0 | 0 | 0 | 0 | 0 | 0 | 0 | 0 | 0 | 0 | 0 | 0 | 0 | 0 | 0 | 0 | 0 | 1 | 0 | 0 | 0 | 0 | 2211.9962
2025-05-20 | 2949.826 | 3.48 | 1.2 | 0 | 0 | 0 | 0 | 0 | 0 | 0 | 0 | 0 | 0 | 0 | 0 | 0 | 0 | 0 | 0 | 0 | 0 | 0 | 0 | 0 | 1 | 0 | 0 | 0 | 2108.543
2025-05-20 | 2659.454 | 3.8 | 0.84 | 0 | 0 | 0 | 0 | 0 | 0 | 0 | 0 | 0 | 0 | 0 | 0 | 0 | 0 | 0 | 0 | 0 | 0 | 0 | 0 | 0 | 0 | 1 | 0 | 0 | 1961.2944
2025-05-20 | 2412.844 | 4.23 | 0.5 | 0 | 0 | 0 | 0 | 0 | 0 | 0 | 0 | 0 | 0 | 0 | 0 | 0 | 0 | 0 | 0 | 0 | 0 | 0 | 0 | 0 | 0 | 0 | 1 | 0 | 1836.1606
2025-05-20 | 2316.37 | 4.49 | 0.45 | 0 | 0 | 0 | 0 | 0 | 0 | 0 | 0 | 0 | 0 | 0 | 0 | 0 | 0 | 0 | 0 | 0 | 0 | 0 | 0 | 0 | 0 | 0 | 0 | 1 | 1762.6952
2025-05-21 | 2258.768 | 4.78 | 0.42 | 0 | 1 | 0 | 0 | 0 | 0 | 0 | 0 | 0 | 0 | 0 | 0 | 0 | 0 | 0 | 0 | 0 | 0 | 0 | 0 | 0 | 0 | 0 | 0 | 0 | 1734.3824
2025-05-21 | 2245.39 | 5.16 | 0.42 | 0 | 0 | 1 | 0 | 0 | 0 | 0 | 0 | 0 | 0 | 0 | 0 | 0 | 0 | 0 | 0 | 0 | 0 | 0 | 0 | 0 | 0 | 0 | 0 | 0 | 1722.0781
2025-05-21 | 2244.579 | 5.55 | 0.59 | 0 | 0 | 0 | 1 | 0 | 0 | 0 | 0 | 0 | 0 | 0 | 0 | 0 | 0 | 0 | 0 | 0 | 0 | 0 | 0 | 0 | 0 | 0 | 0 | 0 | 1743.8033
2025-05-21 | 2283.441 | 5.83 | 0.65 | 0 | 0 | 0 | 0 | 1 | 0 | 0 | 0 | 0 | 0 | 0 | 0 | 0 | 0 | 0 | 0 | 0 | 0 | 0 | 0 | 0 | 0 | 0 | 0 | 0 | 1780.0474
2025-05-21 | 2355.105 | 6.05 | 0.58 | 0 | 0 | 0 | 0 | 0 | 1 | 0 | 0 | 0 | 0 | 0 | 0 | 0 | 0 | 0 | 0 | 0 | 0 | 0 | 0 | 0 | 0 | 0 | 0 | 0 | 1823.7287
2025-05-21 | 2511.153 | 6.02 | 0.49 | 0 | 0 | 0 | 0 | 0 | 0 | 1 | 0 | 0 | 0 | 0 | 0 | 0 | 0 | 0 | 0 | 0 | 0 | 0 | 0 | 0 | 0 | 0 | 0 | 0 | 1918.1879
2025-05-21 | 3047.53 | 5.33 | 0.73 | 0 | 0 | 0 | 0 | 0 | 0 | 0 | 1 | 0 | 0 | 0 | 0 | 0 | 0 | 0 | 0 | 0 | 0 | 0 | 0 | 0 | 0 | 0 | 0 | 0 | 2117.9439
2025-05-21 | 3617.325 | 4.24 | 0.86 | 0 | 0 | 0 | 0 | 0 | 0 | 0 | 0 | 1 | 0 | 0 | 0 | 0 | 0 | 0 | 0 | 0 | 0 | 0 | 0 | 0 | 0 | 0 | 0 | 0 | 2310.7638
2025-05-21 | 4056.36 | 3.4 | 1.27 | 0 | 0 | 0 | 0 | 0 | 0 | 0 | 0 | 0 | 1 | 0 | 0 | 0 | 0 | 0 | 0 | 0 | 0 | 0 | 0 | 0 | 0 | 0 | 0 | 0 | 2555.8035
2025-05-21 | 4337.368 | 2.59 | 2.1 | 0 | 0 | 0 | 0 | 0 | 0 | 0 | 0 | 0 | 0 | 1 | 0 | 0 | 0 | 0 | 0 | 0 | 0 | 0 | 0 | 0 | 0 | 0 | 0 | 0 | 2785.083
2025-05-21 | 4445.543 | 2.02 | 2.8 | 0 | 0 | 0 | 0 | 0 | 0 | 0 | 0 | 0 | 0 | 0 | 1 | 0 | 0 | 0 | 0 | 0 | 0 | 0 | 0 | 0 | 0 | 0 | 0 | 0 | 2932.3264
2025-05-21 | 4412.009 | 1.83 | 3.2 | 0 | 0 | 0 | 0 | 0 | 0 | 0 | 0 | 0 | 0 | 0 | 0 | 1 | 0 | 0 | 0 | 0 | 0 | 0 | 0 | 0 | 0 | 0 | 0 | 0 | 2967.1163
2025-05-21 | 4451.848 | 1.79 | 2.67 | 0 | 0 | 0 | 0 | 0 | 0 | 0 | 0 | 0 | 0 | 0 | 0 | 0 | 1 | 0 | 0 | 0 | 0 | 0 | 0 | 0 | 0 | 0 | 0 | 0 | 2893.8415
2025-05-21 | 4471.833 | 1.5 | 3.44 | 0 | 0 | 0 | 0 | 0 | 0 | 0 | 0 | 0 | 0 | 0 | 0 | 0 | 0 | 1 | 0 | 0 | 0 | 0 | 0 | 0 | 0 | 0 | 0 | 0 | 2932.6128
2025-05-21 | 4342.961 | 1.39 | 3.9 | 0 | 0 | 0 | 0 | 0 | 0 | 0 | 0 | 0 | 0 | 0 | 0 | 0 | 0 | 0 | 1 | 0 | 0 | 0 | 0 | 0 | 0 | 0 | 0 | 0 | 2916.0747
2025-05-21 | 4197.655 | 1.32 | 4.44 | 0 | 0 | 0 | 0 | 0 | 0 | 0 | 0 | 0 | 0 | 0 | 0 | 0 | 0 | 0 | 0 | 1 | 0 | 0 | 0 | 0 | 0 | 0 | 0 | 0 | 2847.1889
2025-05-21 | 3847.277 | 1.32 | 4.16 | 0 | 0 | 0 | 0 | 0 | 0 | 0 | 0 | 0 | 0 | 0 | 0 | 0 | 0 | 0 | 0 | 0 | 1 | 0 | 0 | 0 | 0 | 0 | 0 | 0 | 2656.7703
2025-05-21 | 3517.37 | 1.49 | 3.82 | 0 | 0 | 0 | 0 | 0 | 0 | 0 | 0 | 0 | 0 | 0 | 0 | 0 | 0 | 0 | 0 | 0 | 0 | 1 | 0 | 0 | 0 | 0 | 0 | 0 | 2504.3754
2025-05-21 | 3259.599 | 1.61 | 2.92 | 0 | 0 | 0 | 0 | 0 | 0 | 0 | 0 | 0 | 0 | 0 | 0 | 0 | 0 | 0 | 0 | 0 | 0 | 0 | 1 | 0 | 0 | 0 | 0 | 0 | 2363.7487
2025-05-21 | 3140.801 | 2.01 | 2.07 | 0 | 0 | 0 | 0 | 0 | 0 | 0 | 0 | 0 | 0 | 0 | 0 | 0 | 0 | 0 | 0 | 0 | 0 | 0 | 0 | 1 | 0 | 0 | 0 | 0 | 2239.0562
2025-05-21 | 2958.895 | 2.63 | 1.71 | 0 | 0 | 0 | 0 | 0 | 0 | 0 | 0 | 0 | 0 | 0 | 0 | 0 | 0 | 0 | 0 | 0 | 0 | 0 | 0 | 0 | 1 | 0 | 0 | 0 | 2128.2424
2025-05-21 | 2667.047 | 3.03 | 1.43 | 0 | 0 | 0 | 0 | 0 | 0 | 0 | 0 | 0 | 0 | 0 | 0 | 0 | 0 | 0 | 0 | 0 | 0 | 0 | 0 | 0 | 0 | 1 | 0 | 0 | 1991.2563
2025-05-21 | 2444.349 | 3.43 | 1.08 | 0 | 0 | 0 | 0 | 0 | 0 | 0 | 0 | 0 | 0 | 0 | 0 | 0 | 0 | 0 | 0 | 0 | 0 | 0 | 0 | 0 | 0 | 0 | 1 | 0 | 1864.1672
2025-05-21 | 2376.013 | 3.94 | 0.85 | 0 | 0 | 0 | 0 | 0 | 0 | 0 | 0 | 0 | 0 | 0 | 0 | 0 | 0 | 0 | 0 | 0 | 0 | 0 | 0 | 0 | 0 | 0 | 0 | 1 | 1782.0681
2025-05-22 | 2333.911 | 4.52 | 0.66 | 0 | 1 | 0 | 0 | 0 | 0 | 0 | 0 | 0 | 0 | 0 | 0 | 0 | 0 | 0 | 0 | 0 | 0 | 0 | 0 | 0 | 0 | 0 | 0 | 0 | 1748.3595
2025-05-22 | 2452.246 | 4.47 | 0.54 | 0 | 0 | 1 | 0 | 0 | 0 | 0 | 0 | 0 | 0 | 0 | 0 | 0 | 0 | 0 | 0 | 0 | 0 | 0 | 0 | 0 | 0 | 0 | 0 | 0 | 1710.2393
2025-05-22 | 2485.145 | 4.89 | 0.43 | 0 | 0 | 0 | 1 | 0 | 0 | 0 | 0 | 0 | 0 | 0 | 0 | 0 | 0 | 0 | 0 | 0 | 0 | 0 | 0 | 0 | 0 | 0 | 0 | 0 | 1706.4682
2025-05-22 | 2490.818 | 5.38 | 0.31 | 0 | 0 | 0 | 0 | 1 | 0 | 0 | 0 | 0 | 0 | 0 | 0 | 0 | 0 | 0 | 0 | 0 | 0 | 0 | 0 | 0 | 0 | 0 | 0 | 0 | 1732.7338
2025-05-22 | 2565.882 | 5.8 | 0.21 | 0 | 0 | 0 | 0 | 0 | 1 | 0 | 0 | 0 | 0 | 0 | 0 | 0 | 0 | 0 | 0 | 0 | 0 | 0 | 0 | 0 | 0 | 0 | 0 | 0 | 1780.2994
2025-05-22 | 2727.402 | 5.61 | 0.31 | 0 | 0 | 0 | 0 | 0 | 0 | 1 | 0 | 0 | 0 | 0 | 0 | 0 | 0 | 0 | 0 | 0 | 0 | 0 | 0 | 0 | 0 | 0 | 0 | 0 | 1887.3648
2025-05-22 | 3361.657 | 5.15 | 0.41 | 0 | 0 | 0 | 0 | 0 | 0 | 0 | 1 | 0 | 0 | 0 | 0 | 0 | 0 | 0 | 0 | 0 | 0 | 0 | 0 | 0 | 0 | 0 | 0 | 0 | 2081.601
2025-05-22 | 3907.216 | 4.48 | 0.68 | 0 | 0 | 0 | 0 | 0 | 0 | 0 | 0 | 1 | 0 | 0 | 0 | 0 | 0 | 0 | 0 | 0 | 0 | 0 | 0 | 0 | 0 | 0 | 0 | 0 | 2301.7938
2025-05-22 | 4331.459 | 3.61 | 1.09 | 0 | 0 | 0 | 0 | 0 | 0 | 0 | 0 | 0 | 1 | 0 | 0 | 0 | 0 | 0 | 0 | 0 | 0 | 0 | 0 | 0 | 0 | 0 | 0 | 0 | 2545.8249
2025-05-22 | 4630.926 | 3.15 | 1.75 | 0 | 0 | 0 | 0 | 0 | 0 | 0 | 0 | 0 | 0 | 1 | 0 | 0 | 0 | 0 | 0 | 0 | 0 | 0 | 0 | 0 | 0 | 0 | 0 | 0 | 2770.7794
2025-05-22 | 4754.04 | 3.26 | 2.12 | 0 | 0 | 0 | 0 | 0 | 0 | 0 | 0 | 0 | 0 | 0 | 1 | 0 | 0 | 0 | 0 | 0 | 0 | 0 | 0 | 0 | 0 | 0 | 0 | 0 | 2909.6467
2025-05-22 | 4733.262 | 2.99 | 2.45 | 0 | 0 | 0 | 0 | 0 | 0 | 0 | 0 | 0 | 0 | 0 | 0 | 1 | 0 | 0 | 0 | 0 | 0 | 0 | 0 | 0 | 0 | 0 | 0 | 0 | 2935.1208
2025-05-22 | 4745.951 | 2.88 | 2.4 | 0 | 0 | 0 | 0 | 0 | 0 | 0 | 0 | 0 | 0 | 0 | 0 | 0 | 1 | 0 | 0 | 0 | 0 | 0 | 0 | 0 | 0 | 0 | 0 | 0 | 2904.9294
2025-05-22 | 4753.457 | 2.67 | 2.39 | 0 | 0 | 0 | 0 | 0 | 0 | 0 | 0 | 0 | 0 | 0 | 0 | 0 | 0 | 1 | 0 | 0 | 0 | 0 | 0 | 0 | 0 | 0 | 0 | 0 | 2872.5554
2025-05-22 | 4635.46 | 2.28 | 2.47 | 0 | 0 | 0 | 0 | 0 | 0 | 0 | 0 | 0 | 0 | 0 | 0 | 0 | 0 | 0 | 1 | 0 | 0 | 0 | 0 | 0 | 0 | 0 | 0 | 0 | 2810.6328
2025-05-22 | 4498.097 | 2.14 | 2.32 | 0 | 0 | 0 | 0 | 0 | 0 | 0 | 0 | 0 | 0 | 0 | 0 | 0 | 0 | 0 | 0 | 1 | 0 | 0 | 0 | 0 | 0 | 0 | 0 | 0 | 2674.078
2025-05-22 | 3987.629 | 1.9 | 2.35 | 0 | 0 | 0 | 0 | 0 | 0 | 0 | 0 | 0 | 0 | 0 | 0 | 0 | 0 | 0 | 0 | 0 | 1 | 0 | 0 | 0 | 0 | 0 | 0 | 0 | 2504.9352
2025-05-22 | 3649.304 | 2.1 | 2.38 | 0 | 0 | 0 | 0 | 0 | 0 | 0 | 0 | 0 | 0 | 0 | 0 | 0 | 0 | 0 | 0 | 0 | 0 | 1 | 0 | 0 | 0 | 0 | 0 | 0 | 2388.5732
2025-05-22 | 3393.491 | 2.29 | 2.12 | 0 | 0 | 0 | 0 | 0 | 0 | 0 | 0 | 0 | 0 | 0 | 0 | 0 | 0 | 0 | 0 | 0 | 0 | 0 | 1 | 0 | 0 | 0 | 0 | 0 | 2310.8824
2025-05-22 | 3251.184 | 2.75 | 1.78 | 0 | 0 | 0 | 0 | 0 | 0 | 0 | 0 | 0 | 0 | 0 | 0 | 0 | 0 | 0 | 0 | 0 | 0 | 0 | 0 | 1 | 0 | 0 | 0 | 0 | 2236.4838
2025-05-22 | 3027.189 | 3.27 | 1.37 | 0 | 0 | 0 | 0 | 0 | 0 | 0 | 0 | 0 | 0 | 0 | 0 | 0 | 0 | 0 | 0 | 0 | 0 | 0 | 0 | 0 | 1 | 0 | 0 | 0 | 2117.575
2025-05-22 | 2803.82 | 3.54 | 1.02 | 0 | 0 | 0 | 0 | 0 | 0 | 0 | 0 | 0 | 0 | 0 | 0 | 0 | 0 | 0 | 0 | 0 | 0 | 0 | 0 | 0 | 0 | 1 | 0 | 0 | 1969.592
2025-05-22 | 2614.438 | 3.94 | 0.9 | 0 | 0 | 0 | 0 | 0 | 0 | 0 | 0 | 0 | 0 | 0 | 0 | 0 | 0 | 0 | 0 | 0 | 0 | 0 | 0 | 0 | 0 | 0 | 1 | 0 | 1864.2747
2025-05-22 | 2490.672 | 4.43 | 0.43 | 0 | 0 | 0 | 0 | 0 | 0 | 0 | 0 | 0 | 0 | 0 | 0 | 0 | 0 | 0 | 0 | 0 | 0 | 0 | 0 | 0 | 0 | 0 | 0 | 1 | 1758.7848
2025-05-23 | 2457.479 | 4.83 | 0.3 | 0 | 1 | 0 | 0 | 0 | 0 | 0 | 0 | 0 | 0 | 0 | 0 | 0 | 0 | 0 | 0 | 0 | 0 | 0 | 0 | 0 | 0 | 0 | 0 | 0 | 1724.7042
2025-05-23 | 2445.707 | 5.07 | 0.24 | 0 | 0 | 1 | 0 | 0 | 0 | 0 | 0 | 0 | 0 | 0 | 0 | 0 | 0 | 0 | 0 | 0 | 0 | 0 | 0 | 0 | 0 | 0 | 0 | 0 | 1702.0134
2025-05-23 | 2437.05 | 5.44 | 0.14 | 0 | 0 | 0 | 1 | 0 | 0 | 0 | 0 | 0 | 0 | 0 | 0 | 0 | 0 | 0 | 0 | 0 | 0 | 0 | 0 | 0 | 0 | 0 | 0 | 0 | 1697.5079
2025-05-23 | 2491.505 | 5.84 | 0.15 | 0 | 0 | 0 | 0 | 1 | 0 | 0 | 0 | 0 | 0 | 0 | 0 | 0 | 0 | 0 | 0 | 0 | 0 | 0 | 0 | 0 | 0 | 0 | 0 | 0 | 1733.0535
2025-05-23 | 2583.96 | 6.41 | 0.07 | 0 | 0 | 0 | 0 | 0 | 1 | 0 | 0 | 0 | 0 | 0 | 0 | 0 | 0 | 0 | 0 | 0 | 0 | 0 | 0 | 0 | 0 | 0 | 0 | 0 | 1787.5554
2025-05-23 | 2685.453 | 6.72 | 0.14 | 0 | 0 | 0 | 0 | 0 | 0 | 1 | 0 | 0 | 0 | 0 | 0 | 0 | 0 | 0 | 0 | 0 | 0 | 0 | 0 | 0 | 0 | 0 | 0 | 0 | 1908.5911
2025-05-23 | 3211.924 | 5.66 | 0.26 | 0 | 0 | 0 | 0 | 0 | 0 | 0 | 1 | 0 | 0 | 0 | 0 | 0 | 0 | 0 | 0 | 0 | 0 | 0 | 0 | 0 | 0 | 0 | 0 | 0 | 2084.5483
2025-05-23 | 3797.422 | 4.13 | 0.55 | 0 | 0 | 0 | 0 | 0 | 0 | 0 | 0 | 1 | 0 | 0 | 0 | 0 | 0 | 0 | 0 | 0 | 0 | 0 | 0 | 0 | 0 | 0 | 0 | 0 | 2277.7209
2025-05-23 | 4242.17 | 2.96 | 0.98 | 0 | 0 | 0 | 0 | 0 | 0 | 0 | 0 | 0 | 1 | 0 | 0 | 0 | 0 | 0 | 0 | 0 | 0 | 0 | 0 | 0 | 0 | 0 | 0 | 0 | 2513.5591
2025-05-23 | 4481.132 | 2.14 | 1.79 | 0 | 0 | 0 | 0 | 0 | 0 | 0 | 0 | 0 | 0 | 1 | 0 | 0 | 0 | 0 | 0 | 0 | 0 | 0 | 0 | 0 | 0 | 0 | 0 | 0 | 2740.6092
2025-05-23 | 4556.314 | 1.85 | 1.9 | 0 | 0 | 0 | 0 | 0 | 0 | 0 | 0 | 0 | 0 | 0 | 1 | 0 | 0 | 0 | 0 | 0 | 0 | 0 | 0 | 0 | 0 | 0 | 0 | 0 | 2841.4168
2025-05-23 | 4456.1 | 1.74 | 2.92 | 0 | 0 | 0 | 0 | 0 | 0 | 0 | 0 | 0 | 0 | 0 | 0 | 1 | 0 | 0 | 0 | 0 | 0 | 0 | 0 | 0 | 0 | 0 | 0 | 0 | 2937.5856
2025-05-23 | 4556.058 | 1.33 | 3.42 | 0 | 0 | 0 | 0 | 0 | 0 | 0 | 0 | 0 | 0 | 0 | 0 | 0 | 1 | 0 | 0 | 0 | 0 | 0 | 0 | 0 | 0 | 0 | 0 | 0 | 2949.3713
2025-05-23 | 4455.998 | 0.96 | 3.4 | 0 | 0 | 0 | 0 | 0 | 0 | 0 | 0 | 0 | 0 | 0 | 0 | 0 | 0 | 1 | 0 | 0 | 0 | 0 | 0 | 0 | 0 | 0 | 0 | 0 | 2910.6714
2025-05-23 | 4351.446 | 0.97 | 3.92 | 0 | 0 | 0 | 0 | 0 | 0 | 0 | 0 | 0 | 0 | 0 | 0 | 0 | 0 | 0 | 1 | 0 | 0 | 0 | 0 | 0 | 0 | 0 | 0 | 0 | 2903.8474
2025-05-23 | 4149.841 | 0.86 | 4.64 | 0 | 0 | 0 | 0 | 0 | 0 | 0 | 0 | 0 | 0 | 0 | 0 | 0 | 0 | 0 | 0 | 1 | 0 | 0 | 0 | 0 | 0 | 0 | 0 | 0 | 2850.6556
2025-05-23 | 3772.714 | 0.82 | 3.77 | 0 | 0 | 0 | 0 | 0 | 0 | 0 | 0 | 0 | 0 | 0 | 0 | 0 | 0 | 0 | 0 | 0 | 1 | 0 | 0 | 0 | 0 | 0 | 0 | 0 | 2603.0427
2025-05-23 | 3498.796 | 0.94 | 3.47 | 0 | 0 | 0 | 0 | 0 | 0 | 0 | 0 | 0 | 0 | 0 | 0 | 0 | 0 | 0 | 0 | 0 | 0 | 1 | 0 | 0 | 0 | 0 | 0 | 0 | 2452.7532
2025-05-23 | 3288.676 | 1.09 | 2.98 | 0 | 0 | 0 | 0 | 0 | 0 | 0 | 0 | 0 | 0 | 0 | 0 | 0 | 0 | 0 | 0 | 0 | 0 | 0 | 1 | 0 | 0 | 0 | 0 | 0 | 2351.9457
2025-05-23 | 3228.416 | 1.31 | 2.33 | 0 | 0 | 0 | 0 | 0 | 0 | 0 | 0 | 0 | 0 | 0 | 0 | 0 | 0 | 0 | 0 | 0 | 0 | 0 | 0 | 1 | 0 | 0 | 0 | 0 | 2240.1336
2025-05-23 | 3053.469 | 1.6 | 1.28 | 0 | 0 | 0 | 0 | 0 | 0 | 0 | 0 | 0 | 0 | 0 | 0 | 0 | 0 | 0 | 0 | 0 | 0 | 0 | 0 | 0 | 1 | 0 | 0 | 0 | 2052.9096
2025-05-23 | 2796.222 | 2.09 | 0.79 | 0 | 0 | 0 | 0 | 0 | 0 | 0 | 0 | 0 | 0 | 0 | 0 | 0 | 0 | 0 | 0 | 0 | 0 | 0 | 0 | 0 | 0 | 1 | 0 | 0 | 1899.0707
2025-05-23 | 2594.876 | 2.33 | 0.25 | 0 | 0 | 0 | 0 | 0 | 0 | 0 | 0 | 0 | 0 | 0 | 0 | 0 | 0 | 0 | 0 | 0 | 0 | 0 | 0 | 0 | 0 | 0 | 1 | 0 | 1748.6169
2025-05-23 | 2494.853 | 3.43 | 0.04 | 0 | 0 | 0 | 0 | 0 | 0 | 0 | 0 | 0 | 0 | 0 | 0 | 0 | 0 | 0 | 0 | 0 | 0 | 0 | 0 | 0 | 0 | 0 | 0 | 1 | 1688.247
2025-05-24 | 2404.65 | 3.77 | 0 | 1 | 1 | 0 | 0 | 0 | 0 | 0 | 0 | 0 | 0 | 0 | 0 | 0 | 0 | 0 | 0 | 0 | 0 | 0 | 0 | 0 | 0 | 0 | 0 | 0 | 1395.5155
2025-05-24 | 2374.012 | 4.39 | 0 | 1 | 0 | 1 | 0 | 0 | 0 | 0 | 0 | 0 | 0 | 0 | 0 | 0 | 0 | 0 | 0 | 0 | 0 | 0 | 0 | 0 | 0 | 0 | 0 | 0 | 1391.2801
2025-05-24 | 2381.835 | 4.58 | 0 | 1 | 0 | 0 | 1 | 0 | 0 | 0 | 0 | 0 | 0 | 0 | 0 | 0 | 0 | 0 | 0 | 0 | 0 | 0 | 0 | 0 | 0 | 0 | 0 | 0 | 1390.189
2025-05-24 | 2468.343 | 5.11 | 0 | 1 | 0 | 0 | 0 | 1 | 0 | 0 | 0 | 0 | 0 | 0 | 0 | 0 | 0 | 0 | 0 | 0 | 0 | 0 | 0 | 0 | 0 | 0 | 0 | 0 | 1429.1586
2025-05-24 | 2453.012 | 5.2 | 0 | 1 | 0 | 0 | 0 | 0 | 1 | 0 | 0 | 0 | 0 | 0 | 0 | 0 | 0 | 0 | 0 | 0 | 0 | 0 | 0 | 0 | 0 | 0 | 0 | 0 | 1475.0955
2025-05-24 | 2444.41 | 5.67 | 0 | 1 | 0 | 0 | 0 | 0 | 0 | 1 | 0 | 0 | 0 | 0 | 0 | 0 | 0 | 0 | 0 | 0 | 0 | 0 | 0 | 0 | 0 | 0 | 0 | 0 | 1594.8842
2025-05-24 | 2670.807 | 4.75 | 0 | 1 | 0 | 0 | 0 | 0 | 0 | 0 | 1 | 0 | 0 | 0 | 0 | 0 | 0 | 0 | 0 | 0 | 0 | 0 | 0 | 0 | 0 | 0 | 0 | 0 | 1764.1891
2025-05-24 | 2972.136 | 3.04 | 0 | 1 | 0 | 0 | 0 | 0 | 0 | 0 | 0 | 1 | 0 | 0 | 0 | 0 | 0 | 0 | 0 | 0 | 0 | 0 | 0 | 0 | 0 | 0 | 0 | 0 | 1923.8586
2025-05-24 | 3363.756 | 2.2 | 0.32 | 1 | 0 | 0 | 0 | 0 | 0 | 0 | 0 | 0 | 1 | 0 | 0 | 0 | 0 | 0 | 0 | 0 | 0 | 0 | 0 | 0 | 0 | 0 | 0 | 0 | 2160.3788
2025-05-24 | 3648 | 1.65 | 1.11 | 1 | 0 | 0 | 0 | 0 | 0 | 0 | 0 | 0 | 0 | 1 | 0 | 0 | 0 | 0 | 0 | 0 | 0 | 0 | 0 | 0 | 0 | 0 | 0 | 0 | 2394.6133
2025-05-24 | 3732.719 | 1.59 | 1.91 | 1 | 0 | 0 | 0 | 0 | 0 | 0 | 0 | 0 | 0 | 0 | 1 | 0 | 0 | 0 | 0 | 0 | 0 | 0 | 0 | 0 | 0 | 0 | 0 | 0 | 2568.4691
2025-05-24 | 3726.067 | 1.22 | 2.61 | 1 | 0 | 0 | 0 | 0 | 0 | 0 | 0 | 0 | 0 | 0 | 0 | 1 | 0 | 0 | 0 | 0 | 0 | 0 | 0 | 0 | 0 | 0 | 0 | 0 | 2625.6053
2025-05-24 | 3655.825 | 0.91 | 3.29 | 1 | 0 | 0 | 0 | 0 | 0 | 0 | 0 | 0 | 0 | 0 | 0 | 0 | 1 | 0 | 0 | 0 | 0 | 0 | 0 | 0 | 0 | 0 | 0 | 0 | 2657.7918
2025-05-24 | 3597.528 | 0.78 | 3.75 | 1 | 0 | 0 | 0 | 0 | 0 | 0 | 0 | 0 | 0 | 0 | 0 | 0 | 0 | 1 | 0 | 0 | 0 | 0 | 0 | 0 | 0 | 0 | 0 | 0 | 2672.5977
2025-05-24 | 3481.699 | 0.47 | 4.21 | 1 | 0 | 0 | 0 | 0 | 0 | 0 | 0 | 0 | 0 | 0 | 0 | 0 | 0 | 0 | 1 | 0 | 0 | 0 | 0 | 0 | 0 | 0 | 0 | 0 | 2649.3356
2025-05-24 | 3352.474 | 0.41 | 4.51 | 1 | 0 | 0 | 0 | 0 | 0 | 0 | 0 | 0 | 0 | 0 | 0 | 0 | 0 | 0 | 0 | 1 | 0 | 0 | 0 | 0 | 0 | 0 | 0 | 0 | 2558.0675
2025-05-24 | 3221.916 | 0.53 | 4.32 | 1 | 0 | 0 | 0 | 0 | 0 | 0 | 0 | 0 | 0 | 0 | 0 | 0 | 0 | 0 | 0 | 0 | 1 | 0 | 0 | 0 | 0 | 0 | 0 | 0 | 2380.2028
2025-05-24 | 3157.967 | 0.86 | 3.69 | 1 | 0 | 0 | 0 | 0 | 0 | 0 | 0 | 0 | 0 | 0 | 0 | 0 | 0 | 0 | 0 | 0 | 0 | 1 | 0 | 0 | 0 | 0 | 0 | 0 | 2205.7357
2025-05-24 | 3034.485 | 1.02 | 3 | 1 | 0 | 0 | 0 | 0 | 0 | 0 | 0 | 0 | 0 | 0 | 0 | 0 | 0 | 0 | 0 | 0 | 0 | 0 | 1 | 0 | 0 | 0 | 0 | 0 | 2086.3324
2025-05-24 | 2987.177 | 1.46 | 2.37 | 1 | 0 | 0 | 0 | 0 | 0 | 0 | 0 | 0 | 0 | 0 | 0 | 0 | 0 | 0 | 0 | 0 | 0 | 0 | 0 | 1 | 0 | 0 | 0 | 0 | 1983.81
2025-05-24 | 2962.258 | 2.14 | 1.33 | 1 | 0 | 0 | 0 | 0 | 0 | 0 | 0 | 0 | 0 | 0 | 0 | 0 | 0 | 0 | 0 | 0 | 0 | 0 | 0 | 0 | 1 | 0 | 0 | 0 | 1810.6445
2025-05-24 | 2725.562 | 2.92 | 0.87 | 1 | 0 | 0 | 0 | 0 | 0 | 0 | 0 | 0 | 0 | 0 | 0 | 0 | 0 | 0 | 0 | 0 | 0 | 0 | 0 | 0 | 0 | 1 | 0 | 0 | 1669.3953
2025-05-24 | 2531.273 | 3.6 | 0.55 | 1 | 0 | 0 | 0 | 0 | 0 | 0 | 0 | 0 | 0 | 0 | 0 | 0 | 0 | 0 | 0 | 0 | 0 | 0 | 0 | 0 | 0 | 0 | 1 | 0 | 1554.5597
2025-05-24 | 2401.118 | 3.87 | 0.36 | 1 | 0 | 0 | 0 | 0 | 0 | 0 | 0 | 0 | 0 | 0 | 0 | 0 | 0 | 0 | 0 | 0 | 0 | 0 | 0 | 0 | 0 | 0 | 0 | 1 | 1468.1781
2025-05-25 | 2347.894 | 4.21 | 0.3 | 1 | 1 | 0 | 0 | 0 | 0 | 0 | 0 | 0 | 0 | 0 | 0 | 0 | 0 | 0 | 0 | 0 | 0 | 0 | 0 | 0 | 0 | 0 | 0 | 0 | 1438.7065
2025-05-25 | 2347.065 | 4.59 | 0.15 | 1 | 0 | 1 | 0 | 0 | 0 | 0 | 0 | 0 | 0 | 0 | 0 | 0 | 0 | 0 | 0 | 0 | 0 | 0 | 0 | 0 | 0 | 0 | 0 | 0 | 1412.2032
2025-05-25 | 2341.971 | 5.02 | 0.36 | 1 | 0 | 0 | 1 | 0 | 0 | 0 | 0 | 0 | 0 | 0 | 0 | 0 | 0 | 0 | 0 | 0 | 0 | 0 | 0 | 0 | 0 | 0 | 0 | 0 | 1439.0596
2025-05-25 | 2390.296 | 5.12 | 0.24 | 1 | 0 | 0 | 0 | 1 | 0 | 0 | 0 | 0 | 0 | 0 | 0 | 0 | 0 | 0 | 0 | 0 | 0 | 0 | 0 | 0 | 0 | 0 | 0 | 0 | 1452.2132
2025-05-25 | 2309.961 | 5.45 | 0.28 | 1 | 0 | 0 | 0 | 0 | 1 | 0 | 0 | 0 | 0 | 0 | 0 | 0 | 0 | 0 | 0 | 0 | 0 | 0 | 0 | 0 | 0 | 0 | 0 | 0 | 1510.0054
2025-05-25 | 2274.238 | 5.11 | 0.24 | 1 | 0 | 0 | 0 | 0 | 0 | 1 | 0 | 0 | 0 | 0 | 0 | 0 | 0 | 0 | 0 | 0 | 0 | 0 | 0 | 0 | 0 | 0 | 0 | 0 | 1598.7753
2025-05-25 | 2423.373 | 4.53 | 0.34 | 1 | 0 | 0 | 0 | 0 | 0 | 0 | 1 | 0 | 0 | 0 | 0 | 0 | 0 | 0 | 0 | 0 | 0 | 0 | 0 | 0 | 0 | 0 | 0 | 0 | 1788.9771
2025-05-25 | 2647.498 | 3.64 | 0.84 | 1 | 0 | 0 | 0 | 0 | 0 | 0 | 0 | 1 | 0 | 0 | 0 | 0 | 0 | 0 | 0 | 0 | 0 | 0 | 0 | 0 | 0 | 0 | 0 | 0 | 2023.5453
2025-05-25 | 2873.093 | 3.14 | 1.58 | 1 | 0 | 0 | 0 | 0 | 0 | 0 | 0 | 0 | 1 | 0 | 0 | 0 | 0 | 0 | 0 | 0 | 0 | 0 | 0 | 0 | 0 | 0 | 0 | 0 | 2311.2537
2025-05-25 | 3217.978 | 2.85 | 2.65 | 1 | 0 | 0 | 0 | 0 | 0 | 0 | 0 | 0 | 0 | 1 | 0 | 0 | 0 | 0 | 0 | 0 | 0 | 0 | 0 | 0 | 0 | 0 | 0 | 0 | 2580.7343
2025-05-25 | 3330.09 | 2.5 | 3.2 | 1 | 0 | 0 | 0 | 0 | 0 | 0 | 0 | 0 | 0 | 0 | 1 | 0 | 0 | 0 | 0 | 0 | 0 | 0 | 0 | 0 | 0 | 0 | 0 | 0 | 2721.1752
2025-05-25 | 3310.077 | 2.07 | 4 | 1 | 0 | 0 | 0 | 0 | 0 | 0 | 0 | 0 | 0 | 0 | 0 | 1 | 0 | 0 | 0 | 0 | 0 | 0 | 0 | 0 | 0 | 0 | 0 | 0 | 2785.7602
2025-05-25 | 3320.132 | 1.88 | 4.38 | 1 | 0 | 0 | 0 | 0 | 0 | 0 | 0 | 0 | 0 | 0 | 0 | 0 | 1 | 0 | 0 | 0 | 0 | 0 | 0 | 0 | 0 | 0 | 0 | 0 | 2793.5831
2025-05-25 | 3315.983 | 1.91 | 4.79 | 1 | 0 | 0 | 0 | 0 | 0 | 0 | 0 | 0 | 0 | 0 | 0 | 0 | 0 | 1 | 0 | 0 | 0 | 0 | 0 | 0 | 0 | 0 | 0 | 0 | 2809.0353
2025-05-25 | 3326.109 | 1.84 | 4.66 | 1 | 0 | 0 | 0 | 0 | 0 | 0 | 0 | 0 | 0 | 0 | 0 | 0 | 0 | 0 | 1 | 0 | 0 | 0 | 0 | 0 | 0 | 0 | 0 | 0 | 2737.9925
2025-05-25 | 3210.656 | 1.7 | 4.79 | 1 | 0 | 0 | 0 | 0 | 0 | 0 | 0 | 0 | 0 | 0 | 0 | 0 | 0 | 0 | 0 | 1 | 0 | 0 | 0 | 0 | 0 | 0 | 0 | 0 | 2627.9426
2025-05-25 | 3103.203 | 1.54 | 4.96 | 1 | 0 | 0 | 0 | 0 | 0 | 0 | 0 | 0 | 0 | 0 | 0 | 0 | 0 | 0 | 0 | 0 | 1 | 0 | 0 | 0 | 0 | 0 | 0 | 0 | 2474.7418
2025-05-25 | 2936.155 | 1.32 | 4.57 | 1 | 0 | 0 | 0 | 0 | 0 | 0 | 0 | 0 | 0 | 0 | 0 | 0 | 0 | 0 | 0 | 0 | 0 | 1 | 0 | 0 | 0 | 0 | 0 | 0 | 2304.502
2025-05-25 | 2767.409 | 1.38 | 4.37 | 1 | 0 | 0 | 0 | 0 | 0 | 0 | 0 | 0 | 0 | 0 | 0 | 0 | 0 | 0 | 0 | 0 | 0 | 0 | 1 | 0 | 0 | 0 | 0 | 0 | 2228.1202
2025-05-25 | 2803.322 | 1.66 | 3.61 | 1 | 0 | 0 | 0 | 0 | 0 | 0 | 0 | 0 | 0 | 0 | 0 | 0 | 0 | 0 | 0 | 0 | 0 | 0 | 0 | 1 | 0 | 0 | 0 | 0 | 2107.9127
2025-05-25 | 2779.988 | 2.13 | 2.86 | 1 | 0 | 0 | 0 | 0 | 0 | 0 | 0 | 0 | 0 | 0 | 0 | 0 | 0 | 0 | 0 | 0 | 0 | 0 | 0 | 0 | 1 | 0 | 0 | 0 | 1955.1384
2025-05-25 | 2606.047 | 2.22 | 2.53 | 1 | 0 | 0 | 0 | 0 | 0 | 0 | 0 | 0 | 0 | 0 | 0 | 0 | 0 | 0 | 0 | 0 | 0 | 0 | 0 | 0 | 0 | 1 | 0 | 0 | 1802.9969
2025-05-25 | 2429.183 | 2.47 | 2.1 | 1 | 0 | 0 | 0 | 0 | 0 | 0 | 0 | 0 | 0 | 0 | 0 | 0 | 0 | 0 | 0 | 0 | 0 | 0 | 0 | 0 | 0 | 0 | 1 | 0 | 1663.292
2025-05-25 | 2314.157 | 2.76 | 1.83 | 1 | 0 | 0 | 0 | 0 | 0 | 0 | 0 | 0 | 0 | 0 | 0 | 0 | 0 | 0 | 0 | 0 | 0 | 0 | 0 | 0 | 0 | 0 | 0 | 1 | 1570.01
2025-05-26 | 2299.016 | 3.11 | 1.3 | 0 | 1 | 0 | 0 | 0 | 0 | 0 | 0 | 0 | 0 | 0 | 0 | 0 | 0 | 0 | 0 | 0 | 0 | 0 | 0 | 0 | 0 | 0 | 0 | 0 | 1761.5374
2025-05-26 | 2302.713 | 3.29 | 1.16 | 0 | 0 | 1 | 0 | 0 | 0 | 0 | 0 | 0 | 0 | 0 | 0 | 0 | 0 | 0 | 0 | 0 | 0 | 0 | 0 | 0 | 0 | 0 | 0 | 0 | 1729.2566
2025-05-26 | 2292.193 | 3.25 | 1.26 | 0 | 0 | 0 | 1 | 0 | 0 | 0 | 0 | 0 | 0 | 0 | 0 | 0 | 0 | 0 | 0 | 0 | 0 | 0 | 0 | 0 | 0 | 0 | 0 | 0 | 1729.8988
2025-05-26 | 2356.393 | 3.48 | 1.09 | 0 | 0 | 0 | 0 | 1 | 0 | 0 | 0 | 0 | 0 | 0 | 0 | 0 | 0 | 0 | 0 | 0 | 0 | 0 | 0 | 0 | 0 | 0 | 0 | 0 | 1742.6901
2025-05-26 | 2367.386 | 3.71 | 0.59 | 0 | 0 | 0 | 0 | 0 | 1 | 0 | 0 | 0 | 0 | 0 | 0 | 0 | 0 | 0 | 0 | 0 | 0 | 0 | 0 | 0 | 0 | 0 | 0 | 0 | 1746.0038
2025-05-26 | 2520.367 | 3.76 | 0.52 | 0 | 0 | 0 | 0 | 0 | 0 | 1 | 0 | 0 | 0 | 0 | 0 | 0 | 0 | 0 | 0 | 0 | 0 | 0 | 0 | 0 | 0 | 0 | 0 | 0 | 1845.0458
2025-05-26 | 3090.284 | 3.12 | 0.84 | 0 | 0 | 0 | 0 | 0 | 0 | 0 | 1 | 0 | 0 | 0 | 0 | 0 | 0 | 0 | 0 | 0 | 0 | 0 | 0 | 0 | 0 | 0 | 0 | 0 | 2054.0556
2025-05-26 | 3675.287 | 2.28 | 1.37 | 0 | 0 | 0 | 0 | 0 | 0 | 0 | 0 | 1 | 0 | 0 | 0 | 0 | 0 | 0 | 0 | 0 | 0 | 0 | 0 | 0 | 0 | 0 | 0 | 0 | 2293.1446
2025-05-26 | 4110.4 | 1.53 | 1.83 | 0 | 0 | 0 | 0 | 0 | 0 | 0 | 0 | 0 | 1 | 0 | 0 | 0 | 0 | 0 | 0 | 0 | 0 | 0 | 0 | 0 | 0 | 0 | 0 | 0 | 2545.9431
2025-05-26 | 4349.063 | 0.72 | 2.33 | 0 | 0 | 0 | 0 | 0 | 0 | 0 | 0 | 0 | 0 | 1 | 0 | 0 | 0 | 0 | 0 | 0 | 0 | 0 | 0 | 0 | 0 | 0 | 0 | 0 | 2743.9849
2025-05-26 | 4436.936 | 0.1 | 2.95 | 0 | 0 | 0 | 0 | 0 | 0 | 0 | 0 | 0 | 0 | 0 | 1 | 0 | 0 | 0 | 0 | 0 | 0 | 0 | 0 | 0 | 0 | 0 | 0 | 0 | 2881.9744
2025-05-26 | 4418.418 | 0.04 | 3.56 | 0 | 0 | 0 | 0 | 0 | 0 | 0 | 0 | 0 | 0 | 0 | 0 | 1 | 0 | 0 | 0 | 0 | 0 | 0 | 0 | 0 | 0 | 0 | 0 | 0 | 2941.0136
2025-05-26 | 4408.987 | 0.05 | 3.83 | 0 | 0 | 0 | 0 | 0 | 0 | 0 | 0 | 0 | 0 | 0 | 0 | 0 | 1 | 0 | 0 | 0 | 0 | 0 | 0 | 0 | 0 | 0 | 0 | 0 | 2945.1479
2025-05-26 | 4395.903 | 0.05 | 4.15 | 0 | 0 | 0 | 0 | 0 | 0 | 0 | 0 | 0 | 0 | 0 | 0 | 0 | 0 | 1 | 0 | 0 | 0 | 0 | 0 | 0 | 0 | 0 | 0 | 0 | 2951.072
2025-05-26 | 4277.679 | 0.21 | 4.89 | 0 | 0 | 0 | 0 | 0 | 0 | 0 | 0 | 0 | 0 | 0 | 0 | 0 | 0 | 0 | 1 | 0 | 0 | 0 | 0 | 0 | 0 | 0 | 0 | 0 | 2970.1163
2025-05-26 | 4127.238 | 0.15 | 5.06 | 0 | 0 | 0 | 0 | 0 | 0 | 0 | 0 | 0 | 0 | 0 | 0 | 0 | 0 | 0 | 0 | 1 | 0 | 0 | 0 | 0 | 0 | 0 | 0 | 0 | 2866.5424
2025-05-26 | 3762.286 | 0.05 | 4.9 | 0 | 0 | 0 | 0 | 0 | 0 | 0 | 0 | 0 | 0 | 0 | 0 | 0 | 0 | 0 | 0 | 0 | 1 | 0 | 0 | 0 | 0 | 0 | 0 | 0 | 2684.121
2025-05-26 | 3350.202 | 0.2 | 4.59 | 0 | 0 | 0 | 0 | 0 | 0 | 0 | 0 | 0 | 0 | 0 | 0 | 0 | 0 | 0 | 0 | 0 | 0 | 1 | 0 | 0 | 0 | 0 | 0 | 0 | 2533.8935
2025-05-26 | 3110.676 | 0.13 | 3.54 | 0 | 0 | 0 | 0 | 0 | 0 | 0 | 0 | 0 | 0 | 0 | 0 | 0 | 0 | 0 | 0 | 0 | 0 | 0 | 1 | 0 | 0 | 0 | 0 | 0 | 2372.6799
2025-05-26 | 2988.516 | 0.3 | 2.51 | 0 | 0 | 0 | 0 | 0 | 0 | 0 | 0 | 0 | 0 | 0 | 0 | 0 | 0 | 0 | 0 | 0 | 0 | 0 | 0 | 1 | 0 | 0 | 0 | 0 | 2223.2159
2025-05-26 | 2935.392 | 0.49 | 1.77 | 0 | 0 | 0 | 0 | 0 | 0 | 0 | 0 | 0 | 0 | 0 | 0 | 0 | 0 | 0 | 0 | 0 | 0 | 0 | 0 | 0 | 1 | 0 | 0 | 0 | 2061.9745
2025-05-26 | 2720.523 | 0.89 | 1.29 | 0 | 0 | 0 | 0 | 0 | 0 | 0 | 0 | 0 | 0 | 0 | 0 | 0 | 0 | 0 | 0 | 0 | 0 | 0 | 0 | 0 | 0 | 1 | 0 | 0 | 1906.0564
2025-05-26 | 2418.684 | 1.36 | 1.05 | 0 | 0 | 0 | 0 | 0 | 0 | 0 | 0 | 0 | 0 | 0 | 0 | 0 | 0 | 0 | 0 | 0 | 0 | 0 | 0 | 0 | 0 | 0 | 1 | 0 | 1791.7333
2025-05-26 | 2334.142 | 2.07 | 0.8 | 0 | 0 | 0 | 0 | 0 | 0 | 0 | 0 | 0 | 0 | 0 | 0 | 0 | 0 | 0 | 0 | 0 | 0 | 0 | 0 | 0 | 0 | 0 | 0 | 1 | 1714.4651
2025-05-27 | 2273.397 | 2.81 | 0.54 | 0 | 1 | 0 | 0 | 0 | 0 | 0 | 0 | 0 | 0 | 0 | 0 | 0 | 0 | 0 | 0 | 0 | 0 | 0 | 0 | 0 | 0 | 0 | 0 | 0 | 1679.5096
2025-05-27 | 2264.36 | 3.05 | 0.55 | 0 | 0 | 1 | 0 | 0 | 0 | 0 | 0 | 0 | 0 | 0 | 0 | 0 | 0 | 0 | 0 | 0 | 0 | 0 | 0 | 0 | 0 | 0 | 0 | 0 | 1663.445
2025-05-27 | 2285.522 | 3.35 | 0.53 | 0 | 0 | 0 | 1 | 0 | 0 | 0 | 0 | 0 | 0 | 0 | 0 | 0 | 0 | 0 | 0 | 0 | 0 | 0 | 0 | 0 | 0 | 0 | 0 | 0 | 1664.1589
2025-05-27 | 2335.898 | 3.74 | 0.4 | 0 | 0 | 0 | 0 | 1 | 0 | 0 | 0 | 0 | 0 | 0 | 0 | 0 | 0 | 0 | 0 | 0 | 0 | 0 | 0 | 0 | 0 | 0 | 0 | 0 | 1686.1159
2025-05-27 | 2349.54 | 3.94 | 0.19 | 0 | 0 | 0 | 0 | 0 | 1 | 0 | 0 | 0 | 0 | 0 | 0 | 0 | 0 | 0 | 0 | 0 | 0 | 0 | 0 | 0 | 0 | 0 | 0 | 0 | 1715.8724
2025-05-27 | 2520.415 | 3.75 | 0.18 | 0 | 0 | 0 | 0 | 0 | 0 | 1 | 0 | 0 | 0 | 0 | 0 | 0 | 0 | 0 | 0 | 0 | 0 | 0 | 0 | 0 | 0 | 0 | 0 | 0 | 1812.5251
2025-05-27 | 3038.112 | 2.84 | 0.55 | 0 | 0 | 0 | 0 | 0 | 0 | 0 | 1 | 0 | 0 | 0 | 0 | 0 | 0 | 0 | 0 | 0 | 0 | 0 | 0 | 0 | 0 | 0 | 0 | 0 | 2017.1904
2025-05-27 | 3653.592 | 1.87 | 1.21 | 0 | 0 | 0 | 0 | 0 | 0 | 0 | 0 | 1 | 0 | 0 | 0 | 0 | 0 | 0 | 0 | 0 | 0 | 0 | 0 | 0 | 0 | 0 | 0 | 0 | 2264.2146
2025-05-27 | 4182.561 | 1.09 | 1.58 | 0 | 0 | 0 | 0 | 0 | 0 | 0 | 0 | 0 | 1 | 0 | 0 | 0 | 0 | 0 | 0 | 0 | 0 | 0 | 0 | 0 | 0 | 0 | 0 | 0 | 2507.4852
2025-05-27 | 4482.254 | 0.67 | 2.21 | 0 | 0 | 0 | 0 | 0 | 0 | 0 | 0 | 0 | 0 | 1 | 0 | 0 | 0 | 0 | 0 | 0 | 0 | 0 | 0 | 0 | 0 | 0 | 0 | 0 | 2730.9446
2025-05-27 | 4674.154 | 0.47 | 2.85 | 0 | 0 | 0 | 0 | 0 | 0 | 0 | 0 | 0 | 0 | 0 | 1 | 0 | 0 | 0 | 0 | 0 | 0 | 0 | 0 | 0 | 0 | 0 | 0 | 0 | 2884.9479
2025-05-27 | 4721.784 | 0.36 | 3.32 | 0 | 0 | 0 | 0 | 0 | 0 | 0 | 0 | 0 | 0 | 0 | 0 | 1 | 0 | 0 | 0 | 0 | 0 | 0 | 0 | 0 | 0 | 0 | 0 | 0 | 2929.0537
2025-05-27 | 4810.349 | 0.42 | 3.84 | 0 | 0 | 0 | 0 | 0 | 0 | 0 | 0 | 0 | 0 | 0 | 0 | 0 | 1 | 0 | 0 | 0 | 0 | 0 | 0 | 0 | 0 | 0 | 0 | 0 | 2958.534
2025-05-27 | 4771.687 | 0.27 | 4.14 | 0 | 0 | 0 | 0 | 0 | 0 | 0 | 0 | 0 | 0 | 0 | 0 | 0 | 0 | 1 | 0 | 0 | 0 | 0 | 0 | 0 | 0 | 0 | 0 | 0 | 2957.5219
2025-05-27 | 4765.795 | 0.04 | 4.66 | 0 | 0 | 0 | 0 | 0 | 0 | 0 | 0 | 0 | 0 | 0 | 0 | 0 | 0 | 0 | 1 | 0 | 0 | 0 | 0 | 0 | 0 | 0 | 0 | 0 | 2942.629
2025-05-27 | 4507.31 | 0.03 | 5.29 | 0 | 0 | 0 | 0 | 0 | 0 | 0 | 0 | 0 | 0 | 0 | 0 | 0 | 0 | 0 | 0 | 1 | 0 | 0 | 0 | 0 | 0 | 0 | 0 | 0 | 2884.2798
2025-05-27 | 4022.779 | 0.18 | 5.01 | 0 | 0 | 0 | 0 | 0 | 0 | 0 | 0 | 0 | 0 | 0 | 0 | 0 | 0 | 0 | 0 | 0 | 1 | 0 | 0 | 0 | 0 | 0 | 0 | 0 | 2698.9043
2025-05-27 | 3658.33 | 0.53 | 4.42 | 0 | 0 | 0 | 0 | 0 | 0 | 0 | 0 | 0 | 0 | 0 | 0 | 0 | 0 | 0 | 0 | 0 | 0 | 1 | 0 | 0 | 0 | 0 | 0 | 0 | 2528.896
2025-05-27 | 3351.038 | 0.64 | 3.96 | 0 | 0 | 0 | 0 | 0 | 0 | 0 | 0 | 0 | 0 | 0 | 0 | 0 | 0 | 0 | 0 | 0 | 0 | 0 | 1 | 0 | 0 | 0 | 0 | 0 | 2429.5835
2025-05-27 | 3159.908 | 0.84 | 2.55 | 0 | 0 | 0 | 0 | 0 | 0 | 0 | 0 | 0 | 0 | 0 | 0 | 0 | 0 | 0 | 0 | 0 | 0 | 0 | 0 | 1 | 0 | 0 | 0 | 0 | 2245.1573
2025-05-27 | 2984.75 | 1.49 | 1.85 | 0 | 0 | 0 | 0 | 0 | 0 | 0 | 0 | 0 | 0 | 0 | 0 | 0 | 0 | 0 | 0 | 0 | 0 | 0 | 0 | 0 | 1 | 0 | 0 | 0 | 2103.1677
2025-05-27 | 2635.487 | 2.02 | 1.32 | 0 | 0 | 0 | 0 | 0 | 0 | 0 | 0 | 0 | 0 | 0 | 0 | 0 | 0 | 0 | 0 | 0 | 0 | 0 | 0 | 0 | 0 | 1 | 0 | 0 | 1946.8871
2025-05-27 | 2423.322 | 2.54 | 0.96 | 0 | 0 | 0 | 0 | 0 | 0 | 0 | 0 | 0 | 0 | 0 | 0 | 0 | 0 | 0 | 0 | 0 | 0 | 0 | 0 | 0 | 0 | 0 | 1 | 0 | 1822.8859
2025-05-27 | 2291.003 | 2.71 | 0.79 | 0 | 0 | 0 | 0 | 0 | 0 | 0 | 0 | 0 | 0 | 0 | 0 | 0 | 0 | 0 | 0 | 0 | 0 | 0 | 0 | 0 | 0 | 0 | 0 | 1 | 1735.0355
2025-05-28 | 2257.523 | 2.95 | 0.61 | 0 | 1 | 0 | 0 | 0 | 0 | 0 | 0 | 0 | 0 | 0 | 0 | 0 | 0 | 0 | 0 | 0 | 0 | 0 | 0 | 0 | 0 | 0 | 0 | 0 | 1690.8426
2025-05-28 | 2248.83 | 3.51 | 0.36 | 0 | 0 | 1 | 0 | 0 | 0 | 0 | 0 | 0 | 0 | 0 | 0 | 0 | 0 | 0 | 0 | 0 | 0 | 0 | 0 | 0 | 0 | 0 | 0 | 0 | 1660.9249
2025-05-28 | 2230.871 | 3.63 | 0.49 | 0 | 0 | 0 | 1 | 0 | 0 | 0 | 0 | 0 | 0 | 0 | 0 | 0 | 0 | 0 | 0 | 0 | 0 | 0 | 0 | 0 | 0 | 0 | 0 | 0 | 1669.7862
2025-05-28 | 2304.665 | 3.95 | 0.41 | 0 | 0 | 0 | 0 | 1 | 0 | 0 | 0 | 0 | 0 | 0 | 0 | 0 | 0 | 0 | 0 | 0 | 0 | 0 | 0 | 0 | 0 | 0 | 0 | 0 | 1694.1228
2025-05-28 | 2359.222 | 4.33 | 0.36 | 0 | 0 | 0 | 0 | 0 | 1 | 0 | 0 | 0 | 0 | 0 | 0 | 0 | 0 | 0 | 0 | 0 | 0 | 0 | 0 | 0 | 0 | 0 | 0 | 0 | 1745.0766
2025-05-28 | 2518.971 | 4.46 | 0.34 | 0 | 0 | 0 | 0 | 0 | 0 | 1 | 0 | 0 | 0 | 0 | 0 | 0 | 0 | 0 | 0 | 0 | 0 | 0 | 0 | 0 | 0 | 0 | 0 | 0 | 1851.5412
2025-05-28 | 3061.691 | 4.15 | 0.5 | 0 | 0 | 0 | 0 | 0 | 0 | 0 | 1 | 0 | 0 | 0 | 0 | 0 | 0 | 0 | 0 | 0 | 0 | 0 | 0 | 0 | 0 | 0 | 0 | 0 | 2056.5
2025-05-28 | 3650.231 | 3.72 | 0.91 | 0 | 0 | 0 | 0 | 0 | 0 | 0 | 0 | 1 | 0 | 0 | 0 | 0 | 0 | 0 | 0 | 0 | 0 | 0 | 0 | 0 | 0 | 0 | 0 | 0 | 2298.0142
2025-05-28 | 4211.273 | 3.18 | 1.7 | 0 | 0 | 0 | 0 | 0 | 0 | 0 | 0 | 0 | 1 | 0 | 0 | 0 | 0 | 0 | 0 | 0 | 0 | 0 | 0 | 0 | 0 | 0 | 0 | 0 | 2589.1109
2025-05-28 | 4519.396 | 2.8 | 2.44 | 0 | 0 | 0 | 0 | 0 | 0 | 0 | 0 | 0 | 0 | 1 | 0 | 0 | 0 | 0 | 0 | 0 | 0 | 0 | 0 | 0 | 0 | 0 | 0 | 0 | 2824.3277
2025-05-28 | 4674.312 | 2.44 | 2.95 | 0 | 0 | 0 | 0 | 0 | 0 | 0 | 0 | 0 | 0 | 0 | 1 | 0 | 0 | 0 | 0 | 0 | 0 | 0 | 0 | 0 | 0 | 0 | 0 | 0 | 2960.646
2025-05-28 | 4621.584 | 2.56 | 3.54 | 0 | 0 | 0 | 0 | 0 | 0 | 0 | 0 | 0 | 0 | 0 | 0 | 1 | 0 | 0 | 0 | 0 | 0 | 0 | 0 | 0 | 0 | 0 | 0 | 0 | 3023.8436
2025-05-28 | 4599.022 | 2.65 | 3.79 | 0 | 0 | 0 | 0 | 0 | 0 | 0 | 0 | 0 | 0 | 0 | 0 | 0 | 1 | 0 | 0 | 0 | 0 | 0 | 0 | 0 | 0 | 0 | 0 | 0 | 3028.7743
2025-05-28 | 4751.138 | 2.44 | 3.92 | 0 | 0 | 0 | 0 | 0 | 0 | 0 | 0 | 0 | 0 | 0 | 0 | 0 | 0 | 1 | 0 | 0 | 0 | 0 | 0 | 0 | 0 | 0 | 0 | 0 | 3009.6528
2025-05-28 | 4602.606 | 2.27 | 4.05 | 0 | 0 | 0 | 0 | 0 | 0 | 0 | 0 | 0 | 0 | 0 | 0 | 0 | 0 | 0 | 1 | 0 | 0 | 0 | 0 | 0 | 0 | 0 | 0 | 0 | 2959.8597
2025-05-28 | 4461.99 | 2.37 | 4.31 | 0 | 0 | 0 | 0 | 0 | 0 | 0 | 0 | 0 | 0 | 0 | 0 | 0 | 0 | 0 | 0 | 1 | 0 | 0 | 0 | 0 | 0 | 0 | 0 | 0 | 2870.1844
2025-05-28 | 3952.724 | 2.31 | 4.27 | 0 | 0 | 0 | 0 | 0 | 0 | 0 | 0 | 0 | 0 | 0 | 0 | 0 | 0 | 0 | 0 | 0 | 1 | 0 | 0 | 0 | 0 | 0 | 0 | 0 | 2700.4671
2025-05-28 | 3541.533 | 2.47 | 3.85 | 0 | 0 | 0 | 0 | 0 | 0 | 0 | 0 | 0 | 0 | 0 | 0 | 0 | 0 | 0 | 0 | 0 | 0 | 1 | 0 | 0 | 0 | 0 | 0 | 0 | 2540.1631
2025-05-28 | 3282.504 | 2.3 | 3.3 | 0 | 0 | 0 | 0 | 0 | 0 | 0 | 0 | 0 | 0 | 0 | 0 | 0 | 0 | 0 | 0 | 0 | 0 | 0 | 1 | 0 | 0 | 0 | 0 | 0 | 2422.9176
2025-05-28 | 3182.655 | 2.22 | 2.71 | 0 | 0 | 0 | 0 | 0 | 0 | 0 | 0 | 0 | 0 | 0 | 0 | 0 | 0 | 0 | 0 | 0 | 0 | 0 | 0 | 1 | 0 | 0 | 0 | 0 | 2306.699
2025-05-28 | 2982.314 | 2.51 | 1.86 | 0 | 0 | 0 | 0 | 0 | 0 | 0 | 0 | 0 | 0 | 0 | 0 | 0 | 0 | 0 | 0 | 0 | 0 | 0 | 0 | 0 | 1 | 0 | 0 | 0 | 2138.407
2025-05-28 | 2599.243 | 2.75 | 1.36 | 0 | 0 | 0 | 0 | 0 | 0 | 0 | 0 | 0 | 0 | 0 | 0 | 0 | 0 | 0 | 0 | 0 | 0 | 0 | 0 | 0 | 0 | 1 | 0 | 0 | 1975.2164
2025-05-28 | 2440.402 | 2.92 | 1.21 | 0 | 0 | 0 | 0 | 0 | 0 | 0 | 0 | 0 | 0 | 0 | 0 | 0 | 0 | 0 | 0 | 0 | 0 | 0 | 0 | 0 | 0 | 0 | 1 | 0 | 1859.3267
2025-05-28 | 2303.256 | 3.32 | 1.04 | 0 | 0 | 0 | 0 | 0 | 0 | 0 | 0 | 0 | 0 | 0 | 0 | 0 | 0 | 0 | 0 | 0 | 0 | 0 | 0 | 0 | 0 | 0 | 0 | 1 | 1779.2089
2025-05-29 | 2268.59 | 3.56 | 1.07 | 0 | 1 | 0 | 0 | 0 | 0 | 0 | 0 | 0 | 0 | 0 | 0 | 0 | 0 | 0 | 0 | 0 | 0 | 0 | 0 | 0 | 0 | 0 | 0 | 0 | 1754.8947
2025-05-29 | 2245.069 | 3.67 | 0.93 | 0 | 0 | 1 | 0 | 0 | 0 | 0 | 0 | 0 | 0 | 0 | 0 | 0 | 0 | 0 | 0 | 0 | 0 | 0 | 0 | 0 | 0 | 0 | 0 | 0 | 1720.2605
2025-05-29 | 2245.783 | 3.93 | 0.81 | 0 | 0 | 0 | 1 | 0 | 0 | 0 | 0 | 0 | 0 | 0 | 0 | 0 | 0 | 0 | 0 | 0 | 0 | 0 | 0 | 0 | 0 | 0 | 0 | 0 | 1710.1636
2025-05-29 | 2297.284 | 3.95 | 0.71 | 0 | 0 | 0 | 0 | 1 | 0 | 0 | 0 | 0 | 0 | 0 | 0 | 0 | 0 | 0 | 0 | 0 | 0 | 0 | 0 | 0 | 0 | 0 | 0 | 0 | 1722.5208
2025-05-29 | 2381.841 | 4.08 | 0.63 | 0 | 0 | 0 | 0 | 0 | 1 | 0 | 0 | 0 | 0 | 0 | 0 | 0 | 0 | 0 | 0 | 0 | 0 | 0 | 0 | 0 | 0 | 0 | 0 | 0 | 1762.2297
2025-05-29 | 2476.243 | 4.2 | 0.46 | 0 | 0 | 0 | 0 | 0 | 0 | 1 | 0 | 0 | 0 | 0 | 0 | 0 | 0 | 0 | 0 | 0 | 0 | 0 | 0 | 0 | 0 | 0 | 0 | 0 | 1854.1591
2025-05-29 | 3032.664 | 3.65 | 0.76 | 0 | 0 | 0 | 0 | 0 | 0 | 0 | 1 | 0 | 0 | 0 | 0 | 0 | 0 | 0 | 0 | 0 | 0 | 0 | 0 | 0 | 0 | 0 | 0 | 0 | 2064.3015
2025-05-29 | 3667.453 | 2.56 | 1.33 | 0 | 0 | 0 | 0 | 0 | 0 | 0 | 0 | 1 | 0 | 0 | 0 | 0 | 0 | 0 | 0 | 0 | 0 | 0 | 0 | 0 | 0 | 0 | 0 | 0 | 2298.7719
2025-05-29 | 4093.802 | 2.05 | 2.19 | 0 | 0 | 0 | 0 | 0 | 0 | 0 | 0 | 0 | 1 | 0 | 0 | 0 | 0 | 0 | 0 | 0 | 0 | 0 | 0 | 0 | 0 | 0 | 0 | 0 | 2597.5034
2025-05-29 | 4393.257 | 1.66 | 2.88 | 0 | 0 | 0 | 0 | 0 | 0 | 0 | 0 | 0 | 0 | 1 | 0 | 0 | 0 | 0 | 0 | 0 | 0 | 0 | 0 | 0 | 0 | 0 | 0 | 0 | 2827.651
2025-05-29 | 4512.13 | 1.31 | 3.15 | 0 | 0 | 0 | 0 | 0 | 0 | 0 | 0 | 0 | 0 | 0 | 1 | 0 | 0 | 0 | 0 | 0 | 0 | 0 | 0 | 0 | 0 | 0 | 0 | 0 | 2941.5871
2025-05-29 | 4498.455 | 1.04 | 3.64 | 0 | 0 | 0 | 0 | 0 | 0 | 0 | 0 | 0 | 0 | 0 | 0 | 1 | 0 | 0 | 0 | 0 | 0 | 0 | 0 | 0 | 0 | 0 | 0 | 0 | 2982.2067
2025-05-29 | 4603.261 | 0.69 | 4.05 | 0 | 0 | 0 | 0 | 0 | 0 | 0 | 0 | 0 | 0 | 0 | 0 | 0 | 1 | 0 | 0 | 0 | 0 | 0 | 0 | 0 | 0 | 0 | 0 | 0 | 2987.4902
2025-05-29 | 4642.573 | 0.79 | 4.3 | 0 | 0 | 0 | 0 | 0 | 0 | 0 | 0 | 0 | 0 | 0 | 0 | 0 | 0 | 1 | 0 | 0 | 0 | 0 | 0 | 0 | 0 | 0 | 0 | 0 | 2990.1501
2025-05-29 | 4579.761 | 0.8 | 4.68 | 0 | 0 | 0 | 0 | 0 | 0 | 0 | 0 | 0 | 0 | 0 | 0 | 0 | 0 | 0 | 1 | 0 | 0 | 0 | 0 | 0 | 0 | 0 | 0 | 0 | 2970.0737
2025-05-29 | 4340.974 | 0.82 | 4.22 | 0 | 0 | 0 | 0 | 0 | 0 | 0 | 0 | 0 | 0 | 0 | 0 | 0 | 0 | 0 | 0 | 1 | 0 | 0 | 0 | 0 | 0 | 0 | 0 | 0 | 2809.5535
2025-05-29 | 3891.413 | 0.83 | 3.73 | 0 | 0 | 0 | 0 | 0 | 0 | 0 | 0 | 0 | 0 | 0 | 0 | 0 | 0 | 0 | 0 | 0 | 1 | 0 | 0 | 0 | 0 | 0 | 0 | 0 | 2599.5925
2025-05-29 | 3591.889 | 0.94 | 3.44 | 0 | 0 | 0 | 0 | 0 | 0 | 0 | 0 | 0 | 0 | 0 | 0 | 0 | 0 | 0 | 0 | 0 | 0 | 1 | 0 | 0 | 0 | 0 | 0 | 0 | 2449.9134
2025-05-29 | 3335.349 | 1.24 | 2.66 | 0 | 0 | 0 | 0 | 0 | 0 | 0 | 0 | 0 | 0 | 0 | 0 | 0 | 0 | 0 | 0 | 0 | 0 | 0 | 1 | 0 | 0 | 0 | 0 | 0 | 2326.6975
2025-05-29 | 3194.782 | 1.59 | 1.91 | 0 | 0 | 0 | 0 | 0 | 0 | 0 | 0 | 0 | 0 | 0 | 0 | 0 | 0 | 0 | 0 | 0 | 0 | 0 | 0 | 1 | 0 | 0 | 0 | 0 | 2209.79
2025-05-29 | 3022.843 | 1.93 | 1.44 | 0 | 0 | 0 | 0 | 0 | 0 | 0 | 0 | 0 | 0 | 0 | 0 | 0 | 0 | 0 | 0 | 0 | 0 | 0 | 0 | 0 | 1 | 0 | 0 | 0 | 2079.15
2025-05-29 | 2711.605 | 2.43 | 0.92 | 0 | 0 | 0 | 0 | 0 | 0 | 0 | 0 | 0 | 0 | 0 | 0 | 0 | 0 | 0 | 0 | 0 | 0 | 0 | 0 | 0 | 0 | 1 | 0 | 0 | 1922.8074
2025-05-29 | 2417.91 | 2.87 | 0.85 | 0 | 0 | 0 | 0 | 0 | 0 | 0 | 0 | 0 | 0 | 0 | 0 | 0 | 0 | 0 | 0 | 0 | 0 | 0 | 0 | 0 | 0 | 0 | 1 | 0 | 1823.568
2025-05-29 | 2320.625 | 3.1 | 0.68 | 0 | 0 | 0 | 0 | 0 | 0 | 0 | 0 | 0 | 0 | 0 | 0 | 0 | 0 | 0 | 0 | 0 | 0 | 0 | 0 | 0 | 0 | 0 | 0 | 1 | 1737.7348
2025-05-30 | 2270.735 | 3.44 | 0.55 | 0 | 1 | 0 | 0 | 0 | 0 | 0 | 0 | 0 | 0 | 0 | 0 | 0 | 0 | 0 | 0 | 0 | 0 | 0 | 0 | 0 | 0 | 0 | 0 | 0 | 1701.637
2025-05-30 | 2221.784 | 3.78 | 0.5 | 0 | 0 | 1 | 0 | 0 | 0 | 0 | 0 | 0 | 0 | 0 | 0 | 0 | 0 | 0 | 0 | 0 | 0 | 0 | 0 | 0 | 0 | 0 | 0 | 0 | 1683.2549
2025-05-30 | 2232.74 | 3.93 | 0.32 | 0 | 0 | 0 | 1 | 0 | 0 | 0 | 0 | 0 | 0 | 0 | 0 | 0 | 0 | 0 | 0 | 0 | 0 | 0 | 0 | 0 | 0 | 0 | 0 | 0 | 1663.7801
2025-05-30 | 2277.058 | 4.29 | 0.19 | 0 | 0 | 0 | 0 | 1 | 0 | 0 | 0 | 0 | 0 | 0 | 0 | 0 | 0 | 0 | 0 | 0 | 0 | 0 | 0 | 0 | 0 | 0 | 0 | 0 | 1684.7284
2025-05-30 | 2318.378 | 4.45 | 0.1 | 0 | 0 | 0 | 0 | 0 | 1 | 0 | 0 | 0 | 0 | 0 | 0 | 0 | 0 | 0 | 0 | 0 | 0 | 0 | 0 | 0 | 0 | 0 | 0 | 0 | 1724.4994
2025-05-30 | 2467.753 | 4.71 | 0.13 | 0 | 0 | 0 | 0 | 0 | 0 | 1 | 0 | 0 | 0 | 0 | 0 | 0 | 0 | 0 | 0 | 0 | 0 | 0 | 0 | 0 | 0 | 0 | 0 | 0 | 1840.0676
2025-05-30 | 2985.767 | 3.85 | 0.3 | 0 | 0 | 0 | 0 | 0 | 0 | 0 | 1 | 0 | 0 | 0 | 0 | 0 | 0 | 0 | 0 | 0 | 0 | 0 | 0 | 0 | 0 | 0 | 0 | 0 | 2027.4819
2025-05-30 | 3655.645 | 2.69 | 0.6 | 0 | 0 | 0 | 0 | 0 | 0 | 0 | 0 | 1 | 0 | 0 | 0 | 0 | 0 | 0 | 0 | 0 | 0 | 0 | 0 | 0 | 0 | 0 | 0 | 0 | 2234.0406
2025-05-30 | 4178.158 | 1.62 | 1.55 | 0 | 0 | 0 | 0 | 0 | 0 | 0 | 0 | 0 | 1 | 0 | 0 | 0 | 0 | 0 | 0 | 0 | 0 | 0 | 0 | 0 | 0 | 0 | 0 | 0 | 2522.4641
2025-05-30 | 4412.761 | 0.76 | 2.03 | 0 | 0 | 0 | 0 | 0 | 0 | 0 | 0 | 0 | 0 | 1 | 0 | 0 | 0 | 0 | 0 | 0 | 0 | 0 | 0 | 0 | 0 | 0 | 0 | 0 | 2716.9316
2025-05-30 | 4568.518 | 0.53 | 3.18 | 0 | 0 | 0 | 0 | 0 | 0 | 0 | 0 | 0 | 0 | 0 | 1 | 0 | 0 | 0 | 0 | 0 | 0 | 0 | 0 | 0 | 0 | 0 | 0 | 0 | 2918.203
2025-05-30 | 4646.575 | 0.43 | 3.8 | 0 | 0 | 0 | 0 | 0 | 0 | 0 | 0 | 0 | 0 | 0 | 0 | 1 | 0 | 0 | 0 | 0 | 0 | 0 | 0 | 0 | 0 | 0 | 0 | 0 | 2976.8439
2025-05-30 | 4647.459 | 0.23 | 4.58 | 0 | 0 | 0 | 0 | 0 | 0 | 0 | 0 | 0 | 0 | 0 | 0 | 0 | 1 | 0 | 0 | 0 | 0 | 0 | 0 | 0 | 0 | 0 | 0 | 0 | 3022.1947
2025-05-30 | 4618.264 | 0.11 | 4.81 | 0 | 0 | 0 | 0 | 0 | 0 | 0 | 0 | 0 | 0 | 0 | 0 | 0 | 0 | 1 | 0 | 0 | 0 | 0 | 0 | 0 | 0 | 0 | 0 | 0 | 3015.565
2025-05-30 | 4552.303 | 0.25 | 5.05 | 0 | 0 | 0 | 0 | 0 | 0 | 0 | 0 | 0 | 0 | 0 | 0 | 0 | 0 | 0 | 1 | 0 | 0 | 0 | 0 | 0 | 0 | 0 | 0 | 0 | 2986.6068
2025-05-30 | 4296.279 | 0.33 | 5.21 | 0 | 0 | 0 | 0 | 0 | 0 | 0 | 0 | 0 | 0 | 0 | 0 | 0 | 0 | 0 | 0 | 1 | 0 | 0 | 0 | 0 | 0 | 0 | 0 | 0 | 2886.7931
2025-05-30 | 3854.241 | 0.31 | 4.91 | 0 | 0 | 0 | 0 | 0 | 0 | 0 | 0 | 0 | 0 | 0 | 0 | 0 | 0 | 0 | 0 | 0 | 1 | 0 | 0 | 0 | 0 | 0 | 0 | 0 | 2693.8089
2025-05-30 | 3504.078 | 0.24 | 4.64 | 0 | 0 | 0 | 0 | 0 | 0 | 0 | 0 | 0 | 0 | 0 | 0 | 0 | 0 | 0 | 0 | 0 | 0 | 1 | 0 | 0 | 0 | 0 | 0 | 0 | 2539.9713
2025-05-30 | 3368.759 | 0.47 | 4.14 | 0 | 0 | 0 | 0 | 0 | 0 | 0 | 0 | 0 | 0 | 0 | 0 | 0 | 0 | 0 | 0 | 0 | 0 | 0 | 1 | 0 | 0 | 0 | 0 | 0 | 2440.9069
2025-05-30 | 3196.083 | 0.79 | 3.62 | 0 | 0 | 0 | 0 | 0 | 0 | 0 | 0 | 0 | 0 | 0 | 0 | 0 | 0 | 0 | 0 | 0 | 0 | 0 | 0 | 1 | 0 | 0 | 0 | 0 | 2344.7627
2025-05-30 | 3065.901 | 1.48 | 1.99 | 0 | 0 | 0 | 0 | 0 | 0 | 0 | 0 | 0 | 0 | 0 | 0 | 0 | 0 | 0 | 0 | 0 | 0 | 0 | 0 | 0 | 1 | 0 | 0 | 0 | 2116.0839
2025-05-30 | 2724.863 | 1.81 | 1.52 | 0 | 0 | 0 | 0 | 0 | 0 | 0 | 0 | 0 | 0 | 0 | 0 | 0 | 0 | 0 | 0 | 0 | 0 | 0 | 0 | 0 | 0 | 1 | 0 | 0 | 1958.7589
2025-05-30 | 2487.619 | 2.48 | 1.36 | 0 | 0 | 0 | 0 | 0 | 0 | 0 | 0 | 0 | 0 | 0 | 0 | 0 | 0 | 0 | 0 | 0 | 0 | 0 | 0 | 0 | 0 | 0 | 1 | 0 | 1858.7327
2025-05-30 | 2348.494 | 2.78 | 1.22 | 0 | 0 | 0 | 0 | 0 | 0 | 0 | 0 | 0 | 0 | 0 | 0 | 0 | 0 | 0 | 0 | 0 | 0 | 0 | 0 | 0 | 0 | 0 | 0 | 1 | 1778.0928
2025-05-31 | 2266.622 | 3.28 | 0.95 | 1 | 1 | 0 | 0 | 0 | 0 | 0 | 0 | 0 | 0 | 0 | 0 | 0 | 0 | 0 | 0 | 0 | 0 | 0 | 0 | 0 | 0 | 0 | 0 | 0 | 1468.9687
2025-05-31 | 2236.446 | 4.03 | 0.85 | 1 | 0 | 1 | 0 | 0 | 0 | 0 | 0 | 0 | 0 | 0 | 0 | 0 | 0 | 0 | 0 | 0 | 0 | 0 | 0 | 0 | 0 | 0 | 0 | 0 | 1459.6379
2025-05-31 | 2241.529 | 4.43 | 0.85 | 1 | 0 | 0 | 1 | 0 | 0 | 0 | 0 | 0 | 0 | 0 | 0 | 0 | 0 | 0 | 0 | 0 | 0 | 0 | 0 | 0 | 0 | 0 | 0 | 0 | 1465.6071
2025-05-31 | 2281.544 | 4.94 | 0.79 | 1 | 0 | 0 | 0 | 1 | 0 | 0 | 0 | 0 | 0 | 0 | 0 | 0 | 0 | 0 | 0 | 0 | 0 | 0 | 0 | 0 | 0 | 0 | 0 | 0 | 1498.2247
2025-05-31 | 2301.472 | 5.28 | 0.74 | 1 | 0 | 0 | 0 | 0 | 1 | 0 | 0 | 0 | 0 | 0 | 0 | 0 | 0 | 0 | 0 | 0 | 0 | 0 | 0 | 0 | 0 | 0 | 0 | 0 | 1547.8336
2025-05-31 | 2292.61 | 5.31 | 0.58 | 1 | 0 | 0 | 0 | 0 | 0 | 1 | 0 | 0 | 0 | 0 | 0 | 0 | 0 | 0 | 0 | 0 | 0 | 0 | 0 | 0 | 0 | 0 | 0 | 0 | 1637.6838
2025-05-31 | 2498.674 | 4.63 | 0.83 | 1 | 0 | 0 | 0 | 0 | 0 | 0 | 1 | 0 | 0 | 0 | 0 | 0 | 0 | 0 | 0 | 0 | 0 | 0 | 0 | 0 | 0 | 0 | 0 | 0 | 1838.7226
2025-05-31 | 2799.035 | 3.67 | 1.46 | 1 | 0 | 0 | 0 | 0 | 0 | 0 | 0 | 1 | 0 | 0 | 0 | 0 | 0 | 0 | 0 | 0 | 0 | 0 | 0 | 0 | 0 | 0 | 0 | 0 | 2083.2432
2025-05-31 | 3214.137 | 2.44 | 2.29 | 1 | 0 | 0 | 0 | 0 | 0 | 0 | 0 | 0 | 1 | 0 | 0 | 0 | 0 | 0 | 0 | 0 | 0 | 0 | 0 | 0 | 0 | 0 | 0 | 0 | 2354.9282
2025-05-31 | 3500.068 | 1.82 | 3.07 | 1 | 0 | 0 | 0 | 0 | 0 | 0 | 0 | 0 | 0 | 1 | 0 | 0 | 0 | 0 | 0 | 0 | 0 | 0 | 0 | 0 | 0 | 0 | 0 | 0 | 2585.8626
2025-05-31 | 3589.248 | 1.65 | 4.07 | 1 | 0 | 0 | 0 | 0 | 0 | 0 | 0 | 0 | 0 | 0 | 1 | 0 | 0 | 0 | 0 | 0 | 0 | 0 | 0 | 0 | 0 | 0 | 0 | 0 | 2774.9522
2025-05-31 | 3577.455 | 1.43 | 4.51 | 1 | 0 | 0 | 0 | 0 | 0 | 0 | 0 | 0 | 0 | 0 | 0 | 1 | 0 | 0 | 0 | 0 | 0 | 0 | 0 | 0 | 0 | 0 | 0 | 0 | 2812.5199
2025-05-31 | 3548.018 | 1.35 | 4.99 | 1 | 0 | 0 | 0 | 0 | 0 | 0 | 0 | 0 | 0 | 0 | 0 | 0 | 1 | 0 | 0 | 0 | 0 | 0 | 0 | 0 | 0 | 0 | 0 | 0 | 2833.507
2025-05-31 | 3519.54 | 1.35 | 5.65 | 1 | 0 | 0 | 0 | 0 | 0 | 0 | 0 | 0 | 0 | 0 | 0 | 0 | 0 | 1 | 0 | 0 | 0 | 0 | 0 | 0 | 0 | 0 | 0 | 0 | 2871.6156
2025-05-31 | 3508.419 | 1.05 | 5.87 | 1 | 0 | 0 | 0 | 0 | 0 | 0 | 0 | 0 | 0 | 0 | 0 | 0 | 0 | 0 | 1 | 0 | 0 | 0 | 0 | 0 | 0 | 0 | 0 | 0 | 2825.9713
2025-05-31 | 3432.762 | 0.91 | 5.58 | 1 | 0 | 0 | 0 | 0 | 0 | 0 | 0 | 0 | 0 | 0 | 0 | 0 | 0 | 0 | 0 | 1 | 0 | 0 | 0 | 0 | 0 | 0 | 0 | 0 | 2676.164
2025-05-31 | 3222.577 | 0.82 | 5.75 | 1 | 0 | 0 | 0 | 0 | 0 | 0 | 0 | 0 | 0 | 0 | 0 | 0 | 0 | 0 | 0 | 0 | 1 | 0 | 0 | 0 | 0 | 0 | 0 | 0 | 2525.3167
2025-05-31 | 3095.529 | 0.89 | 5.52 | 1 | 0 | 0 | 0 | 0 | 0 | 0 | 0 | 0 | 0 | 0 | 0 | 0 | 0 | 0 | 0 | 0 | 0 | 1 | 0 | 0 | 0 | 0 | 0 | 0 | 2379.9724
2025-05-31 | 2989.427 | 1.07 | 4.87 | 1 | 0 | 0 | 0 | 0 | 0 | 0 | 0 | 0 | 0 | 0 | 0 | 0 | 0 | 0 | 0 | 0 | 0 | 0 | 1 | 0 | 0 | 0 | 0 | 0 | 2265.0279
2025-05-31 | 2926.032 | 1.31 | 3.54 | 1 | 0 | 0 | 0 | 0 | 0 | 0 | 0 | 0 | 0 | 0 | 0 | 0 | 0 | 0 | 0 | 0 | 0 | 0 | 0 | 1 | 0 | 0 | 0 | 0 | 2089.5193
2025-05-31 | 2873.652 | 1.64 | 2.61 | 1 | 0 | 0 | 0 | 0 | 0 | 0 | 0 | 0 | 0 | 0 | 0 | 0 | 0 | 0 | 0 | 0 | 0 | 0 | 0 | 0 | 1 | 0 | 0 | 0 | 1914.9994
2025-05-31 | 2678.218 | 2.14 | 2.15 | 1 | 0 | 0 | 0 | 0 | 0 | 0 | 0 | 0 | 0 | 0 | 0 | 0 | 0 | 0 | 0 | 0 | 0 | 0 | 0 | 0 | 0 | 1 | 0 | 0 | 1764.3364
2025-05-31 | 2489.767 | 2.95 | 2.02 | 1 | 0 | 0 | 0 | 0 | 0 | 0 | 0 | 0 | 0 | 0 | 0 | 0 | 0 | 0 | 0 | 0 | 0 | 0 | 0 | 0 | 0 | 0 | 1 | 0 | 1671.8569
2025-05-31 | 2349.391 | 3.29 | 1.77 | 1 | 0 | 0 | 0 | 0 | 0 | 0 | 0 | 0 | 0 | 0 | 0 | 0 | 0 | 0 | 0 | 0 | 0 | 0 | 0 | 0 | 0 | 0 | 0 | 1 | 1582.1491
2025-06-01 | 2265.476 | 3.8 | 1.47 | 1 | 1 | 0 | 0 | 0 | 0 | 0 | 0 | 0 | 0 | 0 | 0 | 0 | 0 | 0 | 0 | 0 | 0 | 0 | 0 | 0 | 0 | 0 | 0 | 0 | 1535.6746
2025-06-01 | 2235.259 | 4.33 | 1.18 | 1 | 0 | 1 | 0 | 0 | 0 | 0 | 0 | 0 | 0 | 0 | 0 | 0 | 0 | 0 | 0 | 0 | 0 | 0 | 0 | 0 | 0 | 0 | 0 | 0 | 1500.9619
2025-06-01 | 2230.235 | 4.16 | 1.19 | 1 | 0 | 0 | 1 | 0 | 0 | 0 | 0 | 0 | 0 | 0 | 0 | 0 | 0 | 0 | 0 | 0 | 0 | 0 | 0 | 0 | 0 | 0 | 0 | 0 | 1488.714
2025-06-01 | 2267.206 | 4.49 | 0.9 | 1 | 0 | 0 | 0 | 1 | 0 | 0 | 0 | 0 | 0 | 0 | 0 | 0 | 0 | 0 | 0 | 0 | 0 | 0 | 0 | 0 | 0 | 0 | 0 | 0 | 1493.5081
2025-06-01 | 2240.982 | 4.87 | 0.95 | 1 | 0 | 0 | 0 | 0 | 1 | 0 | 0 | 0 | 0 | 0 | 0 | 0 | 0 | 0 | 0 | 0 | 0 | 0 | 0 | 0 | 0 | 0 | 0 | 0 | 1553.9279
2025-06-01 | 2218.512 | 4.95 | 0.78 | 1 | 0 | 0 | 0 | 0 | 0 | 1 | 0 | 0 | 0 | 0 | 0 | 0 | 0 | 0 | 0 | 0 | 0 | 0 | 0 | 0 | 0 | 0 | 0 | 0 | 1644.5125
2025-06-01 | 2365.531 | 4.1 | 1.09 | 1 | 0 | 0 | 0 | 0 | 0 | 0 | 1 | 0 | 0 | 0 | 0 | 0 | 0 | 0 | 0 | 0 | 0 | 0 | 0 | 0 | 0 | 0 | 0 | 0 | 1845.5154
2025-06-01 | 2564.103 | 2.95 | 1.54 | 1 | 0 | 0 | 0 | 0 | 0 | 0 | 0 | 1 | 0 | 0 | 0 | 0 | 0 | 0 | 0 | 0 | 0 | 0 | 0 | 0 | 0 | 0 | 0 | 0 | 2066.6094
2025-06-01 | 2856.805 | 1.88 | 2.22 | 1 | 0 | 0 | 0 | 0 | 0 | 0 | 0 | 0 | 1 | 0 | 0 | 0 | 0 | 0 | 0 | 0 | 0 | 0 | 0 | 0 | 0 | 0 | 0 | 0 | 2329.4746
2025-06-01 | 3159.878 | 1.2 | 2.56 | 1 | 0 | 0 | 0 | 0 | 0 | 0 | 0 | 0 | 0 | 1 | 0 | 0 | 0 | 0 | 0 | 0 | 0 | 0 | 0 | 0 | 0 | 0 | 0 | 0 | 2516.7414
2025-06-01 | 3247.317 | 0.77 | 2.6 | 1 | 0 | 0 | 0 | 0 | 0 | 0 | 0 | 0 | 0 | 0 | 1 | 0 | 0 | 0 | 0 | 0 | 0 | 0 | 0 | 0 | 0 | 0 | 0 | 0 | 2606.2159
2025-06-01 | 3267.006 | 0.53 | 2.97 | 1 | 0 | 0 | 0 | 0 | 0 | 0 | 0 | 0 | 0 | 0 | 0 | 1 | 0 | 0 | 0 | 0 | 0 | 0 | 0 | 0 | 0 | 0 | 0 | 0 | 2636.485
2025-06-01 | 3270.684 | 0.82 | 3.51 | 1 | 0 | 0 | 0 | 0 | 0 | 0 | 0 | 0 | 0 | 0 | 0 | 0 | 1 | 0 | 0 | 0 | 0 | 0 | 0 | 0 | 0 | 0 | 0 | 0 | 2675.5912
2025-06-01 | 3210.526 | 0.5 | 3.74 | 1 | 0 | 0 | 0 | 0 | 0 | 0 | 0 | 0 | 0 | 0 | 0 | 0 | 0 | 1 | 0 | 0 | 0 | 0 | 0 | 0 | 0 | 0 | 0 | 0 | 2662.2374
2025-06-01 | 3123.657 | 0.24 | 4.42 | 1 | 0 | 0 | 0 | 0 | 0 | 0 | 0 | 0 | 0 | 0 | 0 | 0 | 0 | 0 | 1 | 0 | 0 | 0 | 0 | 0 | 0 | 0 | 0 | 0 | 2661.4816
2025-06-01 | 3104.882 | 0.29 | 4.4 | 1 | 0 | 0 | 0 | 0 | 0 | 0 | 0 | 0 | 0 | 0 | 0 | 0 | 0 | 0 | 0 | 1 | 0 | 0 | 0 | 0 | 0 | 0 | 0 | 0 | 2543.6205
2025-06-01 | 2959.647 | 0.41 | 4.27 | 1 | 0 | 0 | 0 | 0 | 0 | 0 | 0 | 0 | 0 | 0 | 0 | 0 | 0 | 0 | 0 | 0 | 1 | 0 | 0 | 0 | 0 | 0 | 0 | 0 | 2371.4354
2025-06-01 | 2856.934 | 0.63 | 4.31 | 1 | 0 | 0 | 0 | 0 | 0 | 0 | 0 | 0 | 0 | 0 | 0 | 0 | 0 | 0 | 0 | 0 | 0 | 1 | 0 | 0 | 0 | 0 | 0 | 0 | 2256.6923
2025-06-01 | 2706.095 | 0.45 | 3.43 | 1 | 0 | 0 | 0 | 0 | 0 | 0 | 0 | 0 | 0 | 0 | 0 | 0 | 0 | 0 | 0 | 0 | 0 | 0 | 1 | 0 | 0 | 0 | 0 | 0 | 2107.8727
2025-06-01 | 2688.655 | 0.49 | 2.72 | 1 | 0 | 0 | 0 | 0 | 0 | 0 | 0 | 0 | 0 | 0 | 0 | 0 | 0 | 0 | 0 | 0 | 0 | 0 | 0 | 1 | 0 | 0 | 0 | 0 | 1984.3293
2025-06-01 | 2672.055 | 1.38 | 1.75 | 1 | 0 | 0 | 0 | 0 | 0 | 0 | 0 | 0 | 0 | 0 | 0 | 0 | 0 | 0 | 0 | 0 | 0 | 0 | 0 | 0 | 1 | 0 | 0 | 0 | 1824.8503
2025-06-01 | 2502.824 | 1.63 | 0.99 | 1 | 0 | 0 | 0 | 0 | 0 | 0 | 0 | 0 | 0 | 0 | 0 | 0 | 0 | 0 | 0 | 0 | 0 | 0 | 0 | 0 | 0 | 1 | 0 | 0 | 1637.3843
2025-06-01 | 2342.468 | 2.03 | 0.67 | 1 | 0 | 0 | 0 | 0 | 0 | 0 | 0 | 0 | 0 | 0 | 0 | 0 | 0 | 0 | 0 | 0 | 0 | 0 | 0 | 0 | 0 | 0 | 1 | 0 | 1513.135
2025-06-01 | 2266.149 | 2.56 | 0.51 | 1 | 0 | 0 | 0 | 0 | 0 | 0 | 0 | 0 | 0 | 0 | 0 | 0 | 0 | 0 | 0 | 0 | 0 | 0 | 0 | 0 | 0 | 0 | 0 | 1 | 1438.3345
2025-06-02 | 2219.581 | 3.19 | 0.43 | 0 | 1 | 0 | 0 | 0 | 0 | 0 | 0 | 0 | 0 | 0 | 0 | 0 | 0 | 0 | 0 | 0 | 0 | 0 | 0 | 0 | 0 | 0 | 0 | 0 | 1681.8727
2025-06-02 | 2220.866 | 3.38 | 0.38 | 0 | 0 | 1 | 0 | 0 | 0 | 0 | 0 | 0 | 0 | 0 | 0 | 0 | 0 | 0 | 0 | 0 | 0 | 0 | 0 | 0 | 0 | 0 | 0 | 0 | 1658.4475
2025-06-02 | 2214.585 | 3.57 | 0.32 | 0 | 0 | 0 | 1 | 0 | 0 | 0 | 0 | 0 | 0 | 0 | 0 | 0 | 0 | 0 | 0 | 0 | 0 | 0 | 0 | 0 | 0 | 0 | 0 | 0 | 1651.6768
2025-06-02 | 2312.818 | 4.16 | 0.24 | 0 | 0 | 0 | 0 | 1 | 0 | 0 | 0 | 0 | 0 | 0 | 0 | 0 | 0 | 0 | 0 | 0 | 0 | 0 | 0 | 0 | 0 | 0 | 0 | 0 | 1685.0908
2025-06-02 | 2343.059 | 4.56 | 0.24 | 0 | 0 | 0 | 0 | 0 | 1 | 0 | 0 | 0 | 0 | 0 | 0 | 0 | 0 | 0 | 0 | 0 | 0 | 0 | 0 | 0 | 0 | 0 | 0 | 0 | 1741.45
2025-06-02 | 2492.072 | 4.77 | 0.29 | 0 | 0 | 0 | 0 | 0 | 0 | 1 | 0 | 0 | 0 | 0 | 0 | 0 | 0 | 0 | 0 | 0 | 0 | 0 | 0 | 0 | 0 | 0 | 0 | 0 | 1857.2305
2025-06-02 | 3015.649 | 4.14 | 0.23 | 0 | 0 | 0 | 0 | 0 | 0 | 0 | 1 | 0 | 0 | 0 | 0 | 0 | 0 | 0 | 0 | 0 | 0 | 0 | 0 | 0 | 0 | 0 | 0 | 0 | 2030.6056
2025-06-02 | 3662.921 | 3.3 | 0.44 | 0 | 0 | 0 | 0 | 0 | 0 | 0 | 0 | 1 | 0 | 0 | 0 | 0 | 0 | 0 | 0 | 0 | 0 | 0 | 0 | 0 | 0 | 0 | 0 | 0 | 2239.4034
2025-06-02 | 4118.861 | 2.51 | 0.91 | 0 | 0 | 0 | 0 | 0 | 0 | 0 | 0 | 0 | 1 | 0 | 0 | 0 | 0 | 0 | 0 | 0 | 0 | 0 | 0 | 0 | 0 | 0 | 0 | 0 | 2491.8037
2025-06-02 | 4357.658 | 1.62 | 1.36 | 0 | 0 | 0 | 0 | 0 | 0 | 0 | 0 | 0 | 0 | 1 | 0 | 0 | 0 | 0 | 0 | 0 | 0 | 0 | 0 | 0 | 0 | 0 | 0 | 0 | 2682.4228
2025-06-02 | 4429.565 | 0.8 | 2.27 | 0 | 0 | 0 | 0 | 0 | 0 | 0 | 0 | 0 | 0 | 0 | 1 | 0 | 0 | 0 | 0 | 0 | 0 | 0 | 0 | 0 | 0 | 0 | 0 | 0 | 2841.1397
2025-06-02 | 4421.052 | 0.37 | 3.29 | 0 | 0 | 0 | 0 | 0 | 0 | 0 | 0 | 0 | 0 | 0 | 0 | 1 | 0 | 0 | 0 | 0 | 0 | 0 | 0 | 0 | 0 | 0 | 0 | 0 | 2926.5501
2025-06-02 | 4417.004 | 0.09 | 3.98 | 0 | 0 | 0 | 0 | 0 | 0 | 0 | 0 | 0 | 0 | 0 | 0 | 0 | 1 | 0 | 0 | 0 | 0 | 0 | 0 | 0 | 0 | 0 | 0 | 0 | 2960.6918
2025-06-02 | 4411.083 | 0.26 | 4.15 | 0 | 0 | 0 | 0 | 0 | 0 | 0 | 0 | 0 | 0 | 0 | 0 | 0 | 0 | 1 | 0 | 0 | 0 | 0 | 0 | 0 | 0 | 0 | 0 | 0 | 2958.1323
2025-06-02 | 4307.567 | 0.21 | 4.64 | 0 | 0 | 0 | 0 | 0 | 0 | 0 | 0 | 0 | 0 | 0 | 0 | 0 | 0 | 0 | 1 | 0 | 0 | 0 | 0 | 0 | 0 | 0 | 0 | 0 | 2946.4513
2025-06-02 | 4215.002 | 0.08 | 5.04 | 0 | 0 | 0 | 0 | 0 | 0 | 0 | 0 | 0 | 0 | 0 | 0 | 0 | 0 | 0 | 0 | 1 | 0 | 0 | 0 | 0 | 0 | 0 | 0 | 0 | 2862.2958
2025-06-02 | 3738.004 | 0.06 | 4.69 | 0 | 0 | 0 | 0 | 0 | 0 | 0 | 0 | 0 | 0 | 0 | 0 | 0 | 0 | 0 | 0 | 0 | 1 | 0 | 0 | 0 | 0 | 0 | 0 | 0 | 2664.5786
2025-06-02 | 3404.764 | 0.13 | 4.06 | 0 | 0 | 0 | 0 | 0 | 0 | 0 | 0 | 0 | 0 | 0 | 0 | 0 | 0 | 0 | 0 | 0 | 0 | 1 | 0 | 0 | 0 | 0 | 0 | 0 | 2481.3702
2025-06-02 | 3170.744 | 0.41 | 3.19 | 0 | 0 | 0 | 0 | 0 | 0 | 0 | 0 | 0 | 0 | 0 | 0 | 0 | 0 | 0 | 0 | 0 | 0 | 0 | 1 | 0 | 0 | 0 | 0 | 0 | 2348.9625
2025-06-02 | 3058.448 | 0.74 | 2.69 | 0 | 0 | 0 | 0 | 0 | 0 | 0 | 0 | 0 | 0 | 0 | 0 | 0 | 0 | 0 | 0 | 0 | 0 | 0 | 0 | 1 | 0 | 0 | 0 | 0 | 2255.0477
2025-06-02 | 2950.573 | 1.16 | 1.69 | 0 | 0 | 0 | 0 | 0 | 0 | 0 | 0 | 0 | 0 | 0 | 0 | 0 | 0 | 0 | 0 | 0 | 0 | 0 | 0 | 0 | 1 | 0 | 0 | 0 | 2076.9274
2025-06-02 | 2643.803 | 1.66 | 1.51 | 0 | 0 | 0 | 0 | 0 | 0 | 0 | 0 | 0 | 0 | 0 | 0 | 0 | 0 | 0 | 0 | 0 | 0 | 0 | 0 | 0 | 0 | 1 | 0 | 0 | 1952.7692
2025-06-02 | 2370.646 | 2.02 | 0.71 | 0 | 0 | 0 | 0 | 0 | 0 | 0 | 0 | 0 | 0 | 0 | 0 | 0 | 0 | 0 | 0 | 0 | 0 | 0 | 0 | 0 | 0 | 0 | 1 | 0 | 1781.7383
2025-06-02 | 2266.283 | 2.7 | 0.47 | 0 | 0 | 0 | 0 | 0 | 0 | 0 | 0 | 0 | 0 | 0 | 0 | 0 | 0 | 0 | 0 | 0 | 0 | 0 | 0 | 0 | 0 | 0 | 0 | 1 | 1704.408
2025-06-03 | 2237.319 | 3.15 | 0.43 | 0 | 1 | 0 | 0 | 0 | 0 | 0 | 0 | 0 | 0 | 0 | 0 | 0 | 0 | 0 | 0 | 0 | 0 | 0 | 0 | 0 | 0 | 0 | 0 | 0 | 1680.5279
2025-06-03 | 2221.945 | 3.63 | 0.32 | 0 | 0 | 1 | 0 | 0 | 0 | 0 | 0 | 0 | 0 | 0 | 0 | 0 | 0 | 0 | 0 | 0 | 0 | 0 | 0 | 0 | 0 | 0 | 0 | 0 | 1661.173
2025-06-03 | 2227.427 | 3.83 | 0.25 | 0 | 0 | 0 | 1 | 0 | 0 | 0 | 0 | 0 | 0 | 0 | 0 | 0 | 0 | 0 | 0 | 0 | 0 | 0 | 0 | 0 | 0 | 0 | 0 | 0 | 1653.7918
2025-06-03 | 2285.786 | 3.99 | 0.18 | 0 | 0 | 0 | 0 | 1 | 0 | 0 | 0 | 0 | 0 | 0 | 0 | 0 | 0 | 0 | 0 | 0 | 0 | 0 | 0 | 0 | 0 | 0 | 0 | 0 | 1673.6957
2025-06-03 | 2277.846 | 4.39 | 0.27 | 0 | 0 | 0 | 0 | 0 | 1 | 0 | 0 | 0 | 0 | 0 | 0 | 0 | 0 | 0 | 0 | 0 | 0 | 0 | 0 | 0 | 0 | 0 | 0 | 0 | 1738.5744
2025-06-03 | 2444.532 | 4.21 | 0.12 | 0 | 0 | 0 | 0 | 0 | 0 | 1 | 0 | 0 | 0 | 0 | 0 | 0 | 0 | 0 | 0 | 0 | 0 | 0 | 0 | 0 | 0 | 0 | 0 | 0 | 1822.3109
2025-06-03 | 2966.715 | 3.32 | 0.2 | 0 | 0 | 0 | 0 | 0 | 0 | 0 | 1 | 0 | 0 | 0 | 0 | 0 | 0 | 0 | 0 | 0 | 0 | 0 | 0 | 0 | 0 | 0 | 0 | 0 | 2000.1971
2025-06-03 | 3624.932 | 2.55 | 0.28 | 0 | 0 | 0 | 0 | 0 | 0 | 0 | 0 | 1 | 0 | 0 | 0 | 0 | 0 | 0 | 0 | 0 | 0 | 0 | 0 | 0 | 0 | 0 | 0 | 0 | 2199.0425
2025-06-03 | 4164.183 | 1.81 | 0.52 | 0 | 0 | 0 | 0 | 0 | 0 | 0 | 0 | 0 | 1 | 0 | 0 | 0 | 0 | 0 | 0 | 0 | 0 | 0 | 0 | 0 | 0 | 0 | 0 | 0 | 2431.352
2025-06-03 | 4447.18 | 1.31 | 0.98 | 0 | 0 | 0 | 0 | 0 | 0 | 0 | 0 | 0 | 0 | 1 | 0 | 0 | 0 | 0 | 0 | 0 | 0 | 0 | 0 | 0 | 0 | 0 | 0 | 0 | 2636.0296
2025-06-03 | 4603.377 | 0.72 | 1.78 | 0 | 0 | 0 | 0 | 0 | 0 | 0 | 0 | 0 | 0 | 0 | 1 | 0 | 0 | 0 | 0 | 0 | 0 | 0 | 0 | 0 | 0 | 0 | 0 | 0 | 2792.0666
2025-06-03 | 4656.959 | 0.53 | 2.46 | 0 | 0 | 0 | 0 | 0 | 0 | 0 | 0 | 0 | 0 | 0 | 0 | 1 | 0 | 0 | 0 | 0 | 0 | 0 | 0 | 0 | 0 | 0 | 0 | 0 | 2853.3614
2025-06-03 | 4780.479 | 0.34 | 3.27 | 0 | 0 | 0 | 0 | 0 | 0 | 0 | 0 | 0 | 0 | 0 | 0 | 0 | 1 | 0 | 0 | 0 | 0 | 0 | 0 | 0 | 0 | 0 | 0 | 0 | 2901.8881
2025-06-03 | 4761.924 | 0.22 | 4.06 | 0 | 0 | 0 | 0 | 0 | 0 | 0 | 0 | 0 | 0 | 0 | 0 | 0 | 0 | 1 | 0 | 0 | 0 | 0 | 0 | 0 | 0 | 0 | 0 | 0 | 2948.2681
2025-06-03 | 4747.265 | 0.17 | 4.31 | 0 | 0 | 0 | 0 | 0 | 0 | 0 | 0 | 0 | 0 | 0 | 0 | 0 | 0 | 0 | 1 | 0 | 0 | 0 | 0 | 0 | 0 | 0 | 0 | 0 | 2913.8686
2025-06-03 | 4617.78 | 0.15 | 4.32 | 0 | 0 | 0 | 0 | 0 | 0 | 0 | 0 | 0 | 0 | 0 | 0 | 0 | 0 | 0 | 0 | 1 | 0 | 0 | 0 | 0 | 0 | 0 | 0 | 0 | 2796.4939
2025-06-03 | 4127.977 | 0.18 | 4.57 | 0 | 0 | 0 | 0 | 0 | 0 | 0 | 0 | 0 | 0 | 0 | 0 | 0 | 0 | 0 | 0 | 0 | 1 | 0 | 0 | 0 | 0 | 0 | 0 | 0 | 2657.2538
2025-06-03 | 3724.952 | 0.26 | 3.97 | 0 | 0 | 0 | 0 | 0 | 0 | 0 | 0 | 0 | 0 | 0 | 0 | 0 | 0 | 0 | 0 | 0 | 0 | 1 | 0 | 0 | 0 | 0 | 0 | 0 | 2477.2214
2025-06-03 | 3467.839 | 0.27 | 3.57 | 0 | 0 | 0 | 0 | 0 | 0 | 0 | 0 | 0 | 0 | 0 | 0 | 0 | 0 | 0 | 0 | 0 | 0 | 0 | 1 | 0 | 0 | 0 | 0 | 0 | 2380.2266
2025-06-03 | 3249.413 | 0.37 | 3 | 0 | 0 | 0 | 0 | 0 | 0 | 0 | 0 | 0 | 0 | 0 | 0 | 0 | 0 | 0 | 0 | 0 | 0 | 0 | 0 | 1 | 0 | 0 | 0 | 0 | 2271.9528
2025-06-03 | 3042.448 | 0.67 | 1.79 | 0 | 0 | 0 | 0 | 0 | 0 | 0 | 0 | 0 | 0 | 0 | 0 | 0 | 0 | 0 | 0 | 0 | 0 | 0 | 0 | 0 | 1 | 0 | 0 | 0 | 2069.9194
2025-06-03 | 2665.632 | 1.14 | 1.07 | 0 | 0 | 0 | 0 | 0 | 0 | 0 | 0 | 0 | 0 | 0 | 0 | 0 | 0 | 0 | 0 | 0 | 0 | 0 | 0 | 0 | 0 | 1 | 0 | 0 | 1893.6362
2025-06-03 | 2444.896 | 1.07 | 0.28 | 0 | 0 | 0 | 0 | 0 | 0 | 0 | 0 | 0 | 0 | 0 | 0 | 0 | 0 | 0 | 0 | 0 | 0 | 0 | 0 | 0 | 0 | 0 | 1 | 0 | 1709.0951
2025-06-03 | 2323.799 | 1.89 | 0.08 | 0 | 0 | 0 | 0 | 0 | 0 | 0 | 0 | 0 | 0 | 0 | 0 | 0 | 0 | 0 | 0 | 0 | 0 | 0 | 0 | 0 | 0 | 0 | 0 | 1 | 1640.2581
2025-06-04 | 2256.375 | 2.52 | 0 | 0 | 1 | 0 | 0 | 0 | 0 | 0 | 0 | 0 | 0 | 0 | 0 | 0 | 0 | 0 | 0 | 0 | 0 | 0 | 0 | 0 | 0 | 0 | 0 | 0 | 1618.6432
2025-06-04 | 2216.883 | 3.02 | 0 | 0 | 0 | 1 | 0 | 0 | 0 | 0 | 0 | 0 | 0 | 0 | 0 | 0 | 0 | 0 | 0 | 0 | 0 | 0 | 0 | 0 | 0 | 0 | 0 | 0 | 1610.3733
2025-06-04 | 2221.168 | 3.23 | 0 | 0 | 0 | 0 | 1 | 0 | 0 | 0 | 0 | 0 | 0 | 0 | 0 | 0 | 0 | 0 | 0 | 0 | 0 | 0 | 0 | 0 | 0 | 0 | 0 | 0 | 1609.9546
2025-06-04 | 2276.019 | 3.69 | 0 | 0 | 0 | 0 | 0 | 1 | 0 | 0 | 0 | 0 | 0 | 0 | 0 | 0 | 0 | 0 | 0 | 0 | 0 | 0 | 0 | 0 | 0 | 0 | 0 | 0 | 1646.5708
2025-06-04 | 2298.503 | 4.27 | 0 | 0 | 0 | 0 | 0 | 0 | 1 | 0 | 0 | 0 | 0 | 0 | 0 | 0 | 0 | 0 | 0 | 0 | 0 | 0 | 0 | 0 | 0 | 0 | 0 | 0 | 1708.9817
2025-06-04 | 2462.927 | 4.37 | 0 | 0 | 0 | 0 | 0 | 0 | 0 | 1 | 0 | 0 | 0 | 0 | 0 | 0 | 0 | 0 | 0 | 0 | 0 | 0 | 0 | 0 | 0 | 0 | 0 | 0 | 1816.3309
2025-06-04 | 3003.701 | 3.25 | 0.1 | 0 | 0 | 0 | 0 | 0 | 0 | 0 | 1 | 0 | 0 | 0 | 0 | 0 | 0 | 0 | 0 | 0 | 0 | 0 | 0 | 0 | 0 | 0 | 0 | 0 | 1988.3777
2025-06-04 | 3670.023 | 2.58 | 0.85 | 0 | 0 | 0 | 0 | 0 | 0 | 0 | 0 | 1 | 0 | 0 | 0 | 0 | 0 | 0 | 0 | 0 | 0 | 0 | 0 | 0 | 0 | 0 | 0 | 0 | 2254.0074
2025-06-04 | 4370.333 | 2.11 | 1.72 | 0 | 0 | 0 | 0 | 0 | 0 | 0 | 0 | 0 | 1 | 0 | 0 | 0 | 0 | 0 | 0 | 0 | 0 | 0 | 0 | 0 | 0 | 0 | 0 | 0 | 2555.0303
2025-06-04 | 4782.368 | 1.55 | 2.75 | 0 | 0 | 0 | 0 | 0 | 0 | 0 | 0 | 0 | 0 | 1 | 0 | 0 | 0 | 0 | 0 | 0 | 0 | 0 | 0 | 0 | 0 | 0 | 0 | 0 | 2811.647
2025-06-04 | 4985.113 | 0.89 | 3.42 | 0 | 0 | 0 | 0 | 0 | 0 | 0 | 0 | 0 | 0 | 0 | 1 | 0 | 0 | 0 | 0 | 0 | 0 | 0 | 0 | 0 | 0 | 0 | 0 | 0 | 2953.0248
2025-06-04 | 5031.249 | 0.61 | 3.88 | 0 | 0 | 0 | 0 | 0 | 0 | 0 | 0 | 0 | 0 | 0 | 0 | 1 | 0 | 0 | 0 | 0 | 0 | 0 | 0 | 0 | 0 | 0 | 0 | 0 | 2990.4684
2025-06-04 | 5071.47 | 0.5 | 4.38 | 0 | 0 | 0 | 0 | 0 | 0 | 0 | 0 | 0 | 0 | 0 | 0 | 0 | 1 | 0 | 0 | 0 | 0 | 0 | 0 | 0 | 0 | 0 | 0 | 0 | 3012.3401
2025-06-04 | 5164.583 | 0.19 | 4.99 | 0 | 0 | 0 | 0 | 0 | 0 | 0 | 0 | 0 | 0 | 0 | 0 | 0 | 0 | 1 | 0 | 0 | 0 | 0 | 0 | 0 | 0 | 0 | 0 | 0 | 3035.2934
2025-06-04 | 5141.815 | 0.2 | 5.16 | 0 | 0 | 0 | 0 | 0 | 0 | 0 | 0 | 0 | 0 | 0 | 0 | 0 | 0 | 0 | 1 | 0 | 0 | 0 | 0 | 0 | 0 | 0 | 0 | 0 | 2995.3384
2025-06-04 | 4986.258 | 0.23 | 5.57 | 0 | 0 | 0 | 0 | 0 | 0 | 0 | 0 | 0 | 0 | 0 | 0 | 0 | 0 | 0 | 0 | 1 | 0 | 0 | 0 | 0 | 0 | 0 | 0 | 0 | 2917.5087
2025-06-04 | 4576.064 | 0.27 | 5.15 | 0 | 0 | 0 | 0 | 0 | 0 | 0 | 0 | 0 | 0 | 0 | 0 | 0 | 0 | 0 | 0 | 0 | 1 | 0 | 0 | 0 | 0 | 0 | 0 | 0 | 2715.1826
2025-06-04 | 4170.602 | 0.31 | 4.91 | 0 | 0 | 0 | 0 | 0 | 0 | 0 | 0 | 0 | 0 | 0 | 0 | 0 | 0 | 0 | 0 | 0 | 0 | 1 | 0 | 0 | 0 | 0 | 0 | 0 | 2567.883
2025-06-04 | 3864.64 | 0.47 | 3.77 | 0 | 0 | 0 | 0 | 0 | 0 | 0 | 0 | 0 | 0 | 0 | 0 | 0 | 0 | 0 | 0 | 0 | 0 | 0 | 1 | 0 | 0 | 0 | 0 | 0 | 2405.8827
2025-06-04 | 3709.559 | 0.75 | 3.07 | 0 | 0 | 0 | 0 | 0 | 0 | 0 | 0 | 0 | 0 | 0 | 0 | 0 | 0 | 0 | 0 | 0 | 0 | 0 | 0 | 1 | 0 | 0 | 0 | 0 | 2291.3548
2025-06-04 | 3424.977 | 1.19 | 2.56 | 0 | 0 | 0 | 0 | 0 | 0 | 0 | 0 | 0 | 0 | 0 | 0 | 0 | 0 | 0 | 0 | 0 | 0 | 0 | 0 | 0 | 1 | 0 | 0 | 0 | 2160.2903
2025-06-04 | 2976.85 | 1.72 | 2.13 | 0 | 0 | 0 | 0 | 0 | 0 | 0 | 0 | 0 | 0 | 0 | 0 | 0 | 0 | 0 | 0 | 0 | 0 | 0 | 0 | 0 | 0 | 1 | 0 | 0 | 2013.4758
2025-06-04 | 2678.391 | 1.95 | 1.88 | 0 | 0 | 0 | 0 | 0 | 0 | 0 | 0 | 0 | 0 | 0 | 0 | 0 | 0 | 0 | 0 | 0 | 0 | 0 | 0 | 0 | 0 | 0 | 1 | 0 | 1890.1373
2025-06-04 | 2501.949 | 2.22 | 1.18 | 0 | 0 | 0 | 0 | 0 | 0 | 0 | 0 | 0 | 0 | 0 | 0 | 0 | 0 | 0 | 0 | 0 | 0 | 0 | 0 | 0 | 0 | 0 | 0 | 1 | 1755.479
2025-06-05 | 2436.51 | 2.62 | 0.81 | 0 | 1 | 0 | 0 | 0 | 0 | 0 | 0 | 0 | 0 | 0 | 0 | 0 | 0 | 0 | 0 | 0 | 0 | 0 | 0 | 0 | 0 | 0 | 0 | 0 | 1698.68
2025-06-05 | 2389.991 | 2.81 | 0.56 | 0 | 0 | 1 | 0 | 0 | 0 | 0 | 0 | 0 | 0 | 0 | 0 | 0 | 0 | 0 | 0 | 0 | 0 | 0 | 0 | 0 | 0 | 0 | 0 | 0 | 1656.3228
2025-06-05 | 2371.284 | 2.99 | 0.32 | 0 | 0 | 0 | 1 | 0 | 0 | 0 | 0 | 0 | 0 | 0 | 0 | 0 | 0 | 0 | 0 | 0 | 0 | 0 | 0 | 0 | 0 | 0 | 0 | 0 | 1632.177
2025-06-05 | 2411.006 | 3.08 | 0.27 | 0 | 0 | 0 | 0 | 1 | 0 | 0 | 0 | 0 | 0 | 0 | 0 | 0 | 0 | 0 | 0 | 0 | 0 | 0 | 0 | 0 | 0 | 0 | 0 | 0 | 1651.6207
2025-06-05 | 2435.046 | 3.05 | 0.46 | 0 | 0 | 0 | 0 | 0 | 1 | 0 | 0 | 0 | 0 | 0 | 0 | 0 | 0 | 0 | 0 | 0 | 0 | 0 | 0 | 0 | 0 | 0 | 0 | 0 | 1711.5086
2025-06-05 | 2582.497 | 2.79 | 0.49 | 0 | 0 | 0 | 0 | 0 | 0 | 1 | 0 | 0 | 0 | 0 | 0 | 0 | 0 | 0 | 0 | 0 | 0 | 0 | 0 | 0 | 0 | 0 | 0 | 0 | 1809.5943
2025-06-05 | 3192.473 | 2.6 | 0.75 | 0 | 0 | 0 | 0 | 0 | 0 | 0 | 1 | 0 | 0 | 0 | 0 | 0 | 0 | 0 | 0 | 0 | 0 | 0 | 0 | 0 | 0 | 0 | 0 | 0 | 2028.0536
2025-06-05 | 3879.422 | 2.11 | 1.3 | 0 | 0 | 0 | 0 | 0 | 0 | 0 | 0 | 1 | 0 | 0 | 0 | 0 | 0 | 0 | 0 | 0 | 0 | 0 | 0 | 0 | 0 | 0 | 0 | 0 | 2280.8029
2025-06-05 | 4471.47 | 1.41 | 1.93 | 0 | 0 | 0 | 0 | 0 | 0 | 0 | 0 | 0 | 1 | 0 | 0 | 0 | 0 | 0 | 0 | 0 | 0 | 0 | 0 | 0 | 0 | 0 | 0 | 0 | 2551.3747
2025-06-05 | 4892.703 | 1.1 | 2.65 | 0 | 0 | 0 | 0 | 0 | 0 | 0 | 0 | 0 | 0 | 1 | 0 | 0 | 0 | 0 | 0 | 0 | 0 | 0 | 0 | 0 | 0 | 0 | 0 | 0 | 2787.0518
2025-06-05 | 5125.51 | 0.97 | 3.17 | 0 | 0 | 0 | 0 | 0 | 0 | 0 | 0 | 0 | 0 | 0 | 1 | 0 | 0 | 0 | 0 | 0 | 0 | 0 | 0 | 0 | 0 | 0 | 0 | 0 | 2932.0493
2025-06-05 | 5199.209 | 0.8 | 3.83 | 0 | 0 | 0 | 0 | 0 | 0 | 0 | 0 | 0 | 0 | 0 | 0 | 1 | 0 | 0 | 0 | 0 | 0 | 0 | 0 | 0 | 0 | 0 | 0 | 0 | 2992.1233
2025-06-05 | 5265.876 | 0.79 | 4.63 | 0 | 0 | 0 | 0 | 0 | 0 | 0 | 0 | 0 | 0 | 0 | 0 | 0 | 1 | 0 | 0 | 0 | 0 | 0 | 0 | 0 | 0 | 0 | 0 | 0 | 3045.7551
2025-06-05 | 5338.815 | 0.84 | 4.62 | 0 | 0 | 0 | 0 | 0 | 0 | 0 | 0 | 0 | 0 | 0 | 0 | 0 | 0 | 1 | 0 | 0 | 0 | 0 | 0 | 0 | 0 | 0 | 0 | 0 | 3022.1224
2025-06-05 | 5125.472 | 0.84 | 4.2 | 0 | 0 | 0 | 0 | 0 | 0 | 0 | 0 | 0 | 0 | 0 | 0 | 0 | 0 | 0 | 1 | 0 | 0 | 0 | 0 | 0 | 0 | 0 | 0 | 0 | 2925.9816
2025-06-05 | 4844.043 | 1.07 | 4.25 | 0 | 0 | 0 | 0 | 0 | 0 | 0 | 0 | 0 | 0 | 0 | 0 | 0 | 0 | 0 | 0 | 1 | 0 | 0 | 0 | 0 | 0 | 0 | 0 | 0 | 2820.7984
2025-06-05 | 4377.162 | 1.12 | 4.4 | 0 | 0 | 0 | 0 | 0 | 0 | 0 | 0 | 0 | 0 | 0 | 0 | 0 | 0 | 0 | 0 | 0 | 1 | 0 | 0 | 0 | 0 | 0 | 0 | 0 | 2672.7647
2025-06-05 | 3982.146 | 1.19 | 4.03 | 0 | 0 | 0 | 0 | 0 | 0 | 0 | 0 | 0 | 0 | 0 | 0 | 0 | 0 | 0 | 0 | 0 | 0 | 1 | 0 | 0 | 0 | 0 | 0 | 0 | 2514.1679
2025-06-05 | 3663.147 | 1.1 | 3.53 | 0 | 0 | 0 | 0 | 0 | 0 | 0 | 0 | 0 | 0 | 0 | 0 | 0 | 0 | 0 | 0 | 0 | 0 | 0 | 1 | 0 | 0 | 0 | 0 | 0 | 2404.345
2025-06-05 | 3561.902 | 1.22 | 2.85 | 0 | 0 | 0 | 0 | 0 | 0 | 0 | 0 | 0 | 0 | 0 | 0 | 0 | 0 | 0 | 0 | 0 | 0 | 0 | 0 | 1 | 0 | 0 | 0 | 0 | 2286.3311
2025-06-05 | 3311.637 | 1.3 | 2.63 | 0 | 0 | 0 | 0 | 0 | 0 | 0 | 0 | 0 | 0 | 0 | 0 | 0 | 0 | 0 | 0 | 0 | 0 | 0 | 0 | 0 | 1 | 0 | 0 | 0 | 2170.6147
2025-06-05 | 2939.784 | 1.35 | 1.97 | 0 | 0 | 0 | 0 | 0 | 0 | 0 | 0 | 0 | 0 | 0 | 0 | 0 | 0 | 0 | 0 | 0 | 0 | 0 | 0 | 0 | 0 | 1 | 0 | 0 | 1985.8906
2025-06-05 | 2650.204 | 1.45 | 1.44 | 0 | 0 | 0 | 0 | 0 | 0 | 0 | 0 | 0 | 0 | 0 | 0 | 0 | 0 | 0 | 0 | 0 | 0 | 0 | 0 | 0 | 0 | 0 | 1 | 0 | 1831.6766
2025-06-05 | 2458.432 | 1.63 | 1.02 | 0 | 0 | 0 | 0 | 0 | 0 | 0 | 0 | 0 | 0 | 0 | 0 | 0 | 0 | 0 | 0 | 0 | 0 | 0 | 0 | 0 | 0 | 0 | 0 | 1 | 1720.4974
2025-06-06 | 2399.017 | 1.87 | 0.83 | 0 | 1 | 0 | 0 | 0 | 0 | 0 | 0 | 0 | 0 | 0 | 0 | 0 | 0 | 0 | 0 | 0 | 0 | 0 | 0 | 0 | 0 | 0 | 0 | 0 | 1675.3579
2025-06-06 | 2336.456 | 2.2 | 0.61 | 0 | 0 | 1 | 0 | 0 | 0 | 0 | 0 | 0 | 0 | 0 | 0 | 0 | 0 | 0 | 0 | 0 | 0 | 0 | 0 | 0 | 0 | 0 | 0 | 0 | 1640.5474
2025-06-06 | 2336.125 | 2.36 | 0.5 | 0 | 0 | 0 | 1 | 0 | 0 | 0 | 0 | 0 | 0 | 0 | 0 | 0 | 0 | 0 | 0 | 0 | 0 | 0 | 0 | 0 | 0 | 0 | 0 | 0 | 1628.035
2025-06-06 | 2377.076 | 2.64 | 0.41 | 0 | 0 | 0 | 0 | 1 | 0 | 0 | 0 | 0 | 0 | 0 | 0 | 0 | 0 | 0 | 0 | 0 | 0 | 0 | 0 | 0 | 0 | 0 | 0 | 0 | 1650.0801
2025-06-06 | 2425.476 | 2.75 | 0.27 | 0 | 0 | 0 | 0 | 0 | 1 | 0 | 0 | 0 | 0 | 0 | 0 | 0 | 0 | 0 | 0 | 0 | 0 | 0 | 0 | 0 | 0 | 0 | 0 | 0 | 1683.437
2025-06-06 | 2539.009 | 2.82 | 0.37 | 0 | 0 | 0 | 0 | 0 | 0 | 1 | 0 | 0 | 0 | 0 | 0 | 0 | 0 | 0 | 0 | 0 | 0 | 0 | 0 | 0 | 0 | 0 | 0 | 0 | 1799.2437
2025-06-06 | 3149.65 | 2.76 | 0.43 | 0 | 0 | 0 | 0 | 0 | 0 | 0 | 1 | 0 | 0 | 0 | 0 | 0 | 0 | 0 | 0 | 0 | 0 | 0 | 0 | 0 | 0 | 0 | 0 | 0 | 2003.1416
2025-06-06 | 3811.153 | 2.07 | 0.84 | 0 | 0 | 0 | 0 | 0 | 0 | 0 | 0 | 1 | 0 | 0 | 0 | 0 | 0 | 0 | 0 | 0 | 0 | 0 | 0 | 0 | 0 | 0 | 0 | 0 | 2235.9145
2025-06-06 | 4416.32 | 1.55 | 1.52 | 0 | 0 | 0 | 0 | 0 | 0 | 0 | 0 | 0 | 1 | 0 | 0 | 0 | 0 | 0 | 0 | 0 | 0 | 0 | 0 | 0 | 0 | 0 | 0 | 0 | 2517.2709
2025-06-06 | 4808.606 | 1.03 | 2.49 | 0 | 0 | 0 | 0 | 0 | 0 | 0 | 0 | 0 | 0 | 1 | 0 | 0 | 0 | 0 | 0 | 0 | 0 | 0 | 0 | 0 | 0 | 0 | 0 | 0 | 2769.5528
2025-06-06 | 5030.202 | 0.84 | 3.37 | 0 | 0 | 0 | 0 | 0 | 0 | 0 | 0 | 0 | 0 | 0 | 1 | 0 | 0 | 0 | 0 | 0 | 0 | 0 | 0 | 0 | 0 | 0 | 0 | 0 | 2946.6107
2025-06-06 | 5103.101 | 0.7 | 3.74 | 0 | 0 | 0 | 0 | 0 | 0 | 0 | 0 | 0 | 0 | 0 | 0 | 1 | 0 | 0 | 0 | 0 | 0 | 0 | 0 | 0 | 0 | 0 | 0 | 0 | 2980.2418
2025-06-06 | 5138.345 | 0.6 | 4.56 | 0 | 0 | 0 | 0 | 0 | 0 | 0 | 0 | 0 | 0 | 0 | 0 | 0 | 1 | 0 | 0 | 0 | 0 | 0 | 0 | 0 | 0 | 0 | 0 | 0 | 3032.741
2025-06-06 | 5179.629 | 0.65 | 5.09 | 0 | 0 | 0 | 0 | 0 | 0 | 0 | 0 | 0 | 0 | 0 | 0 | 0 | 0 | 1 | 0 | 0 | 0 | 0 | 0 | 0 | 0 | 0 | 0 | 0 | 3060.2248
2025-06-06 | 5140.884 | 0.67 | 4.74 | 0 | 0 | 0 | 0 | 0 | 0 | 0 | 0 | 0 | 0 | 0 | 0 | 0 | 0 | 0 | 1 | 0 | 0 | 0 | 0 | 0 | 0 | 0 | 0 | 0 | 2971.3826
2025-06-06 | 4875.642 | 0.65 | 4.86 | 0 | 0 | 0 | 0 | 0 | 0 | 0 | 0 | 0 | 0 | 0 | 0 | 0 | 0 | 0 | 0 | 1 | 0 | 0 | 0 | 0 | 0 | 0 | 0 | 0 | 2864.4205
2025-06-06 | 4446.879 | 0.57 | 4.79 | 0 | 0 | 0 | 0 | 0 | 0 | 0 | 0 | 0 | 0 | 0 | 0 | 0 | 0 | 0 | 0 | 0 | 1 | 0 | 0 | 0 | 0 | 0 | 0 | 0 | 2691.191
2025-06-06 | 4049.797 | 0.72 | 4.15 | 0 | 0 | 0 | 0 | 0 | 0 | 0 | 0 | 0 | 0 | 0 | 0 | 0 | 0 | 0 | 0 | 0 | 0 | 1 | 0 | 0 | 0 | 0 | 0 | 0 | 2509.7256
2025-06-06 | 3700.065 | 0.93 | 3.02 | 0 | 0 | 0 | 0 | 0 | 0 | 0 | 0 | 0 | 0 | 0 | 0 | 0 | 0 | 0 | 0 | 0 | 0 | 0 | 1 | 0 | 0 | 0 | 0 | 0 | 2350.3529
2025-06-06 | 3535.175 | 1.31 | 2.38 | 0 | 0 | 0 | 0 | 0 | 0 | 0 | 0 | 0 | 0 | 0 | 0 | 0 | 0 | 0 | 0 | 0 | 0 | 0 | 0 | 1 | 0 | 0 | 0 | 0 | 2244.8666
2025-06-06 | 3390.016 | 1.42 | 1.88 | 0 | 0 | 0 | 0 | 0 | 0 | 0 | 0 | 0 | 0 | 0 | 0 | 0 | 0 | 0 | 0 | 0 | 0 | 0 | 0 | 0 | 1 | 0 | 0 | 0 | 2103.6541
2025-06-06 | 3019.964 | 1.54 | 1.13 | 0 | 0 | 0 | 0 | 0 | 0 | 0 | 0 | 0 | 0 | 0 | 0 | 0 | 0 | 0 | 0 | 0 | 0 | 0 | 0 | 0 | 0 | 1 | 0 | 0 | 1912.7639
2025-06-06 | 2699.026 | 1.88 | 0.85 | 0 | 0 | 0 | 0 | 0 | 0 | 0 | 0 | 0 | 0 | 0 | 0 | 0 | 0 | 0 | 0 | 0 | 0 | 0 | 0 | 0 | 0 | 0 | 1 | 0 | 1790.2839
2025-06-06 | 2543.949 | 2.6 | 0.63 | 0 | 0 | 0 | 0 | 0 | 0 | 0 | 0 | 0 | 0 | 0 | 0 | 0 | 0 | 0 | 0 | 0 | 0 | 0 | 0 | 0 | 0 | 0 | 0 | 1 | 1716.1916
2025-06-07 | 2427.122 | 2.91 | 0.52 | 1 | 1 | 0 | 0 | 0 | 0 | 0 | 0 | 0 | 0 | 0 | 0 | 0 | 0 | 0 | 0 | 0 | 0 | 0 | 0 | 0 | 0 | 0 | 0 | 0 | 1415.8253
2025-06-07 | 2389.119 | 3.33 | 0.44 | 1 | 0 | 1 | 0 | 0 | 0 | 0 | 0 | 0 | 0 | 0 | 0 | 0 | 0 | 0 | 0 | 0 | 0 | 0 | 0 | 0 | 0 | 0 | 0 | 0 | 1397.293
2025-06-07 | 2333.321 | 3.6 | 0.29 | 1 | 0 | 0 | 1 | 0 | 0 | 0 | 0 | 0 | 0 | 0 | 0 | 0 | 0 | 0 | 0 | 0 | 0 | 0 | 0 | 0 | 0 | 0 | 0 | 0 | 1384.6925
2025-06-07 | 2416.487 | 3.9 | 0.25 | 1 | 0 | 0 | 0 | 1 | 0 | 0 | 0 | 0 | 0 | 0 | 0 | 0 | 0 | 0 | 0 | 0 | 0 | 0 | 0 | 0 | 0 | 0 | 0 | 0 | 1412.143
2025-06-07 | 2332.118 | 4.12 | 0.26 | 1 | 0 | 0 | 0 | 0 | 1 | 0 | 0 | 0 | 0 | 0 | 0 | 0 | 0 | 0 | 0 | 0 | 0 | 0 | 0 | 0 | 0 | 0 | 0 | 0 | 1463.3972
2025-06-07 | 2341.87 | 4.49 | 0.36 | 1 | 0 | 0 | 0 | 0 | 0 | 1 | 0 | 0 | 0 | 0 | 0 | 0 | 0 | 0 | 0 | 0 | 0 | 0 | 0 | 0 | 0 | 0 | 0 | 0 | 1589.2899
2025-06-07 | 2613.969 | 3.73 | 0.51 | 1 | 0 | 0 | 0 | 0 | 0 | 0 | 1 | 0 | 0 | 0 | 0 | 0 | 0 | 0 | 0 | 0 | 0 | 0 | 0 | 0 | 0 | 0 | 0 | 0 | 1778.173
2025-06-07 | 2942.248 | 2.77 | 0.67 | 1 | 0 | 0 | 0 | 0 | 0 | 0 | 0 | 1 | 0 | 0 | 0 | 0 | 0 | 0 | 0 | 0 | 0 | 0 | 0 | 0 | 0 | 0 | 0 | 0 | 1978.2034
2025-06-07 | 3551.065 | 1.79 | 1.07 | 1 | 0 | 0 | 0 | 0 | 0 | 0 | 0 | 0 | 1 | 0 | 0 | 0 | 0 | 0 | 0 | 0 | 0 | 0 | 0 | 0 | 0 | 0 | 0 | 0 | 2217.5896
2025-06-07 | 4115.659 | 0.83 | 1.65 | 1 | 0 | 0 | 0 | 0 | 0 | 0 | 0 | 0 | 0 | 1 | 0 | 0 | 0 | 0 | 0 | 0 | 0 | 0 | 0 | 0 | 0 | 0 | 0 | 0 | 2418.1611
2025-06-07 | 4373.873 | 0.32 | 2.23 | 1 | 0 | 0 | 0 | 0 | 0 | 0 | 0 | 0 | 0 | 0 | 1 | 0 | 0 | 0 | 0 | 0 | 0 | 0 | 0 | 0 | 0 | 0 | 0 | 0 | 2556.0625
2025-06-07 | 4473.498 | 0.45 | 2.74 | 1 | 0 | 0 | 0 | 0 | 0 | 0 | 0 | 0 | 0 | 0 | 0 | 1 | 0 | 0 | 0 | 0 | 0 | 0 | 0 | 0 | 0 | 0 | 0 | 0 | 2612.0235
2025-06-07 | 4415.823 | 0.16 | 3.59 | 1 | 0 | 0 | 0 | 0 | 0 | 0 | 0 | 0 | 0 | 0 | 0 | 0 | 1 | 0 | 0 | 0 | 0 | 0 | 0 | 0 | 0 | 0 | 0 | 0 | 2660.9746
2025-06-07 | 4326.802 | 0.03 | 4.2 | 1 | 0 | 0 | 0 | 0 | 0 | 0 | 0 | 0 | 0 | 0 | 0 | 0 | 0 | 1 | 0 | 0 | 0 | 0 | 0 | 0 | 0 | 0 | 0 | 0 | 2689.9796
2025-06-07 | 4273.353 | 0 | 4.08 | 1 | 0 | 0 | 0 | 0 | 0 | 0 | 0 | 0 | 0 | 0 | 0 | 0 | 0 | 0 | 1 | 0 | 0 | 0 | 0 | 0 | 0 | 0 | 0 | 0 | 2621.2282
2025-06-07 | 4137.051 | 0 | 4.05 | 1 | 0 | 0 | 0 | 0 | 0 | 0 | 0 | 0 | 0 | 0 | 0 | 0 | 0 | 0 | 0 | 1 | 0 | 0 | 0 | 0 | 0 | 0 | 0 | 0 | 2500.7395
2025-06-07 | 3957.764 | 0.18 | 3.94 | 1 | 0 | 0 | 0 | 0 | 0 | 0 | 0 | 0 | 0 | 0 | 0 | 0 | 0 | 0 | 0 | 0 | 1 | 0 | 0 | 0 | 0 | 0 | 0 | 0 | 2332.4649
2025-06-07 | 3735.82 | 0.33 | 3.51 | 1 | 0 | 0 | 0 | 0 | 0 | 0 | 0 | 0 | 0 | 0 | 0 | 0 | 0 | 0 | 0 | 0 | 0 | 1 | 0 | 0 | 0 | 0 | 0 | 0 | 2170.8781
2025-06-07 | 3450.544 | 0.38 | 3.15 | 1 | 0 | 0 | 0 | 0 | 0 | 0 | 0 | 0 | 0 | 0 | 0 | 0 | 0 | 0 | 0 | 0 | 0 | 0 | 1 | 0 | 0 | 0 | 0 | 0 | 2079.0144
2025-06-07 | 3276.662 | 0.57 | 2.51 | 1 | 0 | 0 | 0 | 0 | 0 | 0 | 0 | 0 | 0 | 0 | 0 | 0 | 0 | 0 | 0 | 0 | 0 | 0 | 0 | 1 | 0 | 0 | 0 | 0 | 1967.1403
2025-06-07 | 3204.695 | 1.06 | 1.7 | 1 | 0 | 0 | 0 | 0 | 0 | 0 | 0 | 0 | 0 | 0 | 0 | 0 | 0 | 0 | 0 | 0 | 0 | 0 | 0 | 0 | 1 | 0 | 0 | 0 | 1809.3588
2025-06-07 | 2971.717 | 1.69 | 1.09 | 1 | 0 | 0 | 0 | 0 | 0 | 0 | 0 | 0 | 0 | 0 | 0 | 0 | 0 | 0 | 0 | 0 | 0 | 0 | 0 | 0 | 0 | 1 | 0 | 0 | 1648.8675
2025-06-07 | 2621.858 | 2.27 | 0.79 | 1 | 0 | 0 | 0 | 0 | 0 | 0 | 0 | 0 | 0 | 0 | 0 | 0 | 0 | 0 | 0 | 0 | 0 | 0 | 0 | 0 | 0 | 0 | 1 | 0 | 1532.5631
2025-06-07 | 2447.465 | 2.96 | 0.7 | 1 | 0 | 0 | 0 | 0 | 0 | 0 | 0 | 0 | 0 | 0 | 0 | 0 | 0 | 0 | 0 | 0 | 0 | 0 | 0 | 0 | 0 | 0 | 0 | 1 | 1469.768
2025-06-08 | 2352.932 | 3.43 | 0.64 | 1 | 1 | 0 | 0 | 0 | 0 | 0 | 0 | 0 | 0 | 0 | 0 | 0 | 0 | 0 | 0 | 0 | 0 | 0 | 0 | 0 | 0 | 0 | 0 | 0 | 1444.6671
2025-06-08 | 2323.062 | 3.89 | 0.61 | 1 | 0 | 1 | 0 | 0 | 0 | 0 | 0 | 0 | 0 | 0 | 0 | 0 | 0 | 0 | 0 | 0 | 0 | 0 | 0 | 0 | 0 | 0 | 0 | 0 | 1432.2126
2025-06-08 | 2265.302 | 4.48 | 0.51 | 1 | 0 | 0 | 1 | 0 | 0 | 0 | 0 | 0 | 0 | 0 | 0 | 0 | 0 | 0 | 0 | 0 | 0 | 0 | 0 | 0 | 0 | 0 | 0 | 0 | 1435.1036
2025-06-08 | 2294.824 | 4.91 | 0.51 | 1 | 0 | 0 | 0 | 1 | 0 | 0 | 0 | 0 | 0 | 0 | 0 | 0 | 0 | 0 | 0 | 0 | 0 | 0 | 0 | 0 | 0 | 0 | 0 | 0 | 1470.7112
2025-06-08 | 2226.958 | 5.45 | 0.44 | 1 | 0 | 0 | 0 | 0 | 1 | 0 | 0 | 0 | 0 | 0 | 0 | 0 | 0 | 0 | 0 | 0 | 0 | 0 | 0 | 0 | 0 | 0 | 0 | 0 | 1525.151
2025-06-08 | 2214.075 | 5.39 | 0.3 | 1 | 0 | 0 | 0 | 0 | 0 | 1 | 0 | 0 | 0 | 0 | 0 | 0 | 0 | 0 | 0 | 0 | 0 | 0 | 0 | 0 | 0 | 0 | 0 | 0 | 1613.8686
2025-06-08 | 2377.078 | 4.04 | 0.32 | 1 | 0 | 0 | 0 | 0 | 0 | 0 | 1 | 0 | 0 | 0 | 0 | 0 | 0 | 0 | 0 | 0 | 0 | 0 | 0 | 0 | 0 | 0 | 0 | 0 | 1770.6099
2025-06-08 | 2646.511 | 2.56 | 0.42 | 1 | 0 | 0 | 0 | 0 | 0 | 0 | 0 | 1 | 0 | 0 | 0 | 0 | 0 | 0 | 0 | 0 | 0 | 0 | 0 | 0 | 0 | 0 | 0 | 0 | 1947.4781
2025-06-08 | 3013.016 | 1.15 | 0.75 | 1 | 0 | 0 | 0 | 0 | 0 | 0 | 0 | 0 | 1 | 0 | 0 | 0 | 0 | 0 | 0 | 0 | 0 | 0 | 0 | 0 | 0 | 0 | 0 | 0 | 2165.7814
2025-06-08 | 3485.427 | 0.59 | 1.49 | 1 | 0 | 0 | 0 | 0 | 0 | 0 | 0 | 0 | 0 | 1 | 0 | 0 | 0 | 0 | 0 | 0 | 0 | 0 | 0 | 0 | 0 | 0 | 0 | 0 | 2394.9466
2025-06-08 | 3695.706 | 0.63 | 2.07 | 1 | 0 | 0 | 0 | 0 | 0 | 0 | 0 | 0 | 0 | 0 | 1 | 0 | 0 | 0 | 0 | 0 | 0 | 0 | 0 | 0 | 0 | 0 | 0 | 0 | 2551.3392
2025-06-08 | 3629.76 | 0.61 | 2.61 | 1 | 0 | 0 | 0 | 0 | 0 | 0 | 0 | 0 | 0 | 0 | 0 | 1 | 0 | 0 | 0 | 0 | 0 | 0 | 0 | 0 | 0 | 0 | 0 | 0 | 2605.0969
2025-06-08 | 3607.634 | 0.58 | 2.75 | 1 | 0 | 0 | 0 | 0 | 0 | 0 | 0 | 0 | 0 | 0 | 0 | 0 | 1 | 0 | 0 | 0 | 0 | 0 | 0 | 0 | 0 | 0 | 0 | 0 | 2595.5806
2025-06-08 | 3635.225 | 0.56 | 2.77 | 1 | 0 | 0 | 0 | 0 | 0 | 0 | 0 | 0 | 0 | 0 | 0 | 0 | 0 | 1 | 0 | 0 | 0 | 0 | 0 | 0 | 0 | 0 | 0 | 0 | 2572.4343
2025-06-08 | 3630.242 | 0.5 | 3.36 | 1 | 0 | 0 | 0 | 0 | 0 | 0 | 0 | 0 | 0 | 0 | 0 | 0 | 0 | 0 | 1 | 0 | 0 | 0 | 0 | 0 | 0 | 0 | 0 | 0 | 2569.8831
2025-06-08 | 3601.613 | 0.59 | 3.58 | 1 | 0 | 0 | 0 | 0 | 0 | 0 | 0 | 0 | 0 | 0 | 0 | 0 | 0 | 0 | 0 | 1 | 0 | 0 | 0 | 0 | 0 | 0 | 0 | 0 | 2476.0852
2025-06-08 | 3456.643 | 0.88 | 3.39 | 1 | 0 | 0 | 0 | 0 | 0 | 0 | 0 | 0 | 0 | 0 | 0 | 0 | 0 | 0 | 0 | 0 | 1 | 0 | 0 | 0 | 0 | 0 | 0 | 0 | 2303.936
2025-06-08 | 3400.207 | 0.87 | 3.1 | 1 | 0 | 0 | 0 | 0 | 0 | 0 | 0 | 0 | 0 | 0 | 0 | 0 | 0 | 0 | 0 | 0 | 0 | 1 | 0 | 0 | 0 | 0 | 0 | 0 | 2150.2224
2025-06-08 | 3198.242 | 1.01 | 2.56 | 1 | 0 | 0 | 0 | 0 | 0 | 0 | 0 | 0 | 0 | 0 | 0 | 0 | 0 | 0 | 0 | 0 | 0 | 0 | 1 | 0 | 0 | 0 | 0 | 0 | 2044.3458
2025-06-08 | 3037.58 | 1.04 | 1.83 | 1 | 0 | 0 | 0 | 0 | 0 | 0 | 0 | 0 | 0 | 0 | 0 | 0 | 0 | 0 | 0 | 0 | 0 | 0 | 0 | 1 | 0 | 0 | 0 | 0 | 1918.573
2025-06-08 | 2903.201 | 1.24 | 1.05 | 1 | 0 | 0 | 0 | 0 | 0 | 0 | 0 | 0 | 0 | 0 | 0 | 0 | 0 | 0 | 0 | 0 | 0 | 0 | 0 | 0 | 1 | 0 | 0 | 0 | 1753.8814
2025-06-08 | 2648.256 | 1.58 | 0.71 | 1 | 0 | 0 | 0 | 0 | 0 | 0 | 0 | 0 | 0 | 0 | 0 | 0 | 0 | 0 | 0 | 0 | 0 | 0 | 0 | 0 | 0 | 1 | 0 | 0 | 1609.1984
2025-06-08 | 2411.812 | 2.02 | 0.55 | 1 | 0 | 0 | 0 | 0 | 0 | 0 | 0 | 0 | 0 | 0 | 0 | 0 | 0 | 0 | 0 | 0 | 0 | 0 | 0 | 0 | 0 | 0 | 1 | 0 | 1501.4396
2025-06-08 | 2336.431 | 2.38 | 0.46 | 1 | 0 | 0 | 0 | 0 | 0 | 0 | 0 | 0 | 0 | 0 | 0 | 0 | 0 | 0 | 0 | 0 | 0 | 0 | 0 | 0 | 0 | 0 | 0 | 1 | 1427.5498
2025-06-09 | 2252.06 | 2.87 | 0.49 | 0 | 1 | 0 | 0 | 0 | 0 | 0 | 0 | 0 | 0 | 0 | 0 | 0 | 0 | 0 | 0 | 0 | 0 | 0 | 0 | 0 | 0 | 0 | 0 | 0 | 1676.7938
2025-06-09 | 2251.705 | 3.33 | 0.45 | 0 | 0 | 1 | 0 | 0 | 0 | 0 | 0 | 0 | 0 | 0 | 0 | 0 | 0 | 0 | 0 | 0 | 0 | 0 | 0 | 0 | 0 | 0 | 0 | 0 | 1663.3927
2025-06-09 | 2264.803 | 3.64 | 0.46 | 0 | 0 | 0 | 1 | 0 | 0 | 0 | 0 | 0 | 0 | 0 | 0 | 0 | 0 | 0 | 0 | 0 | 0 | 0 | 0 | 0 | 0 | 0 | 0 | 0 | 1667.2826
2025-06-09 | 2296.736 | 4.11 | 0.36 | 0 | 0 | 0 | 0 | 1 | 0 | 0 | 0 | 0 | 0 | 0 | 0 | 0 | 0 | 0 | 0 | 0 | 0 | 0 | 0 | 0 | 0 | 0 | 0 | 0 | 1694.769
2025-06-09 | 2364.932 | 4.4 | 0.3 | 0 | 0 | 0 | 0 | 0 | 1 | 0 | 0 | 0 | 0 | 0 | 0 | 0 | 0 | 0 | 0 | 0 | 0 | 0 | 0 | 0 | 0 | 0 | 0 | 0 | 1741.7504
2025-06-09 | 2474.653 | 4.18 | 0.28 | 0 | 0 | 0 | 0 | 0 | 0 | 1 | 0 | 0 | 0 | 0 | 0 | 0 | 0 | 0 | 0 | 0 | 0 | 0 | 0 | 0 | 0 | 0 | 0 | 0 | 1836.4479
2025-06-09 | 2973.161 | 3.12 | 0.49 | 0 | 0 | 0 | 0 | 0 | 0 | 0 | 1 | 0 | 0 | 0 | 0 | 0 | 0 | 0 | 0 | 0 | 0 | 0 | 0 | 0 | 0 | 0 | 0 | 0 | 2020.9245
2025-06-09 | 3620.057 | 2.23 | 0.99 | 0 | 0 | 0 | 0 | 0 | 0 | 0 | 0 | 1 | 0 | 0 | 0 | 0 | 0 | 0 | 0 | 0 | 0 | 0 | 0 | 0 | 0 | 0 | 0 | 0 | 2255.4927
2025-06-09 | 4247.365 | 1.58 | 1.78 | 0 | 0 | 0 | 0 | 0 | 0 | 0 | 0 | 0 | 1 | 0 | 0 | 0 | 0 | 0 | 0 | 0 | 0 | 0 | 0 | 0 | 0 | 0 | 0 | 0 | 2542.8912
2025-06-09 | 4619.272 | 0.98 | 2.54 | 0 | 0 | 0 | 0 | 0 | 0 | 0 | 0 | 0 | 0 | 1 | 0 | 0 | 0 | 0 | 0 | 0 | 0 | 0 | 0 | 0 | 0 | 0 | 0 | 0 | 2772.6048
2025-06-09 | 4774.916 | 0.65 | 3.42 | 0 | 0 | 0 | 0 | 0 | 0 | 0 | 0 | 0 | 0 | 0 | 1 | 0 | 0 | 0 | 0 | 0 | 0 | 0 | 0 | 0 | 0 | 0 | 0 | 0 | 2944.9559
2025-06-09 | 4757.397 | 0.33 | 3.56 | 0 | 0 | 0 | 0 | 0 | 0 | 0 | 0 | 0 | 0 | 0 | 0 | 1 | 0 | 0 | 0 | 0 | 0 | 0 | 0 | 0 | 0 | 0 | 0 | 0 | 2950.7635
2025-06-09 | 4795.045 | 0.19 | 4.15 | 0 | 0 | 0 | 0 | 0 | 0 | 0 | 0 | 0 | 0 | 0 | 0 | 0 | 1 | 0 | 0 | 0 | 0 | 0 | 0 | 0 | 0 | 0 | 0 | 0 | 2980.146
2025-06-09 | 4636.577 | 0.15 | 4.39 | 0 | 0 | 0 | 0 | 0 | 0 | 0 | 0 | 0 | 0 | 0 | 0 | 0 | 0 | 1 | 0 | 0 | 0 | 0 | 0 | 0 | 0 | 0 | 0 | 0 | 2977.1525
2025-06-09 | 4572.744 | 0.29 | 5.38 | 0 | 0 | 0 | 0 | 0 | 0 | 0 | 0 | 0 | 0 | 0 | 0 | 0 | 0 | 0 | 1 | 0 | 0 | 0 | 0 | 0 | 0 | 0 | 0 | 0 | 3019.1894
2025-06-09 | 4366.751 | 0.22 | 5.27 | 0 | 0 | 0 | 0 | 0 | 0 | 0 | 0 | 0 | 0 | 0 | 0 | 0 | 0 | 0 | 0 | 1 | 0 | 0 | 0 | 0 | 0 | 0 | 0 | 0 | 2888.7744
2025-06-09 | 3896.347 | 0.07 | 5.28 | 0 | 0 | 0 | 0 | 0 | 0 | 0 | 0 | 0 | 0 | 0 | 0 | 0 | 0 | 0 | 0 | 0 | 1 | 0 | 0 | 0 | 0 | 0 | 0 | 0 | 2720.7643
2025-06-09 | 3528.566 | 0.04 | 5.1 | 0 | 0 | 0 | 0 | 0 | 0 | 0 | 0 | 0 | 0 | 0 | 0 | 0 | 0 | 0 | 0 | 0 | 0 | 1 | 0 | 0 | 0 | 0 | 0 | 0 | 2576.7909
2025-06-09 | 3325.823 | 0.14 | 4.61 | 0 | 0 | 0 | 0 | 0 | 0 | 0 | 0 | 0 | 0 | 0 | 0 | 0 | 0 | 0 | 0 | 0 | 0 | 0 | 1 | 0 | 0 | 0 | 0 | 0 | 2474.3025
2025-06-09 | 3151.596 | 0.25 | 3.68 | 0 | 0 | 0 | 0 | 0 | 0 | 0 | 0 | 0 | 0 | 0 | 0 | 0 | 0 | 0 | 0 | 0 | 0 | 0 | 0 | 1 | 0 | 0 | 0 | 0 | 2332.2873
2025-06-09 | 3018.521 | 0.8 | 2.52 | 0 | 0 | 0 | 0 | 0 | 0 | 0 | 0 | 0 | 0 | 0 | 0 | 0 | 0 | 0 | 0 | 0 | 0 | 0 | 0 | 0 | 1 | 0 | 0 | 0 | 2143.392
2025-06-09 | 2728.381 | 0.98 | 1.92 | 0 | 0 | 0 | 0 | 0 | 0 | 0 | 0 | 0 | 0 | 0 | 0 | 0 | 0 | 0 | 0 | 0 | 0 | 0 | 0 | 0 | 0 | 1 | 0 | 0 | 1968.7181
2025-06-09 | 2467.338 | 1.61 | 1.62 | 0 | 0 | 0 | 0 | 0 | 0 | 0 | 0 | 0 | 0 | 0 | 0 | 0 | 0 | 0 | 0 | 0 | 0 | 0 | 0 | 0 | 0 | 0 | 1 | 0 | 1854.0947
2025-06-09 | 2337.386 | 1.87 | 1.26 | 0 | 0 | 0 | 0 | 0 | 0 | 0 | 0 | 0 | 0 | 0 | 0 | 0 | 0 | 0 | 0 | 0 | 0 | 0 | 0 | 0 | 0 | 0 | 0 | 1 | 1751.2847
2025-06-10 | 2280.934 | 2.09 | 0.87 | 0 | 1 | 0 | 0 | 0 | 0 | 0 | 0 | 0 | 0 | 0 | 0 | 0 | 0 | 0 | 0 | 0 | 0 | 0 | 0 | 0 | 0 | 0 | 0 | 0 | 1686.5408
2025-06-10 | 2271.57 | 2.55 | 0.72 | 0 | 0 | 1 | 0 | 0 | 0 | 0 | 0 | 0 | 0 | 0 | 0 | 0 | 0 | 0 | 0 | 0 | 0 | 0 | 0 | 0 | 0 | 0 | 0 | 0 | 1662.7271
2025-06-10 | 2238.551 | 2.83 | 0.62 | 0 | 0 | 0 | 1 | 0 | 0 | 0 | 0 | 0 | 0 | 0 | 0 | 0 | 0 | 0 | 0 | 0 | 0 | 0 | 0 | 0 | 0 | 0 | 0 | 0 | 1655.1958
2025-06-10 | 2297.957 | 3.04 | 0.47 | 0 | 0 | 0 | 0 | 1 | 0 | 0 | 0 | 0 | 0 | 0 | 0 | 0 | 0 | 0 | 0 | 0 | 0 | 0 | 0 | 0 | 0 | 0 | 0 | 0 | 1669.2079
2025-06-10 | 2310.976 | 3.37 | 0.39 | 0 | 0 | 0 | 0 | 0 | 1 | 0 | 0 | 0 | 0 | 0 | 0 | 0 | 0 | 0 | 0 | 0 | 0 | 0 | 0 | 0 | 0 | 0 | 0 | 0 | 1715.6409
2025-06-10 | 2458.509 | 3.75 | 0.2 | 0 | 0 | 0 | 0 | 0 | 0 | 1 | 0 | 0 | 0 | 0 | 0 | 0 | 0 | 0 | 0 | 0 | 0 | 0 | 0 | 0 | 0 | 0 | 0 | 0 | 1814.4183
2025-06-10 | 3048.73 | 2.81 | 0.22 | 0 | 0 | 0 | 0 | 0 | 0 | 0 | 1 | 0 | 0 | 0 | 0 | 0 | 0 | 0 | 0 | 0 | 0 | 0 | 0 | 0 | 0 | 0 | 0 | 0 | 1984.944
2025-06-10 | 3689.416 | 1.72 | 0.52 | 0 | 0 | 0 | 0 | 0 | 0 | 0 | 0 | 1 | 0 | 0 | 0 | 0 | 0 | 0 | 0 | 0 | 0 | 0 | 0 | 0 | 0 | 0 | 0 | 0 | 2193.8561
2025-06-10 | 4265.154 | 1.1 | 1.32 | 0 | 0 | 0 | 0 | 0 | 0 | 0 | 0 | 0 | 1 | 0 | 0 | 0 | 0 | 0 | 0 | 0 | 0 | 0 | 0 | 0 | 0 | 0 | 0 | 0 | 2483.2097
2025-06-10 | 4632.757 | 0.82 | 2.34 | 0 | 0 | 0 | 0 | 0 | 0 | 0 | 0 | 0 | 0 | 1 | 0 | 0 | 0 | 0 | 0 | 0 | 0 | 0 | 0 | 0 | 0 | 0 | 0 | 0 | 2748.2935
2025-06-10 | 4816.296 | 0.8 | 3.2 | 0 | 0 | 0 | 0 | 0 | 0 | 0 | 0 | 0 | 0 | 0 | 1 | 0 | 0 | 0 | 0 | 0 | 0 | 0 | 0 | 0 | 0 | 0 | 0 | 0 | 2929.1737
2025-06-10 | 4915.513 | 0.76 | 3.35 | 0 | 0 | 0 | 0 | 0 | 0 | 0 | 0 | 0 | 0 | 0 | 0 | 1 | 0 | 0 | 0 | 0 | 0 | 0 | 0 | 0 | 0 | 0 | 0 | 0 | 2945.3416
2025-06-10 | 4893.28 | 0.58 | 3.97 | 0 | 0 | 0 | 0 | 0 | 0 | 0 | 0 | 0 | 0 | 0 | 0 | 0 | 1 | 0 | 0 | 0 | 0 | 0 | 0 | 0 | 0 | 0 | 0 | 0 | 2976.2191
2025-06-10 | 4924.65 | 0.48 | 4.53 | 0 | 0 | 0 | 0 | 0 | 0 | 0 | 0 | 0 | 0 | 0 | 0 | 0 | 0 | 1 | 0 | 0 | 0 | 0 | 0 | 0 | 0 | 0 | 0 | 0 | 3001.4996
2025-06-10 | 4855.63 | 0.31 | 5.07 | 0 | 0 | 0 | 0 | 0 | 0 | 0 | 0 | 0 | 0 | 0 | 0 | 0 | 0 | 0 | 1 | 0 | 0 | 0 | 0 | 0 | 0 | 0 | 0 | 0 | 2990.5172
2025-06-10 | 4612.652 | 0.19 | 5.24 | 0 | 0 | 0 | 0 | 0 | 0 | 0 | 0 | 0 | 0 | 0 | 0 | 0 | 0 | 0 | 0 | 1 | 0 | 0 | 0 | 0 | 0 | 0 | 0 | 0 | 2884.926
2025-06-10 | 4071.397 | 0.35 | 5.22 | 0 | 0 | 0 | 0 | 0 | 0 | 0 | 0 | 0 | 0 | 0 | 0 | 0 | 0 | 0 | 0 | 0 | 1 | 0 | 0 | 0 | 0 | 0 | 0 | 0 | 2724.4984
2025-06-10 | 3662.483 | 0.49 | 5.07 | 0 | 0 | 0 | 0 | 0 | 0 | 0 | 0 | 0 | 0 | 0 | 0 | 0 | 0 | 0 | 0 | 0 | 0 | 1 | 0 | 0 | 0 | 0 | 0 | 0 | 2589.0803
2025-06-10 | 3347.622 | 0.58 | 4.49 | 0 | 0 | 0 | 0 | 0 | 0 | 0 | 0 | 0 | 0 | 0 | 0 | 0 | 0 | 0 | 0 | 0 | 0 | 0 | 1 | 0 | 0 | 0 | 0 | 0 | 2477.7362
2025-06-10 | 3253.692 | 0.9 | 3.86 | 0 | 0 | 0 | 0 | 0 | 0 | 0 | 0 | 0 | 0 | 0 | 0 | 0 | 0 | 0 | 0 | 0 | 0 | 0 | 0 | 1 | 0 | 0 | 0 | 0 | 2371.1793
2025-06-10 | 3090.595 | 1 | 2.02 | 0 | 0 | 0 | 0 | 0 | 0 | 0 | 0 | 0 | 0 | 0 | 0 | 0 | 0 | 0 | 0 | 0 | 0 | 0 | 0 | 0 | 1 | 0 | 0 | 0 | 2102.786
2025-06-10 | 2735.768 | 1.26 | 1.68 | 0 | 0 | 0 | 0 | 0 | 0 | 0 | 0 | 0 | 0 | 0 | 0 | 0 | 0 | 0 | 0 | 0 | 0 | 0 | 0 | 0 | 0 | 1 | 0 | 0 | 1955.4133
2025-06-10 | 2449.795 | 1.58 | 1.3 | 0 | 0 | 0 | 0 | 0 | 0 | 0 | 0 | 0 | 0 | 0 | 0 | 0 | 0 | 0 | 0 | 0 | 0 | 0 | 0 | 0 | 0 | 0 | 1 | 0 | 1822.7948
2025-06-10 | 2298.157 | 1.98 | 1.06 | 0 | 0 | 0 | 0 | 0 | 0 | 0 | 0 | 0 | 0 | 0 | 0 | 0 | 0 | 0 | 0 | 0 | 0 | 0 | 0 | 0 | 0 | 0 | 0 | 1 | 1736.0509
2025-06-11 | 2266.62 | 2.11 | 0.82 | 0 | 1 | 0 | 0 | 0 | 0 | 0 | 0 | 0 | 0 | 0 | 0 | 0 | 0 | 0 | 0 | 0 | 0 | 0 | 0 | 0 | 0 | 0 | 0 | 0 | 1682.4802
2025-06-11 | 2219.948 | 2.05 | 0.63 | 0 | 0 | 1 | 0 | 0 | 0 | 0 | 0 | 0 | 0 | 0 | 0 | 0 | 0 | 0 | 0 | 0 | 0 | 0 | 0 | 0 | 0 | 0 | 0 | 0 | 1637.3975
2025-06-11 | 2222.38 | 2.04 | 0.69 | 0 | 0 | 0 | 1 | 0 | 0 | 0 | 0 | 0 | 0 | 0 | 0 | 0 | 0 | 0 | 0 | 0 | 0 | 0 | 0 | 0 | 0 | 0 | 0 | 0 | 1635.2619
2025-06-11 | 2261.955 | 2.49 | 0.66 | 0 | 0 | 0 | 0 | 1 | 0 | 0 | 0 | 0 | 0 | 0 | 0 | 0 | 0 | 0 | 0 | 0 | 0 | 0 | 0 | 0 | 0 | 0 | 0 | 0 | 1668.7021
2025-06-11 | 2342.23 | 3.07 | 0.5 | 0 | 0 | 0 | 0 | 0 | 1 | 0 | 0 | 0 | 0 | 0 | 0 | 0 | 0 | 0 | 0 | 0 | 0 | 0 | 0 | 0 | 0 | 0 | 0 | 0 | 1715.9674
2025-06-11 | 2488.562 | 3.21 | 0.47 | 0 | 0 | 0 | 0 | 0 | 0 | 1 | 0 | 0 | 0 | 0 | 0 | 0 | 0 | 0 | 0 | 0 | 0 | 0 | 0 | 0 | 0 | 0 | 0 | 0 | 1821.8216
2025-06-11 | 3031.41 | 2.48 | 0.43 | 0 | 0 | 0 | 0 | 0 | 0 | 0 | 1 | 0 | 0 | 0 | 0 | 0 | 0 | 0 | 0 | 0 | 0 | 0 | 0 | 0 | 0 | 0 | 0 | 0 | 1993.7279
2025-06-11 | 3670.902 | 1.78 | 0.63 | 0 | 0 | 0 | 0 | 0 | 0 | 0 | 0 | 1 | 0 | 0 | 0 | 0 | 0 | 0 | 0 | 0 | 0 | 0 | 0 | 0 | 0 | 0 | 0 | 0 | 2206.2859
2025-06-11 | 4241.653 | 0.98 | 1.42 | 0 | 0 | 0 | 0 | 0 | 0 | 0 | 0 | 0 | 1 | 0 | 0 | 0 | 0 | 0 | 0 | 0 | 0 | 0 | 0 | 0 | 0 | 0 | 0 | 0 | 2488.6413
2025-06-11 | 4733.707 | 0.6 | 2.55 | 0 | 0 | 0 | 0 | 0 | 0 | 0 | 0 | 0 | 0 | 1 | 0 | 0 | 0 | 0 | 0 | 0 | 0 | 0 | 0 | 0 | 0 | 0 | 0 | 0 | 2760.7757
2025-06-11 | 4847.321 | 0.46 | 3.69 | 0 | 0 | 0 | 0 | 0 | 0 | 0 | 0 | 0 | 0 | 0 | 1 | 0 | 0 | 0 | 0 | 0 | 0 | 0 | 0 | 0 | 0 | 0 | 0 | 0 | 2964.1263
2025-06-11 | 4849.004 | 0.34 | 4.53 | 0 | 0 | 0 | 0 | 0 | 0 | 0 | 0 | 0 | 0 | 0 | 0 | 1 | 0 | 0 | 0 | 0 | 0 | 0 | 0 | 0 | 0 | 0 | 0 | 0 | 3042.92
2025-06-11 | 5004.109 | 0.24 | 5 | 0 | 0 | 0 | 0 | 0 | 0 | 0 | 0 | 0 | 0 | 0 | 0 | 0 | 1 | 0 | 0 | 0 | 0 | 0 | 0 | 0 | 0 | 0 | 0 | 0 | 3062.2882
2025-06-11 | 5105.251 | 0.14 | 5.59 | 0 | 0 | 0 | 0 | 0 | 0 | 0 | 0 | 0 | 0 | 0 | 0 | 0 | 0 | 1 | 0 | 0 | 0 | 0 | 0 | 0 | 0 | 0 | 0 | 0 | 3090.4085
2025-06-11 | 5109.414 | 0 | 6.06 | 0 | 0 | 0 | 0 | 0 | 0 | 0 | 0 | 0 | 0 | 0 | 0 | 0 | 0 | 0 | 1 | 0 | 0 | 0 | 0 | 0 | 0 | 0 | 0 | 0 | 3073.8084
2025-06-11 | 4947.397 | 0.07 | 5.86 | 0 | 0 | 0 | 0 | 0 | 0 | 0 | 0 | 0 | 0 | 0 | 0 | 0 | 0 | 0 | 0 | 1 | 0 | 0 | 0 | 0 | 0 | 0 | 0 | 0 | 2939.5809
2025-06-11 | 4424.369 | 0.13 | 6.1 | 0 | 0 | 0 | 0 | 0 | 0 | 0 | 0 | 0 | 0 | 0 | 0 | 0 | 0 | 0 | 0 | 0 | 1 | 0 | 0 | 0 | 0 | 0 | 0 | 0 | 2800.4029
2025-06-11 | 3989.794 | 0.22 | 5.63 | 0 | 0 | 0 | 0 | 0 | 0 | 0 | 0 | 0 | 0 | 0 | 0 | 0 | 0 | 0 | 0 | 0 | 0 | 1 | 0 | 0 | 0 | 0 | 0 | 0 | 2633.0125
2025-06-11 | 3622.683 | 0.29 | 4.89 | 0 | 0 | 0 | 0 | 0 | 0 | 0 | 0 | 0 | 0 | 0 | 0 | 0 | 0 | 0 | 0 | 0 | 0 | 0 | 1 | 0 | 0 | 0 | 0 | 0 | 2505.8504
2025-06-11 | 3442.909 | 0.36 | 4.29 | 0 | 0 | 0 | 0 | 0 | 0 | 0 | 0 | 0 | 0 | 0 | 0 | 0 | 0 | 0 | 0 | 0 | 0 | 0 | 0 | 1 | 0 | 0 | 0 | 0 | 2393.7282
2025-06-11 | 3277.423 | 0.5 | 3.32 | 0 | 0 | 0 | 0 | 0 | 0 | 0 | 0 | 0 | 0 | 0 | 0 | 0 | 0 | 0 | 0 | 0 | 0 | 0 | 0 | 0 | 1 | 0 | 0 | 0 | 2209.034
2025-06-11 | 2785.592 | 0.7 | 2.6 | 0 | 0 | 0 | 0 | 0 | 0 | 0 | 0 | 0 | 0 | 0 | 0 | 0 | 0 | 0 | 0 | 0 | 0 | 0 | 0 | 0 | 0 | 1 | 0 | 0 | 2023.6733
2025-06-11 | 2571.735 | 1.12 | 2.22 | 0 | 0 | 0 | 0 | 0 | 0 | 0 | 0 | 0 | 0 | 0 | 0 | 0 | 0 | 0 | 0 | 0 | 0 | 0 | 0 | 0 | 0 | 0 | 1 | 0 | 1894.4168
2025-06-11 | 2427.446 | 1.42 | 1.56 | 0 | 0 | 0 | 0 | 0 | 0 | 0 | 0 | 0 | 0 | 0 | 0 | 0 | 0 | 0 | 0 | 0 | 0 | 0 | 0 | 0 | 0 | 0 | 0 | 1 | 1764.5536
2025-06-12 | 2384.616 | 1.57 | 1.14 | 0 | 1 | 0 | 0 | 0 | 0 | 0 | 0 | 0 | 0 | 0 | 0 | 0 | 0 | 0 | 0 | 0 | 0 | 0 | 0 | 0 | 0 | 0 | 0 | 0 | 1694.6165
2025-06-12 | 2339.738 | 1.68 | 0.7 | 0 | 0 | 1 | 0 | 0 | 0 | 0 | 0 | 0 | 0 | 0 | 0 | 0 | 0 | 0 | 0 | 0 | 0 | 0 | 0 | 0 | 0 | 0 | 0 | 0 | 1631.5842
2025-06-12 | 2308.869 | 2.09 | 0.28 | 0 | 0 | 0 | 1 | 0 | 0 | 0 | 0 | 0 | 0 | 0 | 0 | 0 | 0 | 0 | 0 | 0 | 0 | 0 | 0 | 0 | 0 | 0 | 0 | 0 | 1598.1323
2025-06-12 | 2338.371 | 3.16 | 0.35 | 0 | 0 | 0 | 0 | 1 | 0 | 0 | 0 | 0 | 0 | 0 | 0 | 0 | 0 | 0 | 0 | 0 | 0 | 0 | 0 | 0 | 0 | 0 | 0 | 0 | 1661.8831
2025-06-12 | 2322.728 | 3.15 | 0.31 | 0 | 0 | 0 | 0 | 0 | 1 | 0 | 0 | 0 | 0 | 0 | 0 | 0 | 0 | 0 | 0 | 0 | 0 | 0 | 0 | 0 | 0 | 0 | 0 | 0 | 1700.6716
2025-06-12 | 2463.745 | 3.39 | 0.32 | 0 | 0 | 0 | 0 | 0 | 0 | 1 | 0 | 0 | 0 | 0 | 0 | 0 | 0 | 0 | 0 | 0 | 0 | 0 | 0 | 0 | 0 | 0 | 0 | 0 | 1813.6742
2025-06-12 | 3009.116 | 2.68 | 0.39 | 0 | 0 | 0 | 0 | 0 | 0 | 0 | 1 | 0 | 0 | 0 | 0 | 0 | 0 | 0 | 0 | 0 | 0 | 0 | 0 | 0 | 0 | 0 | 0 | 0 | 1996.6656
2025-06-12 | 3655.207 | 2.1 | 0.76 | 0 | 0 | 0 | 0 | 0 | 0 | 0 | 0 | 1 | 0 | 0 | 0 | 0 | 0 | 0 | 0 | 0 | 0 | 0 | 0 | 0 | 0 | 0 | 0 | 0 | 2229.3502
2025-06-12 | 4254.756 | 1.29 | 1.26 | 0 | 0 | 0 | 0 | 0 | 0 | 0 | 0 | 0 | 1 | 0 | 0 | 0 | 0 | 0 | 0 | 0 | 0 | 0 | 0 | 0 | 0 | 0 | 0 | 0 | 2483.918
2025-06-12 | 4742.769 | 0.74 | 1.89 | 0 | 0 | 0 | 0 | 0 | 0 | 0 | 0 | 0 | 0 | 1 | 0 | 0 | 0 | 0 | 0 | 0 | 0 | 0 | 0 | 0 | 0 | 0 | 0 | 0 | 2703.0068
2025-06-12 | 4899.792 | 0.52 | 2.33 | 0 | 0 | 0 | 0 | 0 | 0 | 0 | 0 | 0 | 0 | 0 | 1 | 0 | 0 | 0 | 0 | 0 | 0 | 0 | 0 | 0 | 0 | 0 | 0 | 0 | 2837.4057
2025-06-12 | 4894.015 | 0.43 | 2.85 | 0 | 0 | 0 | 0 | 0 | 0 | 0 | 0 | 0 | 0 | 0 | 0 | 1 | 0 | 0 | 0 | 0 | 0 | 0 | 0 | 0 | 0 | 0 | 0 | 0 | 2886.9168
2025-06-12 | 4883.891 | 0.36 | 3.76 | 0 | 0 | 0 | 0 | 0 | 0 | 0 | 0 | 0 | 0 | 0 | 0 | 0 | 1 | 0 | 0 | 0 | 0 | 0 | 0 | 0 | 0 | 0 | 0 | 0 | 2948.944
2025-06-12 | 4975.683 | 0.2 | 4.31 | 0 | 0 | 0 | 0 | 0 | 0 | 0 | 0 | 0 | 0 | 0 | 0 | 0 | 0 | 1 | 0 | 0 | 0 | 0 | 0 | 0 | 0 | 0 | 0 | 0 | 2971.2607
2025-06-12 | 5050.895 | 0.12 | 4.81 | 0 | 0 | 0 | 0 | 0 | 0 | 0 | 0 | 0 | 0 | 0 | 0 | 0 | 0 | 0 | 1 | 0 | 0 | 0 | 0 | 0 | 0 | 0 | 0 | 0 | 2959.5177
2025-06-12 | 4986.83 | 0.14 | 4.79 | 0 | 0 | 0 | 0 | 0 | 0 | 0 | 0 | 0 | 0 | 0 | 0 | 0 | 0 | 0 | 0 | 1 | 0 | 0 | 0 | 0 | 0 | 0 | 0 | 0 | 2840.6479
2025-06-12 | 4392.337 | 0.1 | 4.95 | 0 | 0 | 0 | 0 | 0 | 0 | 0 | 0 | 0 | 0 | 0 | 0 | 0 | 0 | 0 | 0 | 0 | 1 | 0 | 0 | 0 | 0 | 0 | 0 | 0 | 2690.5351
2025-06-12 | 4027.408 | 0.17 | 4.52 | 0 | 0 | 0 | 0 | 0 | 0 | 0 | 0 | 0 | 0 | 0 | 0 | 0 | 0 | 0 | 0 | 0 | 0 | 1 | 0 | 0 | 0 | 0 | 0 | 0 | 2526.2587
2025-06-12 | 3657.324 | 0.4 | 3.94 | 0 | 0 | 0 | 0 | 0 | 0 | 0 | 0 | 0 | 0 | 0 | 0 | 0 | 0 | 0 | 0 | 0 | 0 | 0 | 1 | 0 | 0 | 0 | 0 | 0 | 2419.6215
2025-06-12 | 3405.65 | 0.64 | 2.8 | 0 | 0 | 0 | 0 | 0 | 0 | 0 | 0 | 0 | 0 | 0 | 0 | 0 | 0 | 0 | 0 | 0 | 0 | 0 | 0 | 1 | 0 | 0 | 0 | 0 | 2262.0983
2025-06-12 | 3098.218 | 1.08 | 1.79 | 0 | 0 | 0 | 0 | 0 | 0 | 0 | 0 | 0 | 0 | 0 | 0 | 0 | 0 | 0 | 0 | 0 | 0 | 0 | 0 | 0 | 1 | 0 | 0 | 0 | 2083.7037
2025-06-12 | 2718.746 | 1.54 | 1.48 | 0 | 0 | 0 | 0 | 0 | 0 | 0 | 0 | 0 | 0 | 0 | 0 | 0 | 0 | 0 | 0 | 0 | 0 | 0 | 0 | 0 | 0 | 1 | 0 | 0 | 1945.895
2025-06-12 | 2474.668 | 2.07 | 1.34 | 0 | 0 | 0 | 0 | 0 | 0 | 0 | 0 | 0 | 0 | 0 | 0 | 0 | 0 | 0 | 0 | 0 | 0 | 0 | 0 | 0 | 0 | 0 | 1 | 0 | 1843.0552
2025-06-12 | 2335.659 | 2.48 | 1.27 | 0 | 0 | 0 | 0 | 0 | 0 | 0 | 0 | 0 | 0 | 0 | 0 | 0 | 0 | 0 | 0 | 0 | 0 | 0 | 0 | 0 | 0 | 0 | 0 | 1 | 1772.7397
2025-06-13 | 2283.05 | 2.81 | 1.17 | 0 | 1 | 0 | 0 | 0 | 0 | 0 | 0 | 0 | 0 | 0 | 0 | 0 | 0 | 0 | 0 | 0 | 0 | 0 | 0 | 0 | 0 | 0 | 0 | 0 | 1739.1455
2025-06-13 | 2241.744 | 3.14 | 1.26 | 0 | 0 | 1 | 0 | 0 | 0 | 0 | 0 | 0 | 0 | 0 | 0 | 0 | 0 | 0 | 0 | 0 | 0 | 0 | 0 | 0 | 0 | 0 | 0 | 0 | 1733.6796
2025-06-13 | 2235.233 | 3.4 | 1.22 | 0 | 0 | 0 | 1 | 0 | 0 | 0 | 0 | 0 | 0 | 0 | 0 | 0 | 0 | 0 | 0 | 0 | 0 | 0 | 0 | 0 | 0 | 0 | 0 | 0 | 1731.1555
2025-06-13 | 2245.726 | 3.72 | 1.05 | 0 | 0 | 0 | 0 | 1 | 0 | 0 | 0 | 0 | 0 | 0 | 0 | 0 | 0 | 0 | 0 | 0 | 0 | 0 | 0 | 0 | 0 | 0 | 0 | 0 | 1746.9726
2025-06-13 | 2283.588 | 3.78 | 0.96 | 0 | 0 | 0 | 0 | 0 | 1 | 0 | 0 | 0 | 0 | 0 | 0 | 0 | 0 | 0 | 0 | 0 | 0 | 0 | 0 | 0 | 0 | 0 | 0 | 0 | 1783.3815
2025-06-13 | 2433.056 | 3.62 | 0.84 | 0 | 0 | 0 | 0 | 0 | 0 | 1 | 0 | 0 | 0 | 0 | 0 | 0 | 0 | 0 | 0 | 0 | 0 | 0 | 0 | 0 | 0 | 0 | 0 | 0 | 1870.6302
2025-06-13 | 2966.27 | 3.29 | 0.81 | 0 | 0 | 0 | 0 | 0 | 0 | 0 | 1 | 0 | 0 | 0 | 0 | 0 | 0 | 0 | 0 | 0 | 0 | 0 | 0 | 0 | 0 | 0 | 0 | 0 | 2056.9312
2025-06-13 | 3603.584 | 2.73 | 0.94 | 0 | 0 | 0 | 0 | 0 | 0 | 0 | 0 | 1 | 0 | 0 | 0 | 0 | 0 | 0 | 0 | 0 | 0 | 0 | 0 | 0 | 0 | 0 | 0 | 0 | 2267.5699
2025-06-13 | 4028.393 | 1.94 | 1.45 | 0 | 0 | 0 | 0 | 0 | 0 | 0 | 0 | 0 | 1 | 0 | 0 | 0 | 0 | 0 | 0 | 0 | 0 | 0 | 0 | 0 | 0 | 0 | 0 | 0 | 2523.7566
2025-06-13 | 4298.732 | 1.43 | 2.2 | 0 | 0 | 0 | 0 | 0 | 0 | 0 | 0 | 0 | 0 | 1 | 0 | 0 | 0 | 0 | 0 | 0 | 0 | 0 | 0 | 0 | 0 | 0 | 0 | 0 | 2755.5495
2025-06-13 | 4511.537 | 1.06 | 2.86 | 0 | 0 | 0 | 0 | 0 | 0 | 0 | 0 | 0 | 0 | 0 | 1 | 0 | 0 | 0 | 0 | 0 | 0 | 0 | 0 | 0 | 0 | 0 | 0 | 0 | 2905.7305
2025-06-13 | 4549.06 | 0.81 | 3.43 | 0 | 0 | 0 | 0 | 0 | 0 | 0 | 0 | 0 | 0 | 0 | 0 | 1 | 0 | 0 | 0 | 0 | 0 | 0 | 0 | 0 | 0 | 0 | 0 | 0 | 2954.5954
2025-06-13 | 4656.39 | 0.62 | 3.58 | 0 | 0 | 0 | 0 | 0 | 0 | 0 | 0 | 0 | 0 | 0 | 0 | 0 | 1 | 0 | 0 | 0 | 0 | 0 | 0 | 0 | 0 | 0 | 0 | 0 | 2940.6465
2025-06-13 | 4593.415 | 0.5 | 3.37 | 0 | 0 | 0 | 0 | 0 | 0 | 0 | 0 | 0 | 0 | 0 | 0 | 0 | 0 | 1 | 0 | 0 | 0 | 0 | 0 | 0 | 0 | 0 | 0 | 0 | 2892.3663
2025-06-13 | 4498.204 | 0.48 | 3.69 | 0 | 0 | 0 | 0 | 0 | 0 | 0 | 0 | 0 | 0 | 0 | 0 | 0 | 0 | 0 | 1 | 0 | 0 | 0 | 0 | 0 | 0 | 0 | 0 | 0 | 2865.6016
2025-06-13 | 4285.843 | 0.5 | 3.78 | 0 | 0 | 0 | 0 | 0 | 0 | 0 | 0 | 0 | 0 | 0 | 0 | 0 | 0 | 0 | 0 | 1 | 0 | 0 | 0 | 0 | 0 | 0 | 0 | 0 | 2757.1445
2025-06-13 | 3949.093 | 0.41 | 3.4 | 0 | 0 | 0 | 0 | 0 | 0 | 0 | 0 | 0 | 0 | 0 | 0 | 0 | 0 | 0 | 0 | 0 | 1 | 0 | 0 | 0 | 0 | 0 | 0 | 0 | 2554.2341
2025-06-13 | 3597.808 | 0.83 | 3.32 | 0 | 0 | 0 | 0 | 0 | 0 | 0 | 0 | 0 | 0 | 0 | 0 | 0 | 0 | 0 | 0 | 0 | 0 | 1 | 0 | 0 | 0 | 0 | 0 | 0 | 2434.8559
2025-06-13 | 3309.263 | 0.98 | 3.09 | 0 | 0 | 0 | 0 | 0 | 0 | 0 | 0 | 0 | 0 | 0 | 0 | 0 | 0 | 0 | 0 | 0 | 0 | 0 | 1 | 0 | 0 | 0 | 0 | 0 | 2358.6601
2025-06-13 | 3076.898 | 1.2 | 2.78 | 0 | 0 | 0 | 0 | 0 | 0 | 0 | 0 | 0 | 0 | 0 | 0 | 0 | 0 | 0 | 0 | 0 | 0 | 0 | 0 | 1 | 0 | 0 | 0 | 0 | 2279.0325
2025-06-13 | 2978.532 | 1.62 | 2.15 | 0 | 0 | 0 | 0 | 0 | 0 | 0 | 0 | 0 | 0 | 0 | 0 | 0 | 0 | 0 | 0 | 0 | 0 | 0 | 0 | 0 | 1 | 0 | 0 | 0 | 2135.9364
2025-06-13 | 2713.914 | 1.91 | 1.64 | 0 | 0 | 0 | 0 | 0 | 0 | 0 | 0 | 0 | 0 | 0 | 0 | 0 | 0 | 0 | 0 | 0 | 0 | 0 | 0 | 0 | 0 | 1 | 0 | 0 | 1973.4801
2025-06-13 | 2467.825 | 2.18 | 1.36 | 0 | 0 | 0 | 0 | 0 | 0 | 0 | 0 | 0 | 0 | 0 | 0 | 0 | 0 | 0 | 0 | 0 | 0 | 0 | 0 | 0 | 0 | 0 | 1 | 0 | 1848.6466
2025-06-13 | 2344.419 | 2.33 | 0.8 | 0 | 0 | 0 | 0 | 0 | 0 | 0 | 0 | 0 | 0 | 0 | 0 | 0 | 0 | 0 | 0 | 0 | 0 | 0 | 0 | 0 | 0 | 0 | 0 | 1 | 1723.2063
2025-06-14 | 2255.668 | 2.62 | 0.47 | 1 | 1 | 0 | 0 | 0 | 0 | 0 | 0 | 0 | 0 | 0 | 0 | 0 | 0 | 0 | 0 | 0 | 0 | 0 | 0 | 0 | 0 | 0 | 0 | 0 | 1401.3424
2025-06-14 | 2234.715 | 3.1 | 0.31 | 1 | 0 | 1 | 0 | 0 | 0 | 0 | 0 | 0 | 0 | 0 | 0 | 0 | 0 | 0 | 0 | 0 | 0 | 0 | 0 | 0 | 0 | 0 | 0 | 0 | 1377.2545
2025-06-14 | 2230.378 | 3.43 | 0.23 | 1 | 0 | 0 | 1 | 0 | 0 | 0 | 0 | 0 | 0 | 0 | 0 | 0 | 0 | 0 | 0 | 0 | 0 | 0 | 0 | 0 | 0 | 0 | 0 | 0 | 1373.2974
2025-06-14 | 2265.489 | 3.66 | 0.06 | 1 | 0 | 0 | 0 | 1 | 0 | 0 | 0 | 0 | 0 | 0 | 0 | 0 | 0 | 0 | 0 | 0 | 0 | 0 | 0 | 0 | 0 | 0 | 0 | 0 | 1386.0887
2025-06-14 | 2216.258 | 3.95 | 0 | 1 | 0 | 0 | 0 | 0 | 1 | 0 | 0 | 0 | 0 | 0 | 0 | 0 | 0 | 0 | 0 | 0 | 0 | 0 | 0 | 0 | 0 | 0 | 0 | 0 | 1433.0701
2025-06-14 | 2252.759 | 4.14 | 0.06 | 1 | 0 | 0 | 0 | 0 | 0 | 1 | 0 | 0 | 0 | 0 | 0 | 0 | 0 | 0 | 0 | 0 | 0 | 0 | 0 | 0 | 0 | 0 | 0 | 0 | 1549.1248
2025-06-14 | 2500.736 | 3.15 | 0.11 | 1 | 0 | 0 | 0 | 0 | 0 | 0 | 1 | 0 | 0 | 0 | 0 | 0 | 0 | 0 | 0 | 0 | 0 | 0 | 0 | 0 | 0 | 0 | 0 | 0 | 1720.8092
2025-06-14 | 2861.004 | 2.16 | 0.3 | 1 | 0 | 0 | 0 | 0 | 0 | 0 | 0 | 1 | 0 | 0 | 0 | 0 | 0 | 0 | 0 | 0 | 0 | 0 | 0 | 0 | 0 | 0 | 0 | 0 | 1922.6707
2025-06-14 | 3389.587 | 1.62 | 0.76 | 1 | 0 | 0 | 0 | 0 | 0 | 0 | 0 | 0 | 1 | 0 | 0 | 0 | 0 | 0 | 0 | 0 | 0 | 0 | 0 | 0 | 0 | 0 | 0 | 0 | 2182.5295
2025-06-14 | 3804.155 | 1.12 | 1.17 | 1 | 0 | 0 | 0 | 0 | 0 | 0 | 0 | 0 | 0 | 1 | 0 | 0 | 0 | 0 | 0 | 0 | 0 | 0 | 0 | 0 | 0 | 0 | 0 | 0 | 2382.4741
2025-06-14 | 3998.688 | 0.39 | 1.73 | 1 | 0 | 0 | 0 | 0 | 0 | 0 | 0 | 0 | 0 | 0 | 1 | 0 | 0 | 0 | 0 | 0 | 0 | 0 | 0 | 0 | 0 | 0 | 0 | 0 | 2511.0859
2025-06-14 | 4023.561 | 0.18 | 2.43 | 1 | 0 | 0 | 0 | 0 | 0 | 0 | 0 | 0 | 0 | 0 | 0 | 1 | 0 | 0 | 0 | 0 | 0 | 0 | 0 | 0 | 0 | 0 | 0 | 0 | 2573.6014
2025-06-14 | 4062.803 | 0.12 | 3.28 | 1 | 0 | 0 | 0 | 0 | 0 | 0 | 0 | 0 | 0 | 0 | 0 | 0 | 1 | 0 | 0 | 0 | 0 | 0 | 0 | 0 | 0 | 0 | 0 | 0 | 2630.2852
2025-06-14 | 3980.181 | 0.16 | 3.44 | 1 | 0 | 0 | 0 | 0 | 0 | 0 | 0 | 0 | 0 | 0 | 0 | 0 | 0 | 1 | 0 | 0 | 0 | 0 | 0 | 0 | 0 | 0 | 0 | 0 | 2622.4085
2025-06-14 | 3902.286 | 0.1 | 3.53 | 1 | 0 | 0 | 0 | 0 | 0 | 0 | 0 | 0 | 0 | 0 | 0 | 0 | 0 | 0 | 1 | 0 | 0 | 0 | 0 | 0 | 0 | 0 | 0 | 0 | 2572.5272
2025-06-14 | 3793.843 | 0.08 | 3.52 | 1 | 0 | 0 | 0 | 0 | 0 | 0 | 0 | 0 | 0 | 0 | 0 | 0 | 0 | 0 | 0 | 1 | 0 | 0 | 0 | 0 | 0 | 0 | 0 | 0 | 2453.2592
2025-06-14 | 3711.31 | 0.09 | 3.61 | 1 | 0 | 0 | 0 | 0 | 0 | 0 | 0 | 0 | 0 | 0 | 0 | 0 | 0 | 0 | 0 | 0 | 1 | 0 | 0 | 0 | 0 | 0 | 0 | 0 | 2298.2012
2025-06-14 | 3565.953 | 0.09 | 3.42 | 1 | 0 | 0 | 0 | 0 | 0 | 0 | 0 | 0 | 0 | 0 | 0 | 0 | 0 | 0 | 0 | 0 | 0 | 1 | 0 | 0 | 0 | 0 | 0 | 0 | 2154.2898
2025-06-14 | 3402.039 | 0.12 | 2.9 | 1 | 0 | 0 | 0 | 0 | 0 | 0 | 0 | 0 | 0 | 0 | 0 | 0 | 0 | 0 | 0 | 0 | 0 | 0 | 1 | 0 | 0 | 0 | 0 | 0 | 2046.6081
2025-06-14 | 3172.951 | 0.2 | 1.83 | 1 | 0 | 0 | 0 | 0 | 0 | 0 | 0 | 0 | 0 | 0 | 0 | 0 | 0 | 0 | 0 | 0 | 0 | 0 | 0 | 1 | 0 | 0 | 0 | 0 | 1890.3319
2025-06-14 | 3009.874 | 0.33 | 1.08 | 1 | 0 | 0 | 0 | 0 | 0 | 0 | 0 | 0 | 0 | 0 | 0 | 0 | 0 | 0 | 0 | 0 | 0 | 0 | 0 | 0 | 1 | 0 | 0 | 0 | 1726.1267
2025-06-14 | 2770.527 | 0.45 | 0.55 | 1 | 0 | 0 | 0 | 0 | 0 | 0 | 0 | 0 | 0 | 0 | 0 | 0 | 0 | 0 | 0 | 0 | 0 | 0 | 0 | 0 | 0 | 1 | 0 | 0 | 1556.0618
2025-06-14 | 2484.283 | 0.86 | 0.38 | 1 | 0 | 0 | 0 | 0 | 0 | 0 | 0 | 0 | 0 | 0 | 0 | 0 | 0 | 0 | 0 | 0 | 0 | 0 | 0 | 0 | 0 | 0 | 1 | 0 | 1446.3478
2025-06-14 | 2342.13 | 1.41 | 0.26 | 1 | 0 | 0 | 0 | 0 | 0 | 0 | 0 | 0 | 0 | 0 | 0 | 0 | 0 | 0 | 0 | 0 | 0 | 0 | 0 | 0 | 0 | 0 | 0 | 1 | 1376.0061
2025-06-15 | 2272.194 | 1.58 | 0.2 | 1 | 1 | 0 | 0 | 0 | 0 | 0 | 0 | 0 | 0 | 0 | 0 | 0 | 0 | 0 | 0 | 0 | 0 | 0 | 0 | 0 | 0 | 0 | 0 | 0 | 1340.819
2025-06-15 | 2227.304 | 2.69 | 0.11 | 1 | 0 | 1 | 0 | 0 | 0 | 0 | 0 | 0 | 0 | 0 | 0 | 0 | 0 | 0 | 0 | 0 | 0 | 0 | 0 | 0 | 0 | 0 | 0 | 0 | 1344.5382
2025-06-15 | 2209.768 | 3.1 | 0.1 | 1 | 0 | 0 | 1 | 0 | 0 | 0 | 0 | 0 | 0 | 0 | 0 | 0 | 0 | 0 | 0 | 0 | 0 | 0 | 0 | 0 | 0 | 0 | 0 | 0 | 1349.8969
2025-06-15 | 2243.789 | 3.14 | 0 | 1 | 0 | 0 | 0 | 1 | 0 | 0 | 0 | 0 | 0 | 0 | 0 | 0 | 0 | 0 | 0 | 0 | 0 | 0 | 0 | 0 | 0 | 0 | 0 | 0 | 1362.9266
2025-06-15 | 2192.966 | 3.46 | 0.02 | 1 | 0 | 0 | 0 | 0 | 1 | 0 | 0 | 0 | 0 | 0 | 0 | 0 | 0 | 0 | 0 | 0 | 0 | 0 | 0 | 0 | 0 | 0 | 0 | 0 | 1418.4893
2025-06-15 | 2189.178 | 3.71 | 0 | 1 | 0 | 0 | 0 | 0 | 0 | 1 | 0 | 0 | 0 | 0 | 0 | 0 | 0 | 0 | 0 | 0 | 0 | 0 | 0 | 0 | 0 | 0 | 0 | 0 | 1528.9884
2025-06-15 | 2368.938 | 2.68 | 0.14 | 1 | 0 | 0 | 0 | 0 | 0 | 0 | 1 | 0 | 0 | 0 | 0 | 0 | 0 | 0 | 0 | 0 | 0 | 0 | 0 | 0 | 0 | 0 | 0 | 0 | 1707.8474
2025-06-15 | 2649.575 | 1.3 | 0.21 | 1 | 0 | 0 | 0 | 0 | 0 | 0 | 0 | 1 | 0 | 0 | 0 | 0 | 0 | 0 | 0 | 0 | 0 | 0 | 0 | 0 | 0 | 0 | 0 | 0 | 1885.2378
2025-06-15 | 3038.986 | 0.54 | 0.9 | 1 | 0 | 0 | 0 | 0 | 0 | 0 | 0 | 0 | 1 | 0 | 0 | 0 | 0 | 0 | 0 | 0 | 0 | 0 | 0 | 0 | 0 | 0 | 0 | 0 | 2159.472
2025-06-15 | 3464.456 | 0.15 | 1.58 | 1 | 0 | 0 | 0 | 0 | 0 | 0 | 0 | 0 | 0 | 1 | 0 | 0 | 0 | 0 | 0 | 0 | 0 | 0 | 0 | 0 | 0 | 0 | 0 | 0 | 2388.6731
2025-06-15 | 3713.082 | 0.03 | 2.1 | 1 | 0 | 0 | 0 | 0 | 0 | 0 | 0 | 0 | 0 | 0 | 1 | 0 | 0 | 0 | 0 | 0 | 0 | 0 | 0 | 0 | 0 | 0 | 0 | 0 | 2534.0068
2025-06-15 | 3778.721 | 0 | 2.86 | 1 | 0 | 0 | 0 | 0 | 0 | 0 | 0 | 0 | 0 | 0 | 0 | 1 | 0 | 0 | 0 | 0 | 0 | 0 | 0 | 0 | 0 | 0 | 0 | 0 | 2608.2536
2025-06-15 | 3746.965 | 0 | 3.38 | 1 | 0 | 0 | 0 | 0 | 0 | 0 | 0 | 0 | 0 | 0 | 0 | 0 | 1 | 0 | 0 | 0 | 0 | 0 | 0 | 0 | 0 | 0 | 0 | 0 | 2635.7167
2025-06-15 | 3713.239 | 0.14 | 3.36 | 1 | 0 | 0 | 0 | 0 | 0 | 0 | 0 | 0 | 0 | 0 | 0 | 0 | 0 | 1 | 0 | 0 | 0 | 0 | 0 | 0 | 0 | 0 | 0 | 0 | 2614.1633
2025-06-15 | 3732.914 | 0 | 3.69 | 1 | 0 | 0 | 0 | 0 | 0 | 0 | 0 | 0 | 0 | 0 | 0 | 0 | 0 | 0 | 1 | 0 | 0 | 0 | 0 | 0 | 0 | 0 | 0 | 0 | 2584.3108
2025-06-15 | 3711.055 | 0 | 3.68 | 1 | 0 | 0 | 0 | 0 | 0 | 0 | 0 | 0 | 0 | 0 | 0 | 0 | 0 | 0 | 0 | 1 | 0 | 0 | 0 | 0 | 0 | 0 | 0 | 0 | 2465.7152
2025-06-15 | 3600.82 | 0 | 3.81 | 1 | 0 | 0 | 0 | 0 | 0 | 0 | 0 | 0 | 0 | 0 | 0 | 0 | 0 | 0 | 0 | 0 | 1 | 0 | 0 | 0 | 0 | 0 | 0 | 0 | 2314.1074
2025-06-15 | 3499.253 | 0 | 3.5 | 1 | 0 | 0 | 0 | 0 | 0 | 0 | 0 | 0 | 0 | 0 | 0 | 0 | 0 | 0 | 0 | 0 | 0 | 1 | 0 | 0 | 0 | 0 | 0 | 0 | 2158.8368
2025-06-15 | 3272.152 | 0.1 | 2.72 | 1 | 0 | 0 | 0 | 0 | 0 | 0 | 0 | 0 | 0 | 0 | 0 | 0 | 0 | 0 | 0 | 0 | 0 | 0 | 1 | 0 | 0 | 0 | 0 | 0 | 2028.8969
2025-06-15 | 3065.444 | 0.1 | 1.87 | 1 | 0 | 0 | 0 | 0 | 0 | 0 | 0 | 0 | 0 | 0 | 0 | 0 | 0 | 0 | 0 | 0 | 0 | 0 | 0 | 1 | 0 | 0 | 0 | 0 | 1890.7563
2025-06-15 | 2954.852 | 0.2 | 1.11 | 1 | 0 | 0 | 0 | 0 | 0 | 0 | 0 | 0 | 0 | 0 | 0 | 0 | 0 | 0 | 0 | 0 | 0 | 0 | 0 | 0 | 1 | 0 | 0 | 0 | 1724.5959
2025-06-15 | 2699.396 | 0.66 | 0.87 | 1 | 0 | 0 | 0 | 0 | 0 | 0 | 0 | 0 | 0 | 0 | 0 | 0 | 0 | 0 | 0 | 0 | 0 | 0 | 0 | 0 | 0 | 1 | 0 | 0 | 1593.4133
2025-06-15 | 2467.179 | 0.89 | 0.72 | 1 | 0 | 0 | 0 | 0 | 0 | 0 | 0 | 0 | 0 | 0 | 0 | 0 | 0 | 0 | 0 | 0 | 0 | 0 | 0 | 0 | 0 | 0 | 1 | 0 | 1479.5409
2025-06-15 | 2337.01 | 1.17 | 0.41 | 1 | 0 | 0 | 0 | 0 | 0 | 0 | 0 | 0 | 0 | 0 | 0 | 0 | 0 | 0 | 0 | 0 | 0 | 0 | 0 | 0 | 0 | 0 | 0 | 1 | 1382.1362
2025-06-16 | 2266.36 | 1.93 | 0.29 | 0 | 1 | 0 | 0 | 0 | 0 | 0 | 0 | 0 | 0 | 0 | 0 | 0 | 0 | 0 | 0 | 0 | 0 | 0 | 0 | 0 | 0 | 0 | 0 | 0 | 1626.2586
2025-06-16 | 2240.572 | 2.25 | 0.27 | 0 | 0 | 1 | 0 | 0 | 0 | 0 | 0 | 0 | 0 | 0 | 0 | 0 | 0 | 0 | 0 | 0 | 0 | 0 | 0 | 0 | 0 | 0 | 0 | 0 | 1610.0439
2025-06-16 | 2235.767 | 2.98 | 0.17 | 0 | 0 | 0 | 1 | 0 | 0 | 0 | 0 | 0 | 0 | 0 | 0 | 0 | 0 | 0 | 0 | 0 | 0 | 0 | 0 | 0 | 0 | 0 | 0 | 0 | 1617.6418
2025-06-16 | 2286.605 | 3.31 | 0.16 | 0 | 0 | 0 | 0 | 1 | 0 | 0 | 0 | 0 | 0 | 0 | 0 | 0 | 0 | 0 | 0 | 0 | 0 | 0 | 0 | 0 | 0 | 0 | 0 | 0 | 1648.9407
2025-06-16 | 2267.874 | 3.87 | 0.14 | 0 | 0 | 0 | 0 | 0 | 1 | 0 | 0 | 0 | 0 | 0 | 0 | 0 | 0 | 0 | 0 | 0 | 0 | 0 | 0 | 0 | 0 | 0 | 0 | 0 | 1708.786
2025-06-16 | 2409.847 | 3.96 | 0.1 | 0 | 0 | 0 | 0 | 0 | 0 | 1 | 0 | 0 | 0 | 0 | 0 | 0 | 0 | 0 | 0 | 0 | 0 | 0 | 0 | 0 | 0 | 0 | 0 | 0 | 1812.0126
2025-06-16 | 3012.231 | 2.97 | 0.23 | 0 | 0 | 0 | 0 | 0 | 0 | 0 | 1 | 0 | 0 | 0 | 0 | 0 | 0 | 0 | 0 | 0 | 0 | 0 | 0 | 0 | 0 | 0 | 0 | 0 | 1991.2698
2025-06-16 | 3675.057 | 1.51 | 0.67 | 0 | 0 | 0 | 0 | 0 | 0 | 0 | 0 | 1 | 0 | 0 | 0 | 0 | 0 | 0 | 0 | 0 | 0 | 0 | 0 | 0 | 0 | 0 | 0 | 0 | 2200.9948
2025-06-16 | 4283.242 | 0.69 | 2.16 | 0 | 0 | 0 | 0 | 0 | 0 | 0 | 0 | 0 | 1 | 0 | 0 | 0 | 0 | 0 | 0 | 0 | 0 | 0 | 0 | 0 | 0 | 0 | 0 | 0 | 2548.9399
2025-06-16 | 4744.673 | 0.35 | 3.39 | 0 | 0 | 0 | 0 | 0 | 0 | 0 | 0 | 0 | 0 | 1 | 0 | 0 | 0 | 0 | 0 | 0 | 0 | 0 | 0 | 0 | 0 | 0 | 0 | 0 | 2831.8851
2025-06-16 | 4977.32 | 0 | 4.27 | 0 | 0 | 0 | 0 | 0 | 0 | 0 | 0 | 0 | 0 | 0 | 1 | 0 | 0 | 0 | 0 | 0 | 0 | 0 | 0 | 0 | 0 | 0 | 0 | 0 | 3003.5638
2025-06-16 | 5060.659 | 0 | 5.18 | 0 | 0 | 0 | 0 | 0 | 0 | 0 | 0 | 0 | 0 | 0 | 0 | 1 | 0 | 0 | 0 | 0 | 0 | 0 | 0 | 0 | 0 | 0 | 0 | 0 | 3093.0182
2025-06-16 | 5156.918 | 0 | 5.65 | 0 | 0 | 0 | 0 | 0 | 0 | 0 | 0 | 0 | 0 | 0 | 0 | 0 | 1 | 0 | 0 | 0 | 0 | 0 | 0 | 0 | 0 | 0 | 0 | 0 | 3115.7484
2025-06-16 | 5165.31 | 0.12 | 6.13 | 0 | 0 | 0 | 0 | 0 | 0 | 0 | 0 | 0 | 0 | 0 | 0 | 0 | 0 | 1 | 0 | 0 | 0 | 0 | 0 | 0 | 0 | 0 | 0 | 0 | 3140.8526
2025-06-16 | 5192.588 | 0.19 | 6.5 | 0 | 0 | 0 | 0 | 0 | 0 | 0 | 0 | 0 | 0 | 0 | 0 | 0 | 0 | 0 | 1 | 0 | 0 | 0 | 0 | 0 | 0 | 0 | 0 | 0 | 3121.8468
2025-06-16 | 5077.768 | 0.19 | 6.86 | 0 | 0 | 0 | 0 | 0 | 0 | 0 | 0 | 0 | 0 | 0 | 0 | 0 | 0 | 0 | 0 | 1 | 0 | 0 | 0 | 0 | 0 | 0 | 0 | 0 | 3038.2755
2025-06-16 | 4579.355 | 0.11 | 6.65 | 0 | 0 | 0 | 0 | 0 | 0 | 0 | 0 | 0 | 0 | 0 | 0 | 0 | 0 | 0 | 0 | 0 | 1 | 0 | 0 | 0 | 0 | 0 | 0 | 0 | 2851.7935
2025-06-16 | 4146.71 | 0 | 6.5 | 0 | 0 | 0 | 0 | 0 | 0 | 0 | 0 | 0 | 0 | 0 | 0 | 0 | 0 | 0 | 0 | 0 | 0 | 1 | 0 | 0 | 0 | 0 | 0 | 0 | 2707.9703
2025-06-16 | 3807.547 | 0 | 5.58 | 0 | 0 | 0 | 0 | 0 | 0 | 0 | 0 | 0 | 0 | 0 | 0 | 0 | 0 | 0 | 0 | 0 | 0 | 0 | 1 | 0 | 0 | 0 | 0 | 0 | 2561.416
2025-06-16 | 3502.503 | 0 | 4.48 | 0 | 0 | 0 | 0 | 0 | 0 | 0 | 0 | 0 | 0 | 0 | 0 | 0 | 0 | 0 | 0 | 0 | 0 | 0 | 0 | 1 | 0 | 0 | 0 | 0 | 2399.6103
2025-06-16 | 3324.6 | 0.24 | 3.28 | 0 | 0 | 0 | 0 | 0 | 0 | 0 | 0 | 0 | 0 | 0 | 0 | 0 | 0 | 0 | 0 | 0 | 0 | 0 | 0 | 0 | 1 | 0 | 0 | 0 | 2196.5063
2025-06-16 | 2936.574 | 0.5 | 2.53 | 0 | 0 | 0 | 0 | 0 | 0 | 0 | 0 | 0 | 0 | 0 | 0 | 0 | 0 | 0 | 0 | 0 | 0 | 0 | 0 | 0 | 0 | 1 | 0 | 0 | 2010.323
2025-06-16 | 2621.634 | 0.7 | 2.08 | 0 | 0 | 0 | 0 | 0 | 0 | 0 | 0 | 0 | 0 | 0 | 0 | 0 | 0 | 0 | 0 | 0 | 0 | 0 | 0 | 0 | 0 | 0 | 1 | 0 | 1867.0439
2025-06-16 | 2463.597 | 1.01 | 2 | 0 | 0 | 0 | 0 | 0 | 0 | 0 | 0 | 0 | 0 | 0 | 0 | 0 | 0 | 0 | 0 | 0 | 0 | 0 | 0 | 0 | 0 | 0 | 0 | 1 | 1792.4197
2025-06-17 | 2394.544 | 1.26 | 1.46 | 0 | 1 | 0 | 0 | 0 | 0 | 0 | 0 | 0 | 0 | 0 | 0 | 0 | 0 | 0 | 0 | 0 | 0 | 0 | 0 | 0 | 0 | 0 | 0 | 0 | 1714.4854
2025-06-17 | 2369.843 | 1.52 | 1.29 | 0 | 0 | 1 | 0 | 0 | 0 | 0 | 0 | 0 | 0 | 0 | 0 | 0 | 0 | 0 | 0 | 0 | 0 | 0 | 0 | 0 | 0 | 0 | 0 | 0 | 1682.0545
2025-06-17 | 2324.724 | 2.18 | 1.05 | 0 | 0 | 0 | 1 | 0 | 0 | 0 | 0 | 0 | 0 | 0 | 0 | 0 | 0 | 0 | 0 | 0 | 0 | 0 | 0 | 0 | 0 | 0 | 0 | 0 | 1674.0464
2025-06-17 | 2387.245 | 2.46 | 0.75 | 0 | 0 | 0 | 0 | 1 | 0 | 0 | 0 | 0 | 0 | 0 | 0 | 0 | 0 | 0 | 0 | 0 | 0 | 0 | 0 | 0 | 0 | 0 | 0 | 0 | 1676.2129
2025-06-17 | 2388.057 | 2.68 | 0.52 | 0 | 0 | 0 | 0 | 0 | 1 | 0 | 0 | 0 | 0 | 0 | 0 | 0 | 0 | 0 | 0 | 0 | 0 | 0 | 0 | 0 | 0 | 0 | 0 | 0 | 1704.7487
2025-06-17 | 2588.752 | 2.55 | 0.38 | 0 | 0 | 0 | 0 | 0 | 0 | 1 | 0 | 0 | 0 | 0 | 0 | 0 | 0 | 0 | 0 | 0 | 0 | 0 | 0 | 0 | 0 | 0 | 0 | 0 | 1791.1128
2025-06-17 | 3180.431 | 1.61 | 0.72 | 0 | 0 | 0 | 0 | 0 | 0 | 0 | 1 | 0 | 0 | 0 | 0 | 0 | 0 | 0 | 0 | 0 | 0 | 0 | 0 | 0 | 0 | 0 | 0 | 0 | 1991.9297
2025-06-17 | 3928.651 | 0.58 | 1.45 | 0 | 0 | 0 | 0 | 0 | 0 | 0 | 0 | 1 | 0 | 0 | 0 | 0 | 0 | 0 | 0 | 0 | 0 | 0 | 0 | 0 | 0 | 0 | 0 | 0 | 2243.5629
2025-06-17 | 4585.332 | 0.17 | 3.12 | 0 | 0 | 0 | 0 | 0 | 0 | 0 | 0 | 0 | 1 | 0 | 0 | 0 | 0 | 0 | 0 | 0 | 0 | 0 | 0 | 0 | 0 | 0 | 0 | 0 | 2622.3311
2025-06-17 | 4985.273 | 0.02 | 4.17 | 0 | 0 | 0 | 0 | 0 | 0 | 0 | 0 | 0 | 0 | 1 | 0 | 0 | 0 | 0 | 0 | 0 | 0 | 0 | 0 | 0 | 0 | 0 | 0 | 0 | 2894.6253
2025-06-17 | 5134.143 | 0 | 5.45 | 0 | 0 | 0 | 0 | 0 | 0 | 0 | 0 | 0 | 0 | 0 | 1 | 0 | 0 | 0 | 0 | 0 | 0 | 0 | 0 | 0 | 0 | 0 | 0 | 0 | 3115.2628
2025-06-17 | 5333.496 | 0 | 6.35 | 0 | 0 | 0 | 0 | 0 | 0 | 0 | 0 | 0 | 0 | 0 | 0 | 1 | 0 | 0 | 0 | 0 | 0 | 0 | 0 | 0 | 0 | 0 | 0 | 0 | 3203.7706
2025-06-17 | 5498.344 | 0 | 7.58 | 0 | 0 | 0 | 0 | 0 | 0 | 0 | 0 | 0 | 0 | 0 | 0 | 0 | 1 | 0 | 0 | 0 | 0 | 0 | 0 | 0 | 0 | 0 | 0 | 0 | 3298.4425
2025-06-17 | 5567.693 | 0 | 7.94 | 0 | 0 | 0 | 0 | 0 | 0 | 0 | 0 | 0 | 0 | 0 | 0 | 0 | 0 | 1 | 0 | 0 | 0 | 0 | 0 | 0 | 0 | 0 | 0 | 0 | 3308.153
2025-06-17 | 5487.373 | 0 | 8.08 | 0 | 0 | 0 | 0 | 0 | 0 | 0 | 0 | 0 | 0 | 0 | 0 | 0 | 0 | 0 | 1 | 0 | 0 | 0 | 0 | 0 | 0 | 0 | 0 | 0 | 3265.022
2025-06-17 | 5408.266 | 0 | 7.68 | 0 | 0 | 0 | 0 | 0 | 0 | 0 | 0 | 0 | 0 | 0 | 0 | 0 | 0 | 0 | 0 | 1 | 0 | 0 | 0 | 0 | 0 | 0 | 0 | 0 | 3109.5089
2025-06-17 | 4887.549 | 0 | 7.93 | 0 | 0 | 0 | 0 | 0 | 0 | 0 | 0 | 0 | 0 | 0 | 0 | 0 | 0 | 0 | 0 | 0 | 1 | 0 | 0 | 0 | 0 | 0 | 0 | 0 | 2969.2603
2025-06-17 | 4471.531 | 0 | 7.7 | 0 | 0 | 0 | 0 | 0 | 0 | 0 | 0 | 0 | 0 | 0 | 0 | 0 | 0 | 0 | 0 | 0 | 0 | 1 | 0 | 0 | 0 | 0 | 0 | 0 | 2821.5625
2025-06-17 | 4057.473 | 0 | 6.79 | 0 | 0 | 0 | 0 | 0 | 0 | 0 | 0 | 0 | 0 | 0 | 0 | 0 | 0 | 0 | 0 | 0 | 0 | 0 | 1 | 0 | 0 | 0 | 0 | 0 | 2675.9548
2025-06-17 | 3798.278 | 0 | 5.79 | 0 | 0 | 0 | 0 | 0 | 0 | 0 | 0 | 0 | 0 | 0 | 0 | 0 | 0 | 0 | 0 | 0 | 0 | 0 | 0 | 1 | 0 | 0 | 0 | 0 | 2523.6151
2025-06-17 | 3519.471 | 0.15 | 4.61 | 0 | 0 | 0 | 0 | 0 | 0 | 0 | 0 | 0 | 0 | 0 | 0 | 0 | 0 | 0 | 0 | 0 | 0 | 0 | 0 | 0 | 1 | 0 | 0 | 0 | 2319.3785
2025-06-17 | 3075.813 | 0.25 | 3.8 | 0 | 0 | 0 | 0 | 0 | 0 | 0 | 0 | 0 | 0 | 0 | 0 | 0 | 0 | 0 | 0 | 0 | 0 | 0 | 0 | 0 | 0 | 1 | 0 | 0 | 2122.1363
2025-06-17 | 2816.545 | 0.4 | 3.25 | 0 | 0 | 0 | 0 | 0 | 0 | 0 | 0 | 0 | 0 | 0 | 0 | 0 | 0 | 0 | 0 | 0 | 0 | 0 | 0 | 0 | 0 | 0 | 1 | 0 | 1967.7102
2025-06-17 | 2614.769 | 0.54 | 3.08 | 0 | 0 | 0 | 0 | 0 | 0 | 0 | 0 | 0 | 0 | 0 | 0 | 0 | 0 | 0 | 0 | 0 | 0 | 0 | 0 | 0 | 0 | 0 | 0 | 1 | 1878.8511
2025-06-18 | 2529.786 | 0.8 | 2.68 | 0 | 1 | 0 | 0 | 0 | 0 | 0 | 0 | 0 | 0 | 0 | 0 | 0 | 0 | 0 | 0 | 0 | 0 | 0 | 0 | 0 | 0 | 0 | 0 | 0 | 1814.5055
2025-06-18 | 2471.812 | 1.02 | 2.25 | 0 | 0 | 1 | 0 | 0 | 0 | 0 | 0 | 0 | 0 | 0 | 0 | 0 | 0 | 0 | 0 | 0 | 0 | 0 | 0 | 0 | 0 | 0 | 0 | 0 | 1756.118
2025-06-18 | 2468.762 | 1.21 | 2.01 | 0 | 0 | 0 | 1 | 0 | 0 | 0 | 0 | 0 | 0 | 0 | 0 | 0 | 0 | 0 | 0 | 0 | 0 | 0 | 0 | 0 | 0 | 0 | 0 | 0 | 1732.3085
2025-06-18 | 2497.369 | 1.22 | 1.9 | 0 | 0 | 0 | 0 | 1 | 0 | 0 | 0 | 0 | 0 | 0 | 0 | 0 | 0 | 0 | 0 | 0 | 0 | 0 | 0 | 0 | 0 | 0 | 0 | 0 | 1743.3829
2025-06-18 | 2588.105 | 1.3 | 1.85 | 0 | 0 | 0 | 0 | 0 | 1 | 0 | 0 | 0 | 0 | 0 | 0 | 0 | 0 | 0 | 0 | 0 | 0 | 0 | 0 | 0 | 0 | 0 | 0 | 0 | 1784.2506
2025-06-18 | 2707.479 | 1.42 | 2.16 | 0 | 0 | 0 | 0 | 0 | 0 | 1 | 0 | 0 | 0 | 0 | 0 | 0 | 0 | 0 | 0 | 0 | 0 | 0 | 0 | 0 | 0 | 0 | 0 | 0 | 1921.6169
2025-06-18 | 3331.775 | 1.07 | 2.51 | 0 | 0 | 0 | 0 | 0 | 0 | 0 | 1 | 0 | 0 | 0 | 0 | 0 | 0 | 0 | 0 | 0 | 0 | 0 | 0 | 0 | 0 | 0 | 0 | 0 | 2143.2164
2025-06-18 | 4113.525 | 0.58 | 3.46 | 0 | 0 | 0 | 0 | 0 | 0 | 0 | 0 | 1 | 0 | 0 | 0 | 0 | 0 | 0 | 0 | 0 | 0 | 0 | 0 | 0 | 0 | 0 | 0 | 0 | 2433.8298
2025-06-18 | 4881.677 | 0.48 | 4.23 | 0 | 0 | 0 | 0 | 0 | 0 | 0 | 0 | 0 | 1 | 0 | 0 | 0 | 0 | 0 | 0 | 0 | 0 | 0 | 0 | 0 | 0 | 0 | 0 | 0 | 2737.8262
2025-06-18 | 5407.653 | 0.4 | 5.76 | 0 | 0 | 0 | 0 | 0 | 0 | 0 | 0 | 0 | 0 | 1 | 0 | 0 | 0 | 0 | 0 | 0 | 0 | 0 | 0 | 0 | 0 | 0 | 0 | 0 | 3057.9107
2025-06-18 | 5667.627 | 0.31 | 7.02 | 0 | 0 | 0 | 0 | 0 | 0 | 0 | 0 | 0 | 0 | 0 | 1 | 0 | 0 | 0 | 0 | 0 | 0 | 0 | 0 | 0 | 0 | 0 | 0 | 0 | 3274.3015
2025-06-18 | 5797.929 | 0.27 | 7.25 | 0 | 0 | 0 | 0 | 0 | 0 | 0 | 0 | 0 | 0 | 0 | 0 | 1 | 0 | 0 | 0 | 0 | 0 | 0 | 0 | 0 | 0 | 0 | 0 | 0 | 3298.0422
2025-06-18 | 5849.628 | 0.15 | 7.56 | 0 | 0 | 0 | 0 | 0 | 0 | 0 | 0 | 0 | 0 | 0 | 0 | 0 | 1 | 0 | 0 | 0 | 0 | 0 | 0 | 0 | 0 | 0 | 0 | 0 | 3301.5923
2025-06-18 | 6046.544 | 0.08 | 7.99 | 0 | 0 | 0 | 0 | 0 | 0 | 0 | 0 | 0 | 0 | 0 | 0 | 0 | 0 | 1 | 0 | 0 | 0 | 0 | 0 | 0 | 0 | 0 | 0 | 0 | 3315.5756
2025-06-18 | 5985.769 | 0.05 | 8 | 0 | 0 | 0 | 0 | 0 | 0 | 0 | 0 | 0 | 0 | 0 | 0 | 0 | 0 | 0 | 1 | 0 | 0 | 0 | 0 | 0 | 0 | 0 | 0 | 0 | 3259.1302
2025-06-18 | 5528.338 | 0 | 7.55 | 0 | 0 | 0 | 0 | 0 | 0 | 0 | 0 | 0 | 0 | 0 | 0 | 0 | 0 | 0 | 0 | 1 | 0 | 0 | 0 | 0 | 0 | 0 | 0 | 0 | 3097.2031
2025-06-18 | 4889.915 | 0 | 7.45 | 0 | 0 | 0 | 0 | 0 | 0 | 0 | 0 | 0 | 0 | 0 | 0 | 0 | 0 | 0 | 0 | 0 | 1 | 0 | 0 | 0 | 0 | 0 | 0 | 0 | 2923.8234
2025-06-18 | 4399.424 | 0 | 7.13 | 0 | 0 | 0 | 0 | 0 | 0 | 0 | 0 | 0 | 0 | 0 | 0 | 0 | 0 | 0 | 0 | 0 | 0 | 1 | 0 | 0 | 0 | 0 | 0 | 0 | 2767.6062
2025-06-18 | 4013.859 | 0 | 6.63 | 0 | 0 | 0 | 0 | 0 | 0 | 0 | 0 | 0 | 0 | 0 | 0 | 0 | 0 | 0 | 0 | 0 | 0 | 0 | 1 | 0 | 0 | 0 | 0 | 0 | 2660.8091
2025-06-18 | 3857.956 | 0 | 5.87 | 0 | 0 | 0 | 0 | 0 | 0 | 0 | 0 | 0 | 0 | 0 | 0 | 0 | 0 | 0 | 0 | 0 | 0 | 0 | 0 | 1 | 0 | 0 | 0 | 0 | 2531.188
2025-06-18 | 3663.554 | 0 | 4.69 | 0 | 0 | 0 | 0 | 0 | 0 | 0 | 0 | 0 | 0 | 0 | 0 | 0 | 0 | 0 | 0 | 0 | 0 | 0 | 0 | 0 | 1 | 0 | 0 | 0 | 2321.9082
2025-06-18 | 3193.909 | 0.13 | 3.69 | 0 | 0 | 0 | 0 | 0 | 0 | 0 | 0 | 0 | 0 | 0 | 0 | 0 | 0 | 0 | 0 | 0 | 0 | 0 | 0 | 0 | 0 | 1 | 0 | 0 | 2107.6893
2025-06-18 | 2867.281 | 0.31 | 3.35 | 0 | 0 | 0 | 0 | 0 | 0 | 0 | 0 | 0 | 0 | 0 | 0 | 0 | 0 | 0 | 0 | 0 | 0 | 0 | 0 | 0 | 0 | 0 | 1 | 0 | 1974.1504
2025-06-18 | 2698.791 | 0.45 | 2.64 | 0 | 0 | 0 | 0 | 0 | 0 | 0 | 0 | 0 | 0 | 0 | 0 | 0 | 0 | 0 | 0 | 0 | 0 | 0 | 0 | 0 | 0 | 0 | 0 | 1 | 1834.1748
2025-06-19 | 2669.338 | 0.57 | 2.21 | 0 | 1 | 0 | 0 | 0 | 0 | 0 | 0 | 0 | 0 | 0 | 0 | 0 | 0 | 0 | 0 | 0 | 0 | 0 | 0 | 0 | 0 | 0 | 0 | 0 | 1762.2825
2025-06-19 | 2638.254 | 0.72 | 1.65 | 0 | 0 | 1 | 0 | 0 | 0 | 0 | 0 | 0 | 0 | 0 | 0 | 0 | 0 | 0 | 0 | 0 | 0 | 0 | 0 | 0 | 0 | 0 | 0 | 0 | 1689.2358
2025-06-19 | 2553.93 | 0.92 | 1.49 | 0 | 0 | 0 | 1 | 0 | 0 | 0 | 0 | 0 | 0 | 0 | 0 | 0 | 0 | 0 | 0 | 0 | 0 | 0 | 0 | 0 | 0 | 0 | 0 | 0 | 1673.3353
2025-06-19 | 2586.501 | 1.15 | 1.17 | 0 | 0 | 0 | 0 | 1 | 0 | 0 | 0 | 0 | 0 | 0 | 0 | 0 | 0 | 0 | 0 | 0 | 0 | 0 | 0 | 0 | 0 | 0 | 0 | 0 | 1671.9276
2025-06-19 | 2639.905 | 1.49 | 0.96 | 0 | 0 | 0 | 0 | 0 | 1 | 0 | 0 | 0 | 0 | 0 | 0 | 0 | 0 | 0 | 0 | 0 | 0 | 0 | 0 | 0 | 0 | 0 | 0 | 0 | 1706.3909
2025-06-19 | 2819.879 | 1.49 | 0.74 | 0 | 0 | 0 | 0 | 0 | 0 | 1 | 0 | 0 | 0 | 0 | 0 | 0 | 0 | 0 | 0 | 0 | 0 | 0 | 0 | 0 | 0 | 0 | 0 | 0 | 1789.5529
2025-06-19 | 3448.086 | 0.99 | 1.34 | 0 | 0 | 0 | 0 | 0 | 0 | 0 | 1 | 0 | 0 | 0 | 0 | 0 | 0 | 0 | 0 | 0 | 0 | 0 | 0 | 0 | 0 | 0 | 0 | 0 | 2029.7744
2025-06-19 | 4261.517 | 0.48 | 2.31 | 0 | 0 | 0 | 0 | 0 | 0 | 0 | 0 | 1 | 0 | 0 | 0 | 0 | 0 | 0 | 0 | 0 | 0 | 0 | 0 | 0 | 0 | 0 | 0 | 0 | 2321.6086
2025-06-19 | 4863.803 | 0.31 | 3.97 | 0 | 0 | 0 | 0 | 0 | 0 | 0 | 0 | 0 | 1 | 0 | 0 | 0 | 0 | 0 | 0 | 0 | 0 | 0 | 0 | 0 | 0 | 0 | 0 | 0 | 2707.4991
2025-06-19 | 5210.126 | 0.21 | 5.32 | 0 | 0 | 0 | 0 | 0 | 0 | 0 | 0 | 0 | 0 | 1 | 0 | 0 | 0 | 0 | 0 | 0 | 0 | 0 | 0 | 0 | 0 | 0 | 0 | 0 | 3009.8724
2025-06-19 | 5350.33 | 0.03 | 6.57 | 0 | 0 | 0 | 0 | 0 | 0 | 0 | 0 | 0 | 0 | 0 | 1 | 0 | 0 | 0 | 0 | 0 | 0 | 0 | 0 | 0 | 0 | 0 | 0 | 0 | 3222.2908
2025-06-19 | 5384.213 | 0 | 7.01 | 0 | 0 | 0 | 0 | 0 | 0 | 0 | 0 | 0 | 0 | 0 | 0 | 1 | 0 | 0 | 0 | 0 | 0 | 0 | 0 | 0 | 0 | 0 | 0 | 0 | 3266.2463
2025-06-19 | 5514.46 | 0 | 7.86 | 0 | 0 | 0 | 0 | 0 | 0 | 0 | 0 | 0 | 0 | 0 | 0 | 0 | 1 | 0 | 0 | 0 | 0 | 0 | 0 | 0 | 0 | 0 | 0 | 0 | 3324.9473
2025-06-19 | 5691.63 | 0 | 8.47 | 0 | 0 | 0 | 0 | 0 | 0 | 0 | 0 | 0 | 0 | 0 | 0 | 0 | 0 | 1 | 0 | 0 | 0 | 0 | 0 | 0 | 0 | 0 | 0 | 0 | 3358.3229
2025-06-19 | 5443.155 | 0 | 8.24 | 0 | 0 | 0 | 0 | 0 | 0 | 0 | 0 | 0 | 0 | 0 | 0 | 0 | 0 | 0 | 1 | 0 | 0 | 0 | 0 | 0 | 0 | 0 | 0 | 0 | 3280.1676
2025-06-19 | 5224.179 | 0 | 8.25 | 0 | 0 | 0 | 0 | 0 | 0 | 0 | 0 | 0 | 0 | 0 | 0 | 0 | 0 | 0 | 0 | 1 | 0 | 0 | 0 | 0 | 0 | 0 | 0 | 0 | 3163.4652
2025-06-19 | 4489.791 | 0 | 7.85 | 0 | 0 | 0 | 0 | 0 | 0 | 0 | 0 | 0 | 0 | 0 | 0 | 0 | 0 | 0 | 0 | 0 | 1 | 0 | 0 | 0 | 0 | 0 | 0 | 0 | 2961.6875
2025-06-19 | 4074.967 | 0 | 6.91 | 0 | 0 | 0 | 0 | 0 | 0 | 0 | 0 | 0 | 0 | 0 | 0 | 0 | 0 | 0 | 0 | 0 | 0 | 1 | 0 | 0 | 0 | 0 | 0 | 0 | 2746.781
2025-06-19 | 3747.194 | 0 | 6.39 | 0 | 0 | 0 | 0 | 0 | 0 | 0 | 0 | 0 | 0 | 0 | 0 | 0 | 0 | 0 | 0 | 0 | 0 | 0 | 1 | 0 | 0 | 0 | 0 | 0 | 2638.0907
2025-06-19 | 3458.099 | 0.03 | 5.57 | 0 | 0 | 0 | 0 | 0 | 0 | 0 | 0 | 0 | 0 | 0 | 0 | 0 | 0 | 0 | 0 | 0 | 0 | 0 | 0 | 1 | 0 | 0 | 0 | 0 | 2503.7985
2025-06-19 | 3183.403 | 0.1 | 3.72 | 0 | 0 | 0 | 0 | 0 | 0 | 0 | 0 | 0 | 0 | 0 | 0 | 0 | 0 | 0 | 0 | 0 | 0 | 0 | 0 | 0 | 1 | 0 | 0 | 0 | 2233.4499
2025-06-19 | 2879.767 | 0.13 | 3.25 | 0 | 0 | 0 | 0 | 0 | 0 | 0 | 0 | 0 | 0 | 0 | 0 | 0 | 0 | 0 | 0 | 0 | 0 | 0 | 0 | 0 | 0 | 1 | 0 | 0 | 2066.0388
2025-06-19 | 2662.749 | 0.2 | 2.76 | 0 | 0 | 0 | 0 | 0 | 0 | 0 | 0 | 0 | 0 | 0 | 0 | 0 | 0 | 0 | 0 | 0 | 0 | 0 | 0 | 0 | 0 | 0 | 1 | 0 | 1914.6026
2025-06-19 | 2487.807 | 0.25 | 2.15 | 0 | 0 | 0 | 0 | 0 | 0 | 0 | 0 | 0 | 0 | 0 | 0 | 0 | 0 | 0 | 0 | 0 | 0 | 0 | 0 | 0 | 0 | 0 | 0 | 1 | 1781.0673
2025-06-20 | 2423.896 | 0.54 | 1.77 | 0 | 1 | 0 | 0 | 0 | 0 | 0 | 0 | 0 | 0 | 0 | 0 | 0 | 0 | 0 | 0 | 0 | 0 | 0 | 0 | 0 | 0 | 0 | 0 | 0 | 1719.6234
2025-06-20 | 2398.474 | 0.94 | 1.71 | 0 | 0 | 1 | 0 | 0 | 0 | 0 | 0 | 0 | 0 | 0 | 0 | 0 | 0 | 0 | 0 | 0 | 0 | 0 | 0 | 0 | 0 | 0 | 0 | 0 | 1702.3119
2025-06-20 | 2372.194 | 1.09 | 1.57 | 0 | 0 | 0 | 1 | 0 | 0 | 0 | 0 | 0 | 0 | 0 | 0 | 0 | 0 | 0 | 0 | 0 | 0 | 0 | 0 | 0 | 0 | 0 | 0 | 0 | 1686.6236
2025-06-20 | 2404.254 | 1.27 | 1.24 | 0 | 0 | 0 | 0 | 1 | 0 | 0 | 0 | 0 | 0 | 0 | 0 | 0 | 0 | 0 | 0 | 0 | 0 | 0 | 0 | 0 | 0 | 0 | 0 | 0 | 1682.5882
2025-06-20 | 2446.686 | 1.46 | 0.95 | 0 | 0 | 0 | 0 | 0 | 1 | 0 | 0 | 0 | 0 | 0 | 0 | 0 | 0 | 0 | 0 | 0 | 0 | 0 | 0 | 0 | 0 | 0 | 0 | 0 | 1704.4357
2025-06-20 | 2590.956 | 1.32 | 1 | 0 | 0 | 0 | 0 | 0 | 0 | 1 | 0 | 0 | 0 | 0 | 0 | 0 | 0 | 0 | 0 | 0 | 0 | 0 | 0 | 0 | 0 | 0 | 0 | 0 | 1808.4491
2025-06-20 | 3219.884 | 1.03 | 1.37 | 0 | 0 | 0 | 0 | 0 | 0 | 0 | 1 | 0 | 0 | 0 | 0 | 0 | 0 | 0 | 0 | 0 | 0 | 0 | 0 | 0 | 0 | 0 | 0 | 0 | 2033.959
2025-06-20 | 3953.079 | 0.54 | 1.89 | 0 | 0 | 0 | 0 | 0 | 0 | 0 | 0 | 1 | 0 | 0 | 0 | 0 | 0 | 0 | 0 | 0 | 0 | 0 | 0 | 0 | 0 | 0 | 0 | 0 | 2283.8685
2025-06-20 | 4506.831 | 0.1 | 3.1 | 0 | 0 | 0 | 0 | 0 | 0 | 0 | 0 | 0 | 1 | 0 | 0 | 0 | 0 | 0 | 0 | 0 | 0 | 0 | 0 | 0 | 0 | 0 | 0 | 0 | 2618.0845
2025-06-20 | 4899.044 | 0.03 | 4.33 | 0 | 0 | 0 | 0 | 0 | 0 | 0 | 0 | 0 | 0 | 1 | 0 | 0 | 0 | 0 | 0 | 0 | 0 | 0 | 0 | 0 | 0 | 0 | 0 | 0 | 2910.1071
2025-06-20 | 5152.002 | 0 | 5.48 | 0 | 0 | 0 | 0 | 0 | 0 | 0 | 0 | 0 | 0 | 0 | 1 | 0 | 0 | 0 | 0 | 0 | 0 | 0 | 0 | 0 | 0 | 0 | 0 | 0 | 3118.1026
2025-06-20 | 5034.644 | 0 | 6.56 | 0 | 0 | 0 | 0 | 0 | 0 | 0 | 0 | 0 | 0 | 0 | 0 | 1 | 0 | 0 | 0 | 0 | 0 | 0 | 0 | 0 | 0 | 0 | 0 | 0 | 3223.6492
2025-06-20 | 5068.274 | 0 | 7.11 | 0 | 0 | 0 | 0 | 0 | 0 | 0 | 0 | 0 | 0 | 0 | 0 | 0 | 1 | 0 | 0 | 0 | 0 | 0 | 0 | 0 | 0 | 0 | 0 | 0 | 3253.9522
2025-06-20 | 5125.876 | 0 | 8.24 | 0 | 0 | 0 | 0 | 0 | 0 | 0 | 0 | 0 | 0 | 0 | 0 | 0 | 0 | 1 | 0 | 0 | 0 | 0 | 0 | 0 | 0 | 0 | 0 | 0 | 3336.5511
2025-06-20 | 5057.921 | 0 | 8.3 | 0 | 0 | 0 | 0 | 0 | 0 | 0 | 0 | 0 | 0 | 0 | 0 | 0 | 0 | 0 | 1 | 0 | 0 | 0 | 0 | 0 | 0 | 0 | 0 | 0 | 3285.8472
2025-06-20 | 4871.666 | 0 | 7.94 | 0 | 0 | 0 | 0 | 0 | 0 | 0 | 0 | 0 | 0 | 0 | 0 | 0 | 0 | 0 | 0 | 1 | 0 | 0 | 0 | 0 | 0 | 0 | 0 | 0 | 3134.1206
2025-06-20 | 4492.081 | 0 | 7.38 | 0 | 0 | 0 | 0 | 0 | 0 | 0 | 0 | 0 | 0 | 0 | 0 | 0 | 0 | 0 | 0 | 0 | 1 | 0 | 0 | 0 | 0 | 0 | 0 | 0 | 2917.1972
2025-06-20 | 4246.606 | 0 | 6.5 | 0 | 0 | 0 | 0 | 0 | 0 | 0 | 0 | 0 | 0 | 0 | 0 | 0 | 0 | 0 | 0 | 0 | 0 | 1 | 0 | 0 | 0 | 0 | 0 | 0 | 2707.9703
2025-06-20 | 3999.458 | 0.02 | 6 | 0 | 0 | 0 | 0 | 0 | 0 | 0 | 0 | 0 | 0 | 0 | 0 | 0 | 0 | 0 | 0 | 0 | 0 | 0 | 1 | 0 | 0 | 0 | 0 | 0 | 2601.8457
2025-06-20 | 3532.19 | 0.07 | 4.86 | 0 | 0 | 0 | 0 | 0 | 0 | 0 | 0 | 0 | 0 | 0 | 0 | 0 | 0 | 0 | 0 | 0 | 0 | 0 | 0 | 1 | 0 | 0 | 0 | 0 | 2437.9346
2025-06-20 | 3253.256 | 0.39 | 4.17 | 0 | 0 | 0 | 0 | 0 | 0 | 0 | 0 | 0 | 0 | 0 | 0 | 0 | 0 | 0 | 0 | 0 | 0 | 0 | 0 | 0 | 1 | 0 | 0 | 0 | 2285.7969
2025-06-20 | 2888.482 | 0.46 | 3.36 | 0 | 0 | 0 | 0 | 0 | 0 | 0 | 0 | 0 | 0 | 0 | 0 | 0 | 0 | 0 | 0 | 0 | 0 | 0 | 0 | 0 | 0 | 1 | 0 | 0 | 2087.5461
2025-06-20 | 2730.778 | 0.49 | 2.88 | 0 | 0 | 0 | 0 | 0 | 0 | 0 | 0 | 0 | 0 | 0 | 0 | 0 | 0 | 0 | 0 | 0 | 0 | 0 | 0 | 0 | 0 | 0 | 1 | 0 | 1935.7117
2025-06-20 | 2479.174 | 0.54 | 2.43 | 0 | 0 | 0 | 0 | 0 | 0 | 0 | 0 | 0 | 0 | 0 | 0 | 0 | 0 | 0 | 0 | 0 | 0 | 0 | 0 | 0 | 0 | 0 | 0 | 1 | 1817.322
2025-06-21 | 2390.942 | 0.64 | 1.87 | 1 | 1 | 0 | 0 | 0 | 0 | 0 | 0 | 0 | 0 | 0 | 0 | 0 | 0 | 0 | 0 | 0 | 0 | 0 | 0 | 0 | 0 | 0 | 0 | 0 | 1467.2984
2025-06-21 | 2355.918 | 0.65 | 1.51 | 1 | 0 | 1 | 0 | 0 | 0 | 0 | 0 | 0 | 0 | 0 | 0 | 0 | 0 | 0 | 0 | 0 | 0 | 0 | 0 | 0 | 0 | 0 | 0 | 0 | 1408.4769
2025-06-21 | 2336.862 | 0.86 | 1.2 | 1 | 0 | 0 | 1 | 0 | 0 | 0 | 0 | 0 | 0 | 0 | 0 | 0 | 0 | 0 | 0 | 0 | 0 | 0 | 0 | 0 | 0 | 0 | 0 | 0 | 1378.7136
2025-06-21 | 2341.28 | 1.26 | 0.9 | 1 | 0 | 0 | 0 | 1 | 0 | 0 | 0 | 0 | 0 | 0 | 0 | 0 | 0 | 0 | 0 | 0 | 0 | 0 | 0 | 0 | 0 | 0 | 0 | 0 | 1384.9145
2025-06-21 | 2314.393 | 1.63 | 0.85 | 1 | 0 | 0 | 0 | 0 | 1 | 0 | 0 | 0 | 0 | 0 | 0 | 0 | 0 | 0 | 0 | 0 | 0 | 0 | 0 | 0 | 0 | 0 | 0 | 0 | 1435.5321
2025-06-21 | 2380.715 | 1.69 | 0.77 | 1 | 0 | 0 | 0 | 0 | 0 | 1 | 0 | 0 | 0 | 0 | 0 | 0 | 0 | 0 | 0 | 0 | 0 | 0 | 0 | 0 | 0 | 0 | 0 | 0 | 1533.9637
2025-06-21 | 2614.794 | 1 | 1.07 | 1 | 0 | 0 | 0 | 0 | 0 | 0 | 1 | 0 | 0 | 0 | 0 | 0 | 0 | 0 | 0 | 0 | 0 | 0 | 0 | 0 | 0 | 0 | 0 | 0 | 1739.3992
2025-06-21 | 3062.117 | 0.49 | 1.78 | 1 | 0 | 0 | 0 | 0 | 0 | 0 | 0 | 1 | 0 | 0 | 0 | 0 | 0 | 0 | 0 | 0 | 0 | 0 | 0 | 0 | 0 | 0 | 0 | 0 | 2006.6218
2025-06-21 | 3648.734 | 0.15 | 2.98 | 1 | 0 | 0 | 0 | 0 | 0 | 0 | 0 | 0 | 1 | 0 | 0 | 0 | 0 | 0 | 0 | 0 | 0 | 0 | 0 | 0 | 0 | 0 | 0 | 0 | 2343.2532
2025-06-21 | 4180.094 | 0 | 3.66 | 1 | 0 | 0 | 0 | 0 | 0 | 0 | 0 | 0 | 0 | 1 | 0 | 0 | 0 | 0 | 0 | 0 | 0 | 0 | 0 | 0 | 0 | 0 | 0 | 0 | 2580.5232
2025-06-21 | 4447.571 | 0 | 4.94 | 1 | 0 | 0 | 0 | 0 | 0 | 0 | 0 | 0 | 0 | 0 | 1 | 0 | 0 | 0 | 0 | 0 | 0 | 0 | 0 | 0 | 0 | 0 | 0 | 0 | 2801.833
2025-06-21 | 4500.404 | 0 | 6.03 | 1 | 0 | 0 | 0 | 0 | 0 | 0 | 0 | 0 | 0 | 0 | 0 | 1 | 0 | 0 | 0 | 0 | 0 | 0 | 0 | 0 | 0 | 0 | 0 | 0 | 2908.3263
2025-06-21 | 4452.322 | 0 | 6.63 | 1 | 0 | 0 | 0 | 0 | 0 | 0 | 0 | 0 | 0 | 0 | 0 | 0 | 1 | 0 | 0 | 0 | 0 | 0 | 0 | 0 | 0 | 0 | 0 | 0 | 2943.3623
2025-06-21 | 4445.604 | 0 | 7.2 | 1 | 0 | 0 | 0 | 0 | 0 | 0 | 0 | 0 | 0 | 0 | 0 | 0 | 0 | 1 | 0 | 0 | 0 | 0 | 0 | 0 | 0 | 0 | 0 | 0 | 2972.9514
2025-06-21 | 4219.04 | 0 | 6.71 | 1 | 0 | 0 | 0 | 0 | 0 | 0 | 0 | 0 | 0 | 0 | 0 | 0 | 0 | 0 | 1 | 0 | 0 | 0 | 0 | 0 | 0 | 0 | 0 | 0 | 2870.1845
2025-06-21 | 4015.638 | 0 | 7.28 | 1 | 0 | 0 | 0 | 0 | 0 | 0 | 0 | 0 | 0 | 0 | 0 | 0 | 0 | 0 | 0 | 1 | 0 | 0 | 0 | 0 | 0 | 0 | 0 | 0 | 2806.4918
2025-06-21 | 3772.953 | 0 | 7.07 | 1 | 0 | 0 | 0 | 0 | 0 | 0 | 0 | 0 | 0 | 0 | 0 | 0 | 0 | 0 | 0 | 0 | 1 | 0 | 0 | 0 | 0 | 0 | 0 | 0 | 2622.6995
2025-06-21 | 3635.73 | 0 | 6.41 | 1 | 0 | 0 | 0 | 0 | 0 | 0 | 0 | 0 | 0 | 0 | 0 | 0 | 0 | 0 | 0 | 0 | 0 | 1 | 0 | 0 | 0 | 0 | 0 | 0 | 2434.2978
2025-06-21 | 3534.01 | 0 | 6.16 | 1 | 0 | 0 | 0 | 0 | 0 | 0 | 0 | 0 | 0 | 0 | 0 | 0 | 0 | 0 | 0 | 0 | 0 | 0 | 1 | 0 | 0 | 0 | 0 | 0 | 2351.1658
2025-06-21 | 3634.469 | 0 | 5.57 | 1 | 0 | 0 | 0 | 0 | 0 | 0 | 0 | 0 | 0 | 0 | 0 | 0 | 0 | 0 | 0 | 0 | 0 | 0 | 0 | 1 | 0 | 0 | 0 | 0 | 2237.6368
2025-06-21 | 3313.423 | 0.25 | 4.49 | 1 | 0 | 0 | 0 | 0 | 0 | 0 | 0 | 0 | 0 | 0 | 0 | 0 | 0 | 0 | 0 | 0 | 0 | 0 | 0 | 0 | 1 | 0 | 0 | 0 | 2046.2282
2025-06-21 | 2969.509 | 0.36 | 3.99 | 1 | 0 | 0 | 0 | 0 | 0 | 0 | 0 | 0 | 0 | 0 | 0 | 0 | 0 | 0 | 0 | 0 | 0 | 0 | 0 | 0 | 0 | 1 | 0 | 0 | 1878.6669
2025-06-21 | 2810.698 | 0.69 | 3.46 | 1 | 0 | 0 | 0 | 0 | 0 | 0 | 0 | 0 | 0 | 0 | 0 | 0 | 0 | 0 | 0 | 0 | 0 | 0 | 0 | 0 | 0 | 0 | 1 | 0 | 1732.1856
2025-06-21 | 2622.135 | 0.88 | 2.96 | 1 | 0 | 0 | 0 | 0 | 0 | 0 | 0 | 0 | 0 | 0 | 0 | 0 | 0 | 0 | 0 | 0 | 0 | 0 | 0 | 0 | 0 | 0 | 0 | 1 | 1613.7697
2025-06-22 | 2554.094 | 1.17 | 2.53 | 1 | 1 | 0 | 0 | 0 | 0 | 0 | 0 | 0 | 0 | 0 | 0 | 0 | 0 | 0 | 0 | 0 | 0 | 0 | 0 | 0 | 0 | 0 | 0 | 0 | 1547.5929
2025-06-22 | 2531.464 | 1.53 | 2.38 | 1 | 0 | 1 | 0 | 0 | 0 | 0 | 0 | 0 | 0 | 0 | 0 | 0 | 0 | 0 | 0 | 0 | 0 | 0 | 0 | 0 | 0 | 0 | 0 | 0 | 1520.4171
2025-06-22 | 2506.085 | 1.74 | 2.13 | 1 | 0 | 0 | 1 | 0 | 0 | 0 | 0 | 0 | 0 | 0 | 0 | 0 | 0 | 0 | 0 | 0 | 0 | 0 | 0 | 0 | 0 | 0 | 0 | 0 | 1496.3334
2025-06-22 | 2531.805 | 2 | 2.02 | 1 | 0 | 0 | 0 | 1 | 0 | 0 | 0 | 0 | 0 | 0 | 0 | 0 | 0 | 0 | 0 | 0 | 0 | 0 | 0 | 0 | 0 | 0 | 0 | 0 | 1515.8129
2025-06-22 | 2497.436 | 2.15 | 1.88 | 1 | 0 | 0 | 0 | 0 | 1 | 0 | 0 | 0 | 0 | 0 | 0 | 0 | 0 | 0 | 0 | 0 | 0 | 0 | 0 | 0 | 0 | 0 | 0 | 0 | 1550.5146
2025-06-22 | 2524.899 | 2.21 | 1.76 | 1 | 0 | 0 | 0 | 0 | 0 | 1 | 0 | 0 | 0 | 0 | 0 | 0 | 0 | 0 | 0 | 0 | 0 | 0 | 0 | 0 | 0 | 0 | 0 | 0 | 1645.1598
2025-06-22 | 2790.829 | 1.65 | 2.48 | 1 | 0 | 0 | 0 | 0 | 0 | 0 | 1 | 0 | 0 | 0 | 0 | 0 | 0 | 0 | 0 | 0 | 0 | 0 | 0 | 0 | 0 | 0 | 0 | 0 | 1894.7233
2025-06-22 | 3056.091 | 0.92 | 2.94 | 1 | 0 | 0 | 0 | 0 | 0 | 0 | 0 | 1 | 0 | 0 | 0 | 0 | 0 | 0 | 0 | 0 | 0 | 0 | 0 | 0 | 0 | 0 | 0 | 0 | 2130.8843
2025-06-22 | 3465.936 | 0.52 | 3.98 | 1 | 0 | 0 | 0 | 0 | 0 | 0 | 0 | 0 | 1 | 0 | 0 | 0 | 0 | 0 | 0 | 0 | 0 | 0 | 0 | 0 | 0 | 0 | 0 | 0 | 2450.3529
2025-06-22 | 3963.144 | 0.4 | 4.75 | 1 | 0 | 0 | 0 | 0 | 0 | 0 | 0 | 0 | 0 | 1 | 0 | 0 | 0 | 0 | 0 | 0 | 0 | 0 | 0 | 0 | 0 | 0 | 0 | 0 | 2697.1509
2025-06-22 | 4583.919 | 0.36 | 5.9 | 1 | 0 | 0 | 0 | 0 | 0 | 0 | 0 | 0 | 0 | 0 | 1 | 0 | 0 | 0 | 0 | 0 | 0 | 0 | 0 | 0 | 0 | 0 | 0 | 0 | 2904.8101
2025-06-22 | 4729.801 | 0.19 | 6.28 | 1 | 0 | 0 | 0 | 0 | 0 | 0 | 0 | 0 | 0 | 0 | 0 | 1 | 0 | 0 | 0 | 0 | 0 | 0 | 0 | 0 | 0 | 0 | 0 | 0 | 2938.3792
2025-06-22 | 4655.037 | 0.09 | 6.73 | 1 | 0 | 0 | 0 | 0 | 0 | 0 | 0 | 0 | 0 | 0 | 0 | 0 | 1 | 0 | 0 | 0 | 0 | 0 | 0 | 0 | 0 | 0 | 0 | 0 | 2955.8541
2025-06-22 | 4526.893 | 0.05 | 7.03 | 1 | 0 | 0 | 0 | 0 | 0 | 0 | 0 | 0 | 0 | 0 | 0 | 0 | 0 | 1 | 0 | 0 | 0 | 0 | 0 | 0 | 0 | 0 | 0 | 0 | 2958.5402
2025-06-22 | 4393.168 | 0.03 | 7.6 | 1 | 0 | 0 | 0 | 0 | 0 | 0 | 0 | 0 | 0 | 0 | 0 | 0 | 0 | 0 | 1 | 0 | 0 | 0 | 0 | 0 | 0 | 0 | 0 | 0 | 2955.4406
2025-06-22 | 4470.245 | 0.04 | 7.7 | 1 | 0 | 0 | 0 | 0 | 0 | 0 | 0 | 0 | 0 | 0 | 0 | 0 | 0 | 0 | 0 | 1 | 0 | 0 | 0 | 0 | 0 | 0 | 0 | 0 | 2847.5939
2025-06-22 | 4447.025 | 0.01 | 7.16 | 1 | 0 | 0 | 0 | 0 | 0 | 0 | 0 | 0 | 0 | 0 | 0 | 0 | 0 | 0 | 0 | 0 | 1 | 0 | 0 | 0 | 0 | 0 | 0 | 0 | 2631.5551
2025-06-22 | 4266.156 | 0.01 | 6.61 | 1 | 0 | 0 | 0 | 0 | 0 | 0 | 0 | 0 | 0 | 0 | 0 | 0 | 0 | 0 | 0 | 0 | 0 | 1 | 0 | 0 | 0 | 0 | 0 | 0 | 2453.5661
2025-06-22 | 4113.828 | 0.02 | 6.09 | 1 | 0 | 0 | 0 | 0 | 0 | 0 | 0 | 0 | 0 | 0 | 0 | 0 | 0 | 0 | 0 | 0 | 0 | 0 | 1 | 0 | 0 | 0 | 0 | 0 | 2345.212
2025-06-22 | 3903.741 | 0.06 | 5.1 | 1 | 0 | 0 | 0 | 0 | 0 | 0 | 0 | 0 | 0 | 0 | 0 | 0 | 0 | 0 | 0 | 0 | 0 | 0 | 0 | 1 | 0 | 0 | 0 | 0 | 2195.1638
2025-06-22 | 3787.022 | 0.24 | 4.28 | 1 | 0 | 0 | 0 | 0 | 0 | 0 | 0 | 0 | 0 | 0 | 0 | 0 | 0 | 0 | 0 | 0 | 0 | 0 | 0 | 0 | 1 | 0 | 0 | 0 | 2026.0134
2025-06-22 | 3447.037 | 0.21 | 3.41 | 1 | 0 | 0 | 0 | 0 | 0 | 0 | 0 | 0 | 0 | 0 | 0 | 0 | 0 | 0 | 0 | 0 | 0 | 0 | 0 | 0 | 0 | 1 | 0 | 0 | 1818.721
2025-06-22 | 3113.138 | 0.42 | 2.9 | 1 | 0 | 0 | 0 | 0 | 0 | 0 | 0 | 0 | 0 | 0 | 0 | 0 | 0 | 0 | 0 | 0 | 0 | 0 | 0 | 0 | 0 | 0 | 1 | 0 | 1670.0984
2025-06-22 | 2897.789 | 0.66 | 2.64 | 1 | 0 | 0 | 0 | 0 | 0 | 0 | 0 | 0 | 0 | 0 | 0 | 0 | 0 | 0 | 0 | 0 | 0 | 0 | 0 | 0 | 0 | 0 | 0 | 1 | 1576.082
2025-06-23 | 2778.291 | 1.02 | 2.3 | 0 | 1 | 0 | 0 | 0 | 0 | 0 | 0 | 0 | 0 | 0 | 0 | 0 | 0 | 0 | 0 | 0 | 0 | 0 | 0 | 0 | 0 | 0 | 0 | 0 | 1785.9311
2025-06-23 | 2750.13 | 1.36 | 2.04 | 0 | 0 | 1 | 0 | 0 | 0 | 0 | 0 | 0 | 0 | 0 | 0 | 0 | 0 | 0 | 0 | 0 | 0 | 0 | 0 | 0 | 0 | 0 | 0 | 0 | 1747.6703
2025-06-23 | 2685.79 | 1.48 | 1.73 | 0 | 0 | 0 | 1 | 0 | 0 | 0 | 0 | 0 | 0 | 0 | 0 | 0 | 0 | 0 | 0 | 0 | 0 | 0 | 0 | 0 | 0 | 0 | 0 | 0 | 1714.8811
2025-06-23 | 2704.486 | 1.85 | 1.41 | 0 | 0 | 0 | 0 | 1 | 0 | 0 | 0 | 0 | 0 | 0 | 0 | 0 | 0 | 0 | 0 | 0 | 0 | 0 | 0 | 0 | 0 | 0 | 0 | 0 | 1718.1802
2025-06-23 | 2738.519 | 1.95 | 1.43 | 0 | 0 | 0 | 0 | 0 | 1 | 0 | 0 | 0 | 0 | 0 | 0 | 0 | 0 | 0 | 0 | 0 | 0 | 0 | 0 | 0 | 0 | 0 | 0 | 0 | 1766.3466
2025-06-23 | 2983.844 | 2.1 | 1.49 | 0 | 0 | 0 | 0 | 0 | 0 | 1 | 0 | 0 | 0 | 0 | 0 | 0 | 0 | 0 | 0 | 0 | 0 | 0 | 0 | 0 | 0 | 0 | 0 | 0 | 1881.0564
2025-06-23 | 3658.284 | 1.43 | 1.83 | 0 | 0 | 0 | 0 | 0 | 0 | 0 | 1 | 0 | 0 | 0 | 0 | 0 | 0 | 0 | 0 | 0 | 0 | 0 | 0 | 0 | 0 | 0 | 0 | 0 | 2090.9508
2025-06-23 | 4546.618 | 0.62 | 2.45 | 0 | 0 | 0 | 0 | 0 | 0 | 0 | 0 | 1 | 0 | 0 | 0 | 0 | 0 | 0 | 0 | 0 | 0 | 0 | 0 | 0 | 0 | 0 | 0 | 0 | 2339.5678
2025-06-23 | 5356.655 | 0.29 | 3.18 | 0 | 0 | 0 | 0 | 0 | 0 | 0 | 0 | 0 | 1 | 0 | 0 | 0 | 0 | 0 | 0 | 0 | 0 | 0 | 0 | 0 | 0 | 0 | 0 | 0 | 2632.0452
2025-06-23 | 5852.127 | 0.13 | 4.39 | 0 | 0 | 0 | 0 | 0 | 0 | 0 | 0 | 0 | 0 | 1 | 0 | 0 | 0 | 0 | 0 | 0 | 0 | 0 | 0 | 0 | 0 | 0 | 0 | 0 | 2919.1488
2025-06-23 | 6131.322 | 0.14 | 5.38 | 0 | 0 | 0 | 0 | 0 | 0 | 0 | 0 | 0 | 0 | 0 | 1 | 0 | 0 | 0 | 0 | 0 | 0 | 0 | 0 | 0 | 0 | 0 | 0 | 0 | 3113.3434
2025-06-23 | 6275.23 | 0.13 | 5.22 | 0 | 0 | 0 | 0 | 0 | 0 | 0 | 0 | 0 | 0 | 0 | 0 | 1 | 0 | 0 | 0 | 0 | 0 | 0 | 0 | 0 | 0 | 0 | 0 | 0 | 3101.1753
2025-06-23 | 6420.619 | 0.07 | 5.87 | 0 | 0 | 0 | 0 | 0 | 0 | 0 | 0 | 0 | 0 | 0 | 0 | 0 | 1 | 0 | 0 | 0 | 0 | 0 | 0 | 0 | 0 | 0 | 0 | 0 | 3138.927
2025-06-23 | 6475.492 | 0.03 | 5.94 | 0 | 0 | 0 | 0 | 0 | 0 | 0 | 0 | 0 | 0 | 0 | 0 | 0 | 0 | 1 | 0 | 0 | 0 | 0 | 0 | 0 | 0 | 0 | 0 | 0 | 3119.8413
2025-06-23 | 6554.879 | 0.02 | 6.07 | 0 | 0 | 0 | 0 | 0 | 0 | 0 | 0 | 0 | 0 | 0 | 0 | 0 | 0 | 0 | 1 | 0 | 0 | 0 | 0 | 0 | 0 | 0 | 0 | 0 | 3075.4274
2025-06-23 | 6231.396 | 0 | 6.35 | 0 | 0 | 0 | 0 | 0 | 0 | 0 | 0 | 0 | 0 | 0 | 0 | 0 | 0 | 0 | 0 | 1 | 0 | 0 | 0 | 0 | 0 | 0 | 0 | 0 | 2983.6109
2025-06-23 | 5646.315 | 0 | 6.29 | 0 | 0 | 0 | 0 | 0 | 0 | 0 | 0 | 0 | 0 | 0 | 0 | 0 | 0 | 0 | 0 | 0 | 1 | 0 | 0 | 0 | 0 | 0 | 0 | 0 | 2814.0176
2025-06-23 | 5067.166 | 0 | 6.29 | 0 | 0 | 0 | 0 | 0 | 0 | 0 | 0 | 0 | 0 | 0 | 0 | 0 | 0 | 0 | 0 | 0 | 0 | 1 | 0 | 0 | 0 | 0 | 0 | 0 | 2688.0917
2025-06-23 | 4683.482 | 0 | 5.93 | 0 | 0 | 0 | 0 | 0 | 0 | 0 | 0 | 0 | 0 | 0 | 0 | 0 | 0 | 0 | 0 | 0 | 0 | 0 | 1 | 0 | 0 | 0 | 0 | 0 | 2594.547
2025-06-23 | 4324.276 | 0 | 5.06 | 0 | 0 | 0 | 0 | 0 | 0 | 0 | 0 | 0 | 0 | 0 | 0 | 0 | 0 | 0 | 0 | 0 | 0 | 0 | 0 | 1 | 0 | 0 | 0 | 0 | 2454.5132
2025-06-23 | 4026.216 | 0 | 4.09 | 0 | 0 | 0 | 0 | 0 | 0 | 0 | 0 | 0 | 0 | 0 | 0 | 0 | 0 | 0 | 0 | 0 | 0 | 0 | 0 | 0 | 1 | 0 | 0 | 0 | 2265.1121
2025-06-23 | 3632.551 | 0.03 | 3.09 | 0 | 0 | 0 | 0 | 0 | 0 | 0 | 0 | 0 | 0 | 0 | 0 | 0 | 0 | 0 | 0 | 0 | 0 | 0 | 0 | 0 | 0 | 1 | 0 | 0 | 2047.5312
2025-06-23 | 3377.548 | 0.07 | 2.44 | 0 | 0 | 0 | 0 | 0 | 0 | 0 | 0 | 0 | 0 | 0 | 0 | 0 | 0 | 0 | 0 | 0 | 0 | 0 | 0 | 0 | 0 | 0 | 1 | 0 | 1879.9407
2025-06-23 | 3085.003 | 0.1 | 1.83 | 0 | 0 | 0 | 0 | 0 | 0 | 0 | 0 | 0 | 0 | 0 | 0 | 0 | 0 | 0 | 0 | 0 | 0 | 0 | 0 | 0 | 0 | 0 | 0 | 1 | 1745.733
2025-06-24 | 2893.583 | 0.23 | 1.41 | 0 | 1 | 0 | 0 | 0 | 0 | 0 | 0 | 0 | 0 | 0 | 0 | 0 | 0 | 0 | 0 | 0 | 0 | 0 | 0 | 0 | 0 | 0 | 0 | 0 | 1675.1235
2025-06-24 | 2816.366 | 0.61 | 1.07 | 0 | 0 | 1 | 0 | 0 | 0 | 0 | 0 | 0 | 0 | 0 | 0 | 0 | 0 | 0 | 0 | 0 | 0 | 0 | 0 | 0 | 0 | 0 | 0 | 0 | 1630.6347
2025-06-24 | 2774.278 | 0.98 | 0.9 | 0 | 0 | 0 | 1 | 0 | 0 | 0 | 0 | 0 | 0 | 0 | 0 | 0 | 0 | 0 | 0 | 0 | 0 | 0 | 0 | 0 | 0 | 0 | 0 | 0 | 1619.503
2025-06-24 | 2831.008 | 1.05 | 0.97 | 0 | 0 | 0 | 0 | 1 | 0 | 0 | 0 | 0 | 0 | 0 | 0 | 0 | 0 | 0 | 0 | 0 | 0 | 0 | 0 | 0 | 0 | 0 | 0 | 0 | 1649.6335
2025-06-24 | 2816.862 | 1.37 | 0.91 | 0 | 0 | 0 | 0 | 0 | 1 | 0 | 0 | 0 | 0 | 0 | 0 | 0 | 0 | 0 | 0 | 0 | 0 | 0 | 0 | 0 | 0 | 0 | 0 | 0 | 1697.6235
2025-06-24 | 3057.846 | 1.44 | 0.91 | 0 | 0 | 0 | 0 | 0 | 0 | 1 | 0 | 0 | 0 | 0 | 0 | 0 | 0 | 0 | 0 | 0 | 0 | 0 | 0 | 0 | 0 | 0 | 0 | 0 | 1803.9641
2025-06-24 | 3738.7 | 0.74 | 1.11 | 0 | 0 | 0 | 0 | 0 | 0 | 0 | 1 | 0 | 0 | 0 | 0 | 0 | 0 | 0 | 0 | 0 | 0 | 0 | 0 | 0 | 0 | 0 | 0 | 0 | 1999.5974
2025-06-24 | 4576.463 | 0.2 | 1.77 | 0 | 0 | 0 | 0 | 0 | 0 | 0 | 0 | 1 | 0 | 0 | 0 | 0 | 0 | 0 | 0 | 0 | 0 | 0 | 0 | 0 | 0 | 0 | 0 | 0 | 2261.0784
2025-06-24 | 5385.693 | 0.15 | 3.07 | 0 | 0 | 0 | 0 | 0 | 0 | 0 | 0 | 0 | 1 | 0 | 0 | 0 | 0 | 0 | 0 | 0 | 0 | 0 | 0 | 0 | 0 | 0 | 0 | 0 | 2616.9257
2025-06-24 | 5895.097 | 0.08 | 4.38 | 0 | 0 | 0 | 0 | 0 | 0 | 0 | 0 | 0 | 0 | 1 | 0 | 0 | 0 | 0 | 0 | 0 | 0 | 0 | 0 | 0 | 0 | 0 | 0 | 0 | 2916.5212
2025-06-24 | 6168.026 | 0.09 | 5.17 | 0 | 0 | 0 | 0 | 0 | 0 | 0 | 0 | 0 | 0 | 0 | 1 | 0 | 0 | 0 | 0 | 0 | 0 | 0 | 0 | 0 | 0 | 0 | 0 | 0 | 3091.7838
2025-06-24 | 6342.593 | 0.06 | 5.72 | 0 | 0 | 0 | 0 | 0 | 0 | 0 | 0 | 0 | 0 | 0 | 0 | 1 | 0 | 0 | 0 | 0 | 0 | 0 | 0 | 0 | 0 | 0 | 0 | 0 | 3146.1519
2025-06-24 | 6456.354 | 0.01 | 6.73 | 0 | 0 | 0 | 0 | 0 | 0 | 0 | 0 | 0 | 0 | 0 | 0 | 0 | 1 | 0 | 0 | 0 | 0 | 0 | 0 | 0 | 0 | 0 | 0 | 0 | 3218.3176
2025-06-24 | 6623.92 | 0 | 7.26 | 0 | 0 | 0 | 0 | 0 | 0 | 0 | 0 | 0 | 0 | 0 | 0 | 0 | 0 | 1 | 0 | 0 | 0 | 0 | 0 | 0 | 0 | 0 | 0 | 0 | 3243.7841
2025-06-24 | 6870.267 | 0 | 7.47 | 0 | 0 | 0 | 0 | 0 | 0 | 0 | 0 | 0 | 0 | 0 | 0 | 0 | 0 | 0 | 1 | 0 | 0 | 0 | 0 | 0 | 0 | 0 | 0 | 0 | 3207.2793
2025-06-24 | 6754.147 | 0 | 8.01 | 0 | 0 | 0 | 0 | 0 | 0 | 0 | 0 | 0 | 0 | 0 | 0 | 0 | 0 | 0 | 0 | 1 | 0 | 0 | 0 | 0 | 0 | 0 | 0 | 0 | 3140.7468
2025-06-24 | 5963.623 | 0 | 8.33 | 0 | 0 | 0 | 0 | 0 | 0 | 0 | 0 | 0 | 0 | 0 | 0 | 0 | 0 | 0 | 0 | 0 | 1 | 0 | 0 | 0 | 0 | 0 | 0 | 0 | 3007.1244
2025-06-24 | 5591.852 | 0 | 7.8 | 0 | 0 | 0 | 0 | 0 | 0 | 0 | 0 | 0 | 0 | 0 | 0 | 0 | 0 | 0 | 0 | 0 | 0 | 1 | 0 | 0 | 0 | 0 | 0 | 0 | 2831.0285
2025-06-24 | 5256.027 | 0 | 6.96 | 0 | 0 | 0 | 0 | 0 | 0 | 0 | 0 | 0 | 0 | 0 | 0 | 0 | 0 | 0 | 0 | 0 | 0 | 0 | 1 | 0 | 0 | 0 | 0 | 0 | 2692.047
2025-06-24 | 4861.79 | 0 | 6.1 | 0 | 0 | 0 | 0 | 0 | 0 | 0 | 0 | 0 | 0 | 0 | 0 | 0 | 0 | 0 | 0 | 0 | 0 | 0 | 0 | 1 | 0 | 0 | 0 | 0 | 2552.9598
2025-06-24 | 4474.707 | 0 | 4.62 | 0 | 0 | 0 | 0 | 0 | 0 | 0 | 0 | 0 | 0 | 0 | 0 | 0 | 0 | 0 | 0 | 0 | 0 | 0 | 0 | 0 | 1 | 0 | 0 | 0 | 2315.282
2025-06-24 | 3912.369 | 0.04 | 3.52 | 0 | 0 | 0 | 0 | 0 | 0 | 0 | 0 | 0 | 0 | 0 | 0 | 0 | 0 | 0 | 0 | 0 | 0 | 0 | 0 | 0 | 0 | 1 | 0 | 0 | 2088.5712
2025-06-24 | 3494.426 | 0.29 | 3.02 | 0 | 0 | 0 | 0 | 0 | 0 | 0 | 0 | 0 | 0 | 0 | 0 | 0 | 0 | 0 | 0 | 0 | 0 | 0 | 0 | 0 | 0 | 0 | 1 | 0 | 1942.2401
2025-06-24 | 3208.646 | 0.66 | 2.58 | 0 | 0 | 0 | 0 | 0 | 0 | 0 | 0 | 0 | 0 | 0 | 0 | 0 | 0 | 0 | 0 | 0 | 0 | 0 | 0 | 0 | 0 | 0 | 0 | 1 | 1835.5555
2025-06-25 | 3083.144 | 0.69 | 2.21 | 0 | 1 | 0 | 0 | 0 | 0 | 0 | 0 | 0 | 0 | 0 | 0 | 0 | 0 | 0 | 0 | 0 | 0 | 0 | 0 | 0 | 0 | 0 | 0 | 0 | 1766.3169
2025-06-25 | 3075.816 | 0.83 | 1.93 | 0 | 0 | 1 | 0 | 0 | 0 | 0 | 0 | 0 | 0 | 0 | 0 | 0 | 0 | 0 | 0 | 0 | 0 | 0 | 0 | 0 | 0 | 0 | 0 | 0 | 1719.4389
2025-06-25 | 2995.929 | 1 | 1.59 | 0 | 0 | 0 | 1 | 0 | 0 | 0 | 0 | 0 | 0 | 0 | 0 | 0 | 0 | 0 | 0 | 0 | 0 | 0 | 0 | 0 | 0 | 0 | 0 | 0 | 1685.4909
2025-06-25 | 3027.342 | 1.3 | 1.41 | 0 | 0 | 0 | 0 | 1 | 0 | 0 | 0 | 0 | 0 | 0 | 0 | 0 | 0 | 0 | 0 | 0 | 0 | 0 | 0 | 0 | 0 | 0 | 0 | 0 | 1699.6891
2025-06-25 | 3060.992 | 1.56 | 1.22 | 0 | 0 | 0 | 0 | 0 | 1 | 0 | 0 | 0 | 0 | 0 | 0 | 0 | 0 | 0 | 0 | 0 | 0 | 0 | 0 | 0 | 0 | 0 | 0 | 0 | 1733.356
2025-06-25 | 3200.227 | 1.64 | 1.08 | 0 | 0 | 0 | 0 | 0 | 0 | 1 | 0 | 0 | 0 | 0 | 0 | 0 | 0 | 0 | 0 | 0 | 0 | 0 | 0 | 0 | 0 | 0 | 0 | 0 | 1826.7804
2025-06-25 | 3839.367 | 0.92 | 1.7 | 0 | 0 | 0 | 0 | 0 | 0 | 0 | 1 | 0 | 0 | 0 | 0 | 0 | 0 | 0 | 0 | 0 | 0 | 0 | 0 | 0 | 0 | 0 | 0 | 0 | 2061.4986
2025-06-25 | 4583.851 | 0.35 | 2.31 | 0 | 0 | 0 | 0 | 0 | 0 | 0 | 0 | 1 | 0 | 0 | 0 | 0 | 0 | 0 | 0 | 0 | 0 | 0 | 0 | 0 | 0 | 0 | 0 | 0 | 2317.2379
2025-06-25 | 5224.497 | 0.12 | 3.47 | 0 | 0 | 0 | 0 | 0 | 0 | 0 | 0 | 0 | 1 | 0 | 0 | 0 | 0 | 0 | 0 | 0 | 0 | 0 | 0 | 0 | 0 | 0 | 0 | 0 | 2653.7811
2025-06-25 | 5801.684 | 0 | 4.67 | 0 | 0 | 0 | 0 | 0 | 0 | 0 | 0 | 0 | 0 | 1 | 0 | 0 | 0 | 0 | 0 | 0 | 0 | 0 | 0 | 0 | 0 | 0 | 0 | 0 | 2941.283
2025-06-25 | 6141.103 | 0 | 5.61 | 0 | 0 | 0 | 0 | 0 | 0 | 0 | 0 | 0 | 0 | 0 | 1 | 0 | 0 | 0 | 0 | 0 | 0 | 0 | 0 | 0 | 0 | 0 | 0 | 0 | 3130.4084
2025-06-25 | 6158.504 | 0.11 | 6 | 0 | 0 | 0 | 0 | 0 | 0 | 0 | 0 | 0 | 0 | 0 | 0 | 1 | 0 | 0 | 0 | 0 | 0 | 0 | 0 | 0 | 0 | 0 | 0 | 0 | 3174.3378
2025-06-25 | 6218.301 | 0.09 | 6.29 | 0 | 0 | 0 | 0 | 0 | 0 | 0 | 0 | 0 | 0 | 0 | 0 | 0 | 1 | 0 | 0 | 0 | 0 | 0 | 0 | 0 | 0 | 0 | 0 | 0 | 3179.3567
2025-06-25 | 6334.504 | 0 | 6.9 | 0 | 0 | 0 | 0 | 0 | 0 | 0 | 0 | 0 | 0 | 0 | 0 | 0 | 0 | 1 | 0 | 0 | 0 | 0 | 0 | 0 | 0 | 0 | 0 | 0 | 3209.7065
2025-06-25 | 6191.841 | 0 | 7.24 | 0 | 0 | 0 | 0 | 0 | 0 | 0 | 0 | 0 | 0 | 0 | 0 | 0 | 0 | 0 | 1 | 0 | 0 | 0 | 0 | 0 | 0 | 0 | 0 | 0 | 3185.5074
2025-06-25 | 6008.683 | 0 | 7.19 | 0 | 0 | 0 | 0 | 0 | 0 | 0 | 0 | 0 | 0 | 0 | 0 | 0 | 0 | 0 | 0 | 1 | 0 | 0 | 0 | 0 | 0 | 0 | 0 | 0 | 3063.1255
2025-06-25 | 5510.005 | 0 | 7.46 | 0 | 0 | 0 | 0 | 0 | 0 | 0 | 0 | 0 | 0 | 0 | 0 | 0 | 0 | 0 | 0 | 0 | 1 | 0 | 0 | 0 | 0 | 0 | 0 | 0 | 2924.77
2025-06-25 | 4986.086 | 0 | 7.06 | 0 | 0 | 0 | 0 | 0 | 0 | 0 | 0 | 0 | 0 | 0 | 0 | 0 | 0 | 0 | 0 | 0 | 0 | 1 | 0 | 0 | 0 | 0 | 0 | 0 | 2760.98
2025-06-25 | 4711.955 | 0 | 6.16 | 0 | 0 | 0 | 0 | 0 | 0 | 0 | 0 | 0 | 0 | 0 | 0 | 0 | 0 | 0 | 0 | 0 | 0 | 0 | 1 | 0 | 0 | 0 | 0 | 0 | 2616.3189
2025-06-25 | 4359.209 | 0 | 5.16 | 0 | 0 | 0 | 0 | 0 | 0 | 0 | 0 | 0 | 0 | 0 | 0 | 0 | 0 | 0 | 0 | 0 | 0 | 0 | 0 | 1 | 0 | 0 | 0 | 0 | 2463.9792
2025-06-25 | 4048.787 | 0.06 | 3.92 | 0 | 0 | 0 | 0 | 0 | 0 | 0 | 0 | 0 | 0 | 0 | 0 | 0 | 0 | 0 | 0 | 0 | 0 | 0 | 0 | 0 | 1 | 0 | 0 | 0 | 2251.0371
2025-06-25 | 3485.107 | 0.17 | 3.54 | 0 | 0 | 0 | 0 | 0 | 0 | 0 | 0 | 0 | 0 | 0 | 0 | 0 | 0 | 0 | 0 | 0 | 0 | 0 | 0 | 0 | 0 | 1 | 0 | 0 | 2094.8351
2025-06-25 | 3110.77 | 0.21 | 3.15 | 0 | 0 | 0 | 0 | 0 | 0 | 0 | 0 | 0 | 0 | 0 | 0 | 0 | 0 | 0 | 0 | 0 | 0 | 0 | 0 | 0 | 0 | 0 | 1 | 0 | 1951.8563
2025-06-25 | 2981.706 | 0.43 | 2.7 | 0 | 0 | 0 | 0 | 0 | 0 | 0 | 0 | 0 | 0 | 0 | 0 | 0 | 0 | 0 | 0 | 0 | 0 | 0 | 0 | 0 | 0 | 0 | 0 | 1 | 1839.182
2025-06-26 | 2892.201 | 0.68 | 2.37 | 0 | 1 | 0 | 0 | 0 | 0 | 0 | 0 | 0 | 0 | 0 | 0 | 0 | 0 | 0 | 0 | 0 | 0 | 0 | 0 | 0 | 0 | 0 | 0 | 0 | 1781.1264
2025-06-26 | 2835.974 | 0.83 | 2.15 | 0 | 0 | 1 | 0 | 0 | 0 | 0 | 0 | 0 | 0 | 0 | 0 | 0 | 0 | 0 | 0 | 0 | 0 | 0 | 0 | 0 | 0 | 0 | 0 | 0 | 1740.2642
2025-06-26 | 2787.56 | 0.97 | 1.94 | 0 | 0 | 0 | 1 | 0 | 0 | 0 | 0 | 0 | 0 | 0 | 0 | 0 | 0 | 0 | 0 | 0 | 0 | 0 | 0 | 0 | 0 | 0 | 0 | 0 | 1717.6134
2025-06-26 | 2755.003 | 1.16 | 1.59 | 0 | 0 | 0 | 0 | 1 | 0 | 0 | 0 | 0 | 0 | 0 | 0 | 0 | 0 | 0 | 0 | 0 | 0 | 0 | 0 | 0 | 0 | 0 | 0 | 0 | 1712.0211
2025-06-26 | 2794.43 | 1.23 | 1.07 | 0 | 0 | 0 | 0 | 0 | 1 | 0 | 0 | 0 | 0 | 0 | 0 | 0 | 0 | 0 | 0 | 0 | 0 | 0 | 0 | 0 | 0 | 0 | 0 | 0 | 1708.0623
2025-06-26 | 2988.897 | 1.37 | 0.83 | 0 | 0 | 0 | 0 | 0 | 0 | 1 | 0 | 0 | 0 | 0 | 0 | 0 | 0 | 0 | 0 | 0 | 0 | 0 | 0 | 0 | 0 | 0 | 0 | 0 | 1794.0379
2025-06-26 | 3481.85 | 0.73 | 1.43 | 0 | 0 | 0 | 0 | 0 | 0 | 0 | 1 | 0 | 0 | 0 | 0 | 0 | 0 | 0 | 0 | 0 | 0 | 0 | 0 | 0 | 0 | 0 | 0 | 0 | 2029.5525
2025-06-26 | 4157.471 | 0.47 | 2.72 | 0 | 0 | 0 | 0 | 0 | 0 | 0 | 0 | 1 | 0 | 0 | 0 | 0 | 0 | 0 | 0 | 0 | 0 | 0 | 0 | 0 | 0 | 0 | 0 | 0 | 2360.083
2025-06-26 | 4751.068 | 0.2 | 3.97 | 0 | 0 | 0 | 0 | 0 | 0 | 0 | 0 | 0 | 1 | 0 | 0 | 0 | 0 | 0 | 0 | 0 | 0 | 0 | 0 | 0 | 0 | 0 | 0 | 0 | 2703.8008
2025-06-26 | 5200.281 | 0.01 | 4.74 | 0 | 0 | 0 | 0 | 0 | 0 | 0 | 0 | 0 | 0 | 1 | 0 | 0 | 0 | 0 | 0 | 0 | 0 | 0 | 0 | 0 | 0 | 0 | 0 | 0 | 2948.2454
2025-06-26 | 5477.453 | 0 | 5.7 | 0 | 0 | 0 | 0 | 0 | 0 | 0 | 0 | 0 | 0 | 0 | 1 | 0 | 0 | 0 | 0 | 0 | 0 | 0 | 0 | 0 | 0 | 0 | 0 | 0 | 3138.9278
2025-06-26 | 5481.089 | 0 | 6.55 | 0 | 0 | 0 | 0 | 0 | 0 | 0 | 0 | 0 | 0 | 0 | 0 | 1 | 0 | 0 | 0 | 0 | 0 | 0 | 0 | 0 | 0 | 0 | 0 | 0 | 3222.7026
2025-06-26 | 5458.548 | 0.14 | 6.57 | 0 | 0 | 0 | 0 | 0 | 0 | 0 | 0 | 0 | 0 | 0 | 0 | 0 | 1 | 0 | 0 | 0 | 0 | 0 | 0 | 0 | 0 | 0 | 0 | 0 | 3207.5426
2025-06-26 | 5331.238 | 0.11 | 7.1 | 0 | 0 | 0 | 0 | 0 | 0 | 0 | 0 | 0 | 0 | 0 | 0 | 0 | 0 | 1 | 0 | 0 | 0 | 0 | 0 | 0 | 0 | 0 | 0 | 0 | 3232.3367
2025-06-26 | 5150.072 | 0.15 | 6.86 | 0 | 0 | 0 | 0 | 0 | 0 | 0 | 0 | 0 | 0 | 0 | 0 | 0 | 0 | 0 | 1 | 0 | 0 | 0 | 0 | 0 | 0 | 0 | 0 | 0 | 3154.5796
2025-06-26 | 4952.85 | 0.35 | 6.59 | 0 | 0 | 0 | 0 | 0 | 0 | 0 | 0 | 0 | 0 | 0 | 0 | 0 | 0 | 0 | 0 | 1 | 0 | 0 | 0 | 0 | 0 | 0 | 0 | 0 | 3018.0965
2025-06-26 | 4476.406 | 0.18 | 6.64 | 0 | 0 | 0 | 0 | 0 | 0 | 0 | 0 | 0 | 0 | 0 | 0 | 0 | 0 | 0 | 0 | 0 | 1 | 0 | 0 | 0 | 0 | 0 | 0 | 0 | 2853.2004
2025-06-26 | 4059.633 | 0.13 | 6.32 | 0 | 0 | 0 | 0 | 0 | 0 | 0 | 0 | 0 | 0 | 0 | 0 | 0 | 0 | 0 | 0 | 0 | 0 | 1 | 0 | 0 | 0 | 0 | 0 | 0 | 2695.3022
2025-06-26 | 3766.306 | 0.22 | 6 | 0 | 0 | 0 | 0 | 0 | 0 | 0 | 0 | 0 | 0 | 0 | 0 | 0 | 0 | 0 | 0 | 0 | 0 | 0 | 1 | 0 | 0 | 0 | 0 | 0 | 2608.5697
2025-06-26 | 3607.643 | 0.29 | 5.51 | 0 | 0 | 0 | 0 | 0 | 0 | 0 | 0 | 0 | 0 | 0 | 0 | 0 | 0 | 0 | 0 | 0 | 0 | 0 | 0 | 1 | 0 | 0 | 0 | 0 | 2506.8602
2025-06-26 | 3345.882 | 0.32 | 4.81 | 0 | 0 | 0 | 0 | 0 | 0 | 0 | 0 | 0 | 0 | 0 | 0 | 0 | 0 | 0 | 0 | 0 | 0 | 0 | 0 | 0 | 1 | 0 | 0 | 0 | 2344.026
2025-06-26 | 2989.239 | 0.36 | 3.83 | 0 | 0 | 0 | 0 | 0 | 0 | 0 | 0 | 0 | 0 | 0 | 0 | 0 | 0 | 0 | 0 | 0 | 0 | 0 | 0 | 0 | 0 | 1 | 0 | 0 | 2128.6744
2025-06-26 | 2694.903 | 0.49 | 3.34 | 0 | 0 | 0 | 0 | 0 | 0 | 0 | 0 | 0 | 0 | 0 | 0 | 0 | 0 | 0 | 0 | 0 | 0 | 0 | 0 | 0 | 0 | 0 | 1 | 0 | 1979.2554
2025-06-26 | 2542.982 | 0.55 | 2.9 | 0 | 0 | 0 | 0 | 0 | 0 | 0 | 0 | 0 | 0 | 0 | 0 | 0 | 0 | 0 | 0 | 0 | 0 | 0 | 0 | 0 | 0 | 0 | 0 | 1 | 1862.1485
2025-06-27 | 2486.822 | 0.75 | 2.47 | 0 | 1 | 0 | 0 | 0 | 0 | 0 | 0 | 0 | 0 | 0 | 0 | 0 | 0 | 0 | 0 | 0 | 0 | 0 | 0 | 0 | 0 | 0 | 0 | 0 | 1792.9458
2025-06-27 | 2454.587 | 0.84 | 2.03 | 0 | 0 | 1 | 0 | 0 | 0 | 0 | 0 | 0 | 0 | 0 | 0 | 0 | 0 | 0 | 0 | 0 | 0 | 0 | 0 | 0 | 0 | 0 | 0 | 0 | 1729.2411
2025-06-27 | 2446.589 | 0.88 | 1.78 | 0 | 0 | 0 | 1 | 0 | 0 | 0 | 0 | 0 | 0 | 0 | 0 | 0 | 0 | 0 | 0 | 0 | 0 | 0 | 0 | 0 | 0 | 0 | 0 | 0 | 1699.4419
2025-06-27 | 2476.089 | 0.98 | 1.75 | 0 | 0 | 0 | 0 | 1 | 0 | 0 | 0 | 0 | 0 | 0 | 0 | 0 | 0 | 0 | 0 | 0 | 0 | 0 | 0 | 0 | 0 | 0 | 0 | 0 | 1721.115
2025-06-27 | 2505.117 | 1.32 | 1.25 | 0 | 0 | 0 | 0 | 0 | 1 | 0 | 0 | 0 | 0 | 0 | 0 | 0 | 0 | 0 | 0 | 0 | 0 | 0 | 0 | 0 | 0 | 0 | 0 | 0 | 1728.1269
2025-06-27 | 2621.423 | 1.44 | 1.29 | 0 | 0 | 0 | 0 | 0 | 0 | 1 | 0 | 0 | 0 | 0 | 0 | 0 | 0 | 0 | 0 | 0 | 0 | 0 | 0 | 0 | 0 | 0 | 0 | 0 | 1839.935
2025-06-27 | 3163.322 | 1.21 | 1.66 | 0 | 0 | 0 | 0 | 0 | 0 | 0 | 1 | 0 | 0 | 0 | 0 | 0 | 0 | 0 | 0 | 0 | 0 | 0 | 0 | 0 | 0 | 0 | 0 | 0 | 2067.4621
2025-06-27 | 3799.196 | 0.87 | 2.28 | 0 | 0 | 0 | 0 | 0 | 0 | 0 | 0 | 1 | 0 | 0 | 0 | 0 | 0 | 0 | 0 | 0 | 0 | 0 | 0 | 0 | 0 | 0 | 0 | 0 | 2331.8807
2025-06-27 | 4408.844 | 0.61 | 2.96 | 0 | 0 | 0 | 0 | 0 | 0 | 0 | 0 | 0 | 1 | 0 | 0 | 0 | 0 | 0 | 0 | 0 | 0 | 0 | 0 | 0 | 0 | 0 | 0 | 0 | 2621.9784
2025-06-27 | 4731.323 | 0.26 | 3.78 | 0 | 0 | 0 | 0 | 0 | 0 | 0 | 0 | 0 | 0 | 1 | 0 | 0 | 0 | 0 | 0 | 0 | 0 | 0 | 0 | 0 | 0 | 0 | 0 | 0 | 2865.7767
2025-06-27 | 4851.504 | 0.09 | 4.59 | 0 | 0 | 0 | 0 | 0 | 0 | 0 | 0 | 0 | 0 | 0 | 1 | 0 | 0 | 0 | 0 | 0 | 0 | 0 | 0 | 0 | 0 | 0 | 0 | 0 | 3036.8809
2025-06-27 | 4865.785 | 0 | 5.07 | 0 | 0 | 0 | 0 | 0 | 0 | 0 | 0 | 0 | 0 | 0 | 0 | 1 | 0 | 0 | 0 | 0 | 0 | 0 | 0 | 0 | 0 | 0 | 0 | 0 | 3082.6056
2025-06-27 | 4986.506 | 0 | 6.03 | 0 | 0 | 0 | 0 | 0 | 0 | 0 | 0 | 0 | 0 | 0 | 0 | 0 | 1 | 0 | 0 | 0 | 0 | 0 | 0 | 0 | 0 | 0 | 0 | 0 | 3151.7192
2025-06-27 | 4907.029 | 0.28 | 6.21 | 0 | 0 | 0 | 0 | 0 | 0 | 0 | 0 | 0 | 0 | 0 | 0 | 0 | 0 | 1 | 0 | 0 | 0 | 0 | 0 | 0 | 0 | 0 | 0 | 0 | 3153.8046
2025-06-27 | 4852.197 | 0.3 | 6.39 | 0 | 0 | 0 | 0 | 0 | 0 | 0 | 0 | 0 | 0 | 0 | 0 | 0 | 0 | 0 | 1 | 0 | 0 | 0 | 0 | 0 | 0 | 0 | 0 | 0 | 3115.1324
2025-06-27 | 4798.714 | 0.01 | 6.32 | 0 | 0 | 0 | 0 | 0 | 0 | 0 | 0 | 0 | 0 | 0 | 0 | 0 | 0 | 0 | 0 | 1 | 0 | 0 | 0 | 0 | 0 | 0 | 0 | 0 | 2981.1073
2025-06-27 | 4483.579 | 0 | 6.88 | 0 | 0 | 0 | 0 | 0 | 0 | 0 | 0 | 0 | 0 | 0 | 0 | 0 | 0 | 0 | 0 | 0 | 1 | 0 | 0 | 0 | 0 | 0 | 0 | 0 | 2869.8671
2025-06-27 | 4145.917 | 0 | 6.8 | 0 | 0 | 0 | 0 | 0 | 0 | 0 | 0 | 0 | 0 | 0 | 0 | 0 | 0 | 0 | 0 | 0 | 0 | 1 | 0 | 0 | 0 | 0 | 0 | 0 | 2736.3684
2025-06-27 | 3844.838 | 0 | 5.99 | 0 | 0 | 0 | 0 | 0 | 0 | 0 | 0 | 0 | 0 | 0 | 0 | 0 | 0 | 0 | 0 | 0 | 0 | 0 | 1 | 0 | 0 | 0 | 0 | 0 | 2600.2266
2025-06-27 | 3660.097 | 0 | 4.58 | 0 | 0 | 0 | 0 | 0 | 0 | 0 | 0 | 0 | 0 | 0 | 0 | 0 | 0 | 0 | 0 | 0 | 0 | 0 | 0 | 1 | 0 | 0 | 0 | 0 | 2409.0764
2025-06-27 | 3495.787 | 0.19 | 3.53 | 0 | 0 | 0 | 0 | 0 | 0 | 0 | 0 | 0 | 0 | 0 | 0 | 0 | 0 | 0 | 0 | 0 | 0 | 0 | 0 | 0 | 1 | 0 | 0 | 0 | 2218.4903
2025-06-27 | 3174.758 | 0.62 | 3.29 | 0 | 0 | 0 | 0 | 0 | 0 | 0 | 0 | 0 | 0 | 0 | 0 | 0 | 0 | 0 | 0 | 0 | 0 | 0 | 0 | 0 | 0 | 1 | 0 | 0 | 2086.2992
2025-06-27 | 2913.852 | 1.03 | 2.67 | 0 | 0 | 0 | 0 | 0 | 0 | 0 | 0 | 0 | 0 | 0 | 0 | 0 | 0 | 0 | 0 | 0 | 0 | 0 | 0 | 0 | 0 | 0 | 1 | 0 | 1933.9881
2025-06-27 | 2699.497 | 1.34 | 2.55 | 0 | 0 | 0 | 0 | 0 | 0 | 0 | 0 | 0 | 0 | 0 | 0 | 0 | 0 | 0 | 0 | 0 | 0 | 0 | 0 | 0 | 0 | 0 | 0 | 1 | 1855.5775
2025-06-28 | 2597.81 | 1.52 | 2.32 | 1 | 1 | 0 | 0 | 0 | 0 | 0 | 0 | 0 | 0 | 0 | 0 | 0 | 0 | 0 | 0 | 0 | 0 | 0 | 0 | 0 | 0 | 0 | 0 | 0 | 1539.4813
2025-06-28 | 2530.361 | 1.66 | 1.89 | 1 | 0 | 1 | 0 | 0 | 0 | 0 | 0 | 0 | 0 | 0 | 0 | 0 | 0 | 0 | 0 | 0 | 0 | 0 | 0 | 0 | 0 | 0 | 0 | 0 | 1478.4043
2025-06-28 | 2529.214 | 1.89 | 1.71 | 1 | 0 | 0 | 1 | 0 | 0 | 0 | 0 | 0 | 0 | 0 | 0 | 0 | 0 | 0 | 0 | 0 | 0 | 0 | 0 | 0 | 0 | 0 | 0 | 0 | 1461.6192
2025-06-28 | 2582.177 | 2.11 | 1.36 | 1 | 0 | 0 | 0 | 1 | 0 | 0 | 0 | 0 | 0 | 0 | 0 | 0 | 0 | 0 | 0 | 0 | 0 | 0 | 0 | 0 | 0 | 0 | 0 | 0 | 1457.0354
2025-06-28 | 2589.179 | 2.35 | 1.36 | 1 | 0 | 0 | 0 | 0 | 1 | 0 | 0 | 0 | 0 | 0 | 0 | 0 | 0 | 0 | 0 | 0 | 0 | 0 | 0 | 0 | 0 | 0 | 0 | 0 | 1508.0154
2025-06-28 | 2629.131 | 2.38 | 1.32 | 1 | 0 | 0 | 0 | 0 | 0 | 1 | 0 | 0 | 0 | 0 | 0 | 0 | 0 | 0 | 0 | 0 | 0 | 0 | 0 | 0 | 0 | 0 | 0 | 0 | 1609.2248
2025-06-28 | 2869.668 | 1.64 | 1.75 | 1 | 0 | 0 | 0 | 0 | 0 | 0 | 1 | 0 | 0 | 0 | 0 | 0 | 0 | 0 | 0 | 0 | 0 | 0 | 0 | 0 | 0 | 0 | 0 | 0 | 1825.2852
2025-06-28 | 3308.108 | 0.86 | 2.45 | 1 | 0 | 0 | 0 | 0 | 0 | 0 | 0 | 1 | 0 | 0 | 0 | 0 | 0 | 0 | 0 | 0 | 0 | 0 | 0 | 0 | 0 | 0 | 0 | 0 | 2082.4836
2025-06-28 | 3865.904 | 0.31 | 3.24 | 1 | 0 | 0 | 0 | 0 | 0 | 0 | 0 | 0 | 1 | 0 | 0 | 0 | 0 | 0 | 0 | 0 | 0 | 0 | 0 | 0 | 0 | 0 | 0 | 0 | 2373.2441
2025-06-28 | 4391.75 | 0.11 | 4.19 | 1 | 0 | 0 | 0 | 0 | 0 | 0 | 0 | 0 | 0 | 1 | 0 | 0 | 0 | 0 | 0 | 0 | 0 | 0 | 0 | 0 | 0 | 0 | 0 | 0 | 2634.3913
2025-06-28 | 4722.733 | 0.03 | 4.93 | 1 | 0 | 0 | 0 | 0 | 0 | 0 | 0 | 0 | 0 | 0 | 1 | 0 | 0 | 0 | 0 | 0 | 0 | 0 | 0 | 0 | 0 | 0 | 0 | 0 | 2801.895
2025-06-28 | 4893.295 | 0 | 5.98 | 1 | 0 | 0 | 0 | 0 | 0 | 0 | 0 | 0 | 0 | 0 | 0 | 1 | 0 | 0 | 0 | 0 | 0 | 0 | 0 | 0 | 0 | 0 | 0 | 0 | 2903.5933
2025-06-28 | 4980.518 | 0 | 6.63 | 1 | 0 | 0 | 0 | 0 | 0 | 0 | 0 | 0 | 0 | 0 | 0 | 0 | 1 | 0 | 0 | 0 | 0 | 0 | 0 | 0 | 0 | 0 | 0 | 0 | 2943.3623
2025-06-28 | 4975.628 | 0 | 7.12 | 1 | 0 | 0 | 0 | 0 | 0 | 0 | 0 | 0 | 0 | 0 | 0 | 0 | 0 | 1 | 0 | 0 | 0 | 0 | 0 | 0 | 0 | 0 | 0 | 0 | 2965.3786
2025-06-28 | 4951.357 | 0 | 6.74 | 1 | 0 | 0 | 0 | 0 | 0 | 0 | 0 | 0 | 0 | 0 | 0 | 0 | 0 | 0 | 1 | 0 | 0 | 0 | 0 | 0 | 0 | 0 | 0 | 0 | 2873.0243
2025-06-28 | 4783.073 | 0 | 6.93 | 1 | 0 | 0 | 0 | 0 | 0 | 0 | 0 | 0 | 0 | 0 | 0 | 0 | 0 | 0 | 0 | 1 | 0 | 0 | 0 | 0 | 0 | 0 | 0 | 0 | 2773.3607
2025-06-28 | 4522.399 | 0 | 6.47 | 1 | 0 | 0 | 0 | 0 | 0 | 0 | 0 | 0 | 0 | 0 | 0 | 0 | 0 | 0 | 0 | 0 | 1 | 0 | 0 | 0 | 0 | 0 | 0 | 0 | 2565.9034
2025-06-28 | 4252.912 | 0 | 6.3 | 1 | 0 | 0 | 0 | 0 | 0 | 0 | 0 | 0 | 0 | 0 | 0 | 0 | 0 | 0 | 0 | 0 | 0 | 1 | 0 | 0 | 0 | 0 | 0 | 0 | 2423.8852
2025-06-28 | 3922.757 | 0 | 6.01 | 1 | 0 | 0 | 0 | 0 | 0 | 0 | 0 | 0 | 0 | 0 | 0 | 0 | 0 | 0 | 0 | 0 | 0 | 0 | 1 | 0 | 0 | 0 | 0 | 0 | 2336.9668
2025-06-28 | 3528.292 | 0 | 4.97 | 1 | 0 | 0 | 0 | 0 | 0 | 0 | 0 | 0 | 0 | 0 | 0 | 0 | 0 | 0 | 0 | 0 | 0 | 0 | 0 | 1 | 0 | 0 | 0 | 0 | 2180.8407
2025-06-28 | 3332.006 | 0.08 | 3.83 | 1 | 0 | 0 | 0 | 0 | 0 | 0 | 0 | 0 | 0 | 0 | 0 | 0 | 0 | 0 | 0 | 0 | 0 | 0 | 0 | 0 | 1 | 0 | 0 | 0 | 1978.0371
2025-06-28 | 3076.218 | 0.12 | 2.98 | 1 | 0 | 0 | 0 | 0 | 0 | 0 | 0 | 0 | 0 | 0 | 0 | 0 | 0 | 0 | 0 | 0 | 0 | 0 | 0 | 0 | 0 | 1 | 0 | 0 | 1774.9913
2025-06-28 | 2769.18 | 0.28 | 2.51 | 1 | 0 | 0 | 0 | 0 | 0 | 0 | 0 | 0 | 0 | 0 | 0 | 0 | 0 | 0 | 0 | 0 | 0 | 0 | 0 | 0 | 0 | 0 | 1 | 0 | 1628.4741
2025-06-28 | 2575.178 | 0.42 | 1.98 | 1 | 0 | 0 | 0 | 0 | 0 | 0 | 0 | 0 | 0 | 0 | 0 | 0 | 0 | 0 | 0 | 0 | 0 | 0 | 0 | 0 | 0 | 0 | 0 | 1 | 1505.5374
2025-06-29 | 2467.219 | 0.81 | 1.56 | 1 | 1 | 0 | 0 | 0 | 0 | 0 | 0 | 0 | 0 | 0 | 0 | 0 | 0 | 0 | 0 | 0 | 0 | 0 | 0 | 0 | 0 | 0 | 0 | 0 | 1443.6692
2025-06-29 | 2417.094 | 1.12 | 1.13 | 1 | 0 | 1 | 0 | 0 | 0 | 0 | 0 | 0 | 0 | 0 | 0 | 0 | 0 | 0 | 0 | 0 | 0 | 0 | 0 | 0 | 0 | 0 | 0 | 0 | 1388.3076
2025-06-29 | 2380.789 | 1.31 | 1.02 | 1 | 0 | 0 | 1 | 0 | 0 | 0 | 0 | 0 | 0 | 0 | 0 | 0 | 0 | 0 | 0 | 0 | 0 | 0 | 0 | 0 | 0 | 0 | 0 | 0 | 1376.8039
2025-06-29 | 2438.113 | 1.52 | 1 | 1 | 0 | 0 | 0 | 1 | 0 | 0 | 0 | 0 | 0 | 0 | 0 | 0 | 0 | 0 | 0 | 0 | 0 | 0 | 0 | 0 | 0 | 0 | 0 | 0 | 1403.1218
2025-06-29 | 2398.288 | 1.68 | 0.93 | 1 | 0 | 0 | 0 | 0 | 1 | 0 | 0 | 0 | 0 | 0 | 0 | 0 | 0 | 0 | 0 | 0 | 0 | 0 | 0 | 0 | 0 | 0 | 0 | 0 | 1444.7859
2025-06-29 | 2426.265 | 1.56 | 0.91 | 1 | 0 | 0 | 0 | 0 | 0 | 1 | 0 | 0 | 0 | 0 | 0 | 0 | 0 | 0 | 0 | 0 | 0 | 0 | 0 | 0 | 0 | 0 | 0 | 0 | 1542.8455
2025-06-29 | 2653.99 | 0.93 | 1.32 | 1 | 0 | 0 | 0 | 0 | 0 | 0 | 1 | 0 | 0 | 0 | 0 | 0 | 0 | 0 | 0 | 0 | 0 | 0 | 0 | 0 | 0 | 0 | 0 | 0 | 1760.7109
2025-06-29 | 2980.801 | 0.28 | 2.19 | 1 | 0 | 0 | 0 | 0 | 0 | 0 | 0 | 1 | 0 | 0 | 0 | 0 | 0 | 0 | 0 | 0 | 0 | 0 | 0 | 0 | 0 | 0 | 0 | 0 | 2038.3722
2025-06-29 | 3402.108 | 0.1 | 3.49 | 1 | 0 | 0 | 0 | 0 | 0 | 0 | 0 | 0 | 1 | 0 | 0 | 0 | 0 | 0 | 0 | 0 | 0 | 0 | 0 | 0 | 0 | 0 | 0 | 0 | 2389.8489
2025-06-29 | 3780.022 | 0.12 | 4.67 | 1 | 0 | 0 | 0 | 0 | 0 | 0 | 0 | 0 | 0 | 1 | 0 | 0 | 0 | 0 | 0 | 0 | 0 | 0 | 0 | 0 | 0 | 0 | 0 | 0 | 2680.1643
2025-06-29 | 4002.447 | 0.16 | 5.46 | 1 | 0 | 0 | 0 | 0 | 0 | 0 | 0 | 0 | 0 | 0 | 1 | 0 | 0 | 0 | 0 | 0 | 0 | 0 | 0 | 0 | 0 | 0 | 0 | 0 | 2856.4356
2025-06-29 | 4080.207 | 0 | 6.52 | 1 | 0 | 0 | 0 | 0 | 0 | 0 | 0 | 0 | 0 | 0 | 0 | 1 | 0 | 0 | 0 | 0 | 0 | 0 | 0 | 0 | 0 | 0 | 0 | 0 | 2954.7097
2025-06-29 | 4132.199 | 0 | 7.21 | 1 | 0 | 0 | 0 | 0 | 0 | 0 | 0 | 0 | 0 | 0 | 0 | 0 | 1 | 0 | 0 | 0 | 0 | 0 | 0 | 0 | 0 | 0 | 0 | 0 | 2998.2651
2025-06-29 | 4116.875 | 0 | 7.89 | 1 | 0 | 0 | 0 | 0 | 0 | 0 | 0 | 0 | 0 | 0 | 0 | 0 | 0 | 1 | 0 | 0 | 0 | 0 | 0 | 0 | 0 | 0 | 0 | 0 | 3038.2669
2025-06-29 | 4184.329 | 0 | 7.46 | 1 | 0 | 0 | 0 | 0 | 0 | 0 | 0 | 0 | 0 | 0 | 0 | 0 | 0 | 0 | 1 | 0 | 0 | 0 | 0 | 0 | 0 | 0 | 0 | 0 | 2941.1796
2025-06-29 | 4192.373 | 0 | 8.48 | 1 | 0 | 0 | 0 | 0 | 0 | 0 | 0 | 0 | 0 | 0 | 0 | 0 | 0 | 0 | 0 | 1 | 0 | 0 | 0 | 0 | 0 | 0 | 0 | 0 | 2920.084
2025-06-29 | 4034.536 | 0 | 8.83 | 1 | 0 | 0 | 0 | 0 | 0 | 0 | 0 | 0 | 0 | 0 | 0 | 0 | 0 | 0 | 0 | 0 | 1 | 0 | 0 | 0 | 0 | 0 | 0 | 0 | 2789.3014
2025-06-29 | 3914.74 | 0 | 8.7 | 1 | 0 | 0 | 0 | 0 | 0 | 0 | 0 | 0 | 0 | 0 | 0 | 0 | 0 | 0 | 0 | 0 | 0 | 1 | 0 | 0 | 0 | 0 | 0 | 0 | 2651.0696
2025-06-29 | 3705.952 | 0 | 8.12 | 1 | 0 | 0 | 0 | 0 | 0 | 0 | 0 | 0 | 0 | 0 | 0 | 0 | 0 | 0 | 0 | 0 | 0 | 0 | 1 | 0 | 0 | 0 | 0 | 0 | 2536.6997
2025-06-29 | 3450.411 | 0 | 7.3 | 1 | 0 | 0 | 0 | 0 | 0 | 0 | 0 | 0 | 0 | 0 | 0 | 0 | 0 | 0 | 0 | 0 | 0 | 0 | 0 | 1 | 0 | 0 | 0 | 0 | 2401.3989
2025-06-29 | 3276.043 | 0 | 6.08 | 1 | 0 | 0 | 0 | 0 | 0 | 0 | 0 | 0 | 0 | 0 | 0 | 0 | 0 | 0 | 0 | 0 | 0 | 0 | 0 | 0 | 1 | 0 | 0 | 0 | 2188.3328
2025-06-29 | 2965.886 | 0 | 4.83 | 1 | 0 | 0 | 0 | 0 | 0 | 0 | 0 | 0 | 0 | 0 | 0 | 0 | 0 | 0 | 0 | 0 | 0 | 0 | 0 | 0 | 0 | 1 | 0 | 0 | 1946.0781
2025-06-29 | 2722.186 | 0.01 | 3.94 | 1 | 0 | 0 | 0 | 0 | 0 | 0 | 0 | 0 | 0 | 0 | 0 | 0 | 0 | 0 | 0 | 0 | 0 | 0 | 0 | 0 | 0 | 0 | 1 | 0 | 1754.7607
2025-06-29 | 2582.852 | 0.07 | 3.34 | 1 | 0 | 0 | 0 | 0 | 0 | 0 | 0 | 0 | 0 | 0 | 0 | 0 | 0 | 0 | 0 | 0 | 0 | 0 | 0 | 0 | 0 | 0 | 0 | 1 | 1622.5081
2025-06-30 | 2529.581 | 0.23 | 2.86 | 0 | 1 | 0 | 0 | 0 | 0 | 0 | 0 | 0 | 0 | 0 | 0 | 0 | 0 | 0 | 0 | 0 | 0 | 0 | 0 | 0 | 0 | 0 | 0 | 0 | 1812.3807
2025-06-30 | 2448.004 | 0.34 | 2.49 | 0 | 0 | 1 | 0 | 0 | 0 | 0 | 0 | 0 | 0 | 0 | 0 | 0 | 0 | 0 | 0 | 0 | 0 | 0 | 0 | 0 | 0 | 0 | 0 | 0 | 1755.9747
2025-06-30 | 2435.626 | 0.68 | 2.41 | 0 | 0 | 0 | 1 | 0 | 0 | 0 | 0 | 0 | 0 | 0 | 0 | 0 | 0 | 0 | 0 | 0 | 0 | 0 | 0 | 0 | 0 | 0 | 0 | 0 | 1752.3538
2025-06-30 | 2444.783 | 0.59 | 2.04 | 0 | 0 | 0 | 0 | 1 | 0 | 0 | 0 | 0 | 0 | 0 | 0 | 0 | 0 | 0 | 0 | 0 | 0 | 0 | 0 | 0 | 0 | 0 | 0 | 0 | 1735.4545
2025-06-30 | 2473.134 | 0.82 | 1.64 | 0 | 0 | 0 | 0 | 0 | 1 | 0 | 0 | 0 | 0 | 0 | 0 | 0 | 0 | 0 | 0 | 0 | 0 | 0 | 0 | 0 | 0 | 0 | 0 | 0 | 1748.2342
2025-06-30 | 2642.728 | 0.76 | 1.57 | 0 | 0 | 0 | 0 | 0 | 0 | 1 | 0 | 0 | 0 | 0 | 0 | 0 | 0 | 0 | 0 | 0 | 0 | 0 | 0 | 0 | 0 | 0 | 0 | 0 | 1843.578
2025-06-30 | 3141.8 | 0.41 | 1.91 | 0 | 0 | 0 | 0 | 0 | 0 | 0 | 1 | 0 | 0 | 0 | 0 | 0 | 0 | 0 | 0 | 0 | 0 | 0 | 0 | 0 | 0 | 0 | 0 | 0 | 2064.2309
2025-06-30 | 3843.531 | 0.06 | 2.58 | 0 | 0 | 0 | 0 | 0 | 0 | 0 | 0 | 1 | 0 | 0 | 0 | 0 | 0 | 0 | 0 | 0 | 0 | 0 | 0 | 0 | 0 | 0 | 0 | 0 | 2333.0463
2025-06-30 | 4469.487 | 0.13 | 3.66 | 0 | 0 | 0 | 0 | 0 | 0 | 0 | 0 | 0 | 1 | 0 | 0 | 0 | 0 | 0 | 0 | 0 | 0 | 0 | 0 | 0 | 0 | 0 | 0 | 0 | 2672.1028
2025-06-30 | 4954.646 | 0.19 | 4.66 | 0 | 0 | 0 | 0 | 0 | 0 | 0 | 0 | 0 | 0 | 1 | 0 | 0 | 0 | 0 | 0 | 0 | 0 | 0 | 0 | 0 | 0 | 0 | 0 | 0 | 2946.7243
2025-06-30 | 5140.099 | 0.12 | 5.56 | 0 | 0 | 0 | 0 | 0 | 0 | 0 | 0 | 0 | 0 | 0 | 1 | 0 | 0 | 0 | 0 | 0 | 0 | 0 | 0 | 0 | 0 | 0 | 0 | 0 | 3129.7098
2025-06-30 | 5278.516 | 0.05 | 6.11 | 0 | 0 | 0 | 0 | 0 | 0 | 0 | 0 | 0 | 0 | 0 | 0 | 1 | 0 | 0 | 0 | 0 | 0 | 0 | 0 | 0 | 0 | 0 | 0 | 0 | 3182.7332
2025-06-30 | 5327.213 | 0 | 6.68 | 0 | 0 | 0 | 0 | 0 | 0 | 0 | 0 | 0 | 0 | 0 | 0 | 0 | 1 | 0 | 0 | 0 | 0 | 0 | 0 | 0 | 0 | 0 | 0 | 0 | 3213.2483
2025-06-30 | 5417.256 | 0 | 7.38 | 0 | 0 | 0 | 0 | 0 | 0 | 0 | 0 | 0 | 0 | 0 | 0 | 0 | 0 | 1 | 0 | 0 | 0 | 0 | 0 | 0 | 0 | 0 | 0 | 0 | 3255.1433
2025-06-30 | 5250.942 | 0.17 | 7.31 | 0 | 0 | 0 | 0 | 0 | 0 | 0 | 0 | 0 | 0 | 0 | 0 | 0 | 0 | 0 | 1 | 0 | 0 | 0 | 0 | 0 | 0 | 0 | 0 | 0 | 3197.8491
2025-06-30 | 5028.856 | 0.08 | 7.78 | 0 | 0 | 0 | 0 | 0 | 0 | 0 | 0 | 0 | 0 | 0 | 0 | 0 | 0 | 0 | 0 | 1 | 0 | 0 | 0 | 0 | 0 | 0 | 0 | 0 | 3121.6646
2025-06-30 | 4671.625 | 0.15 | 7.32 | 0 | 0 | 0 | 0 | 0 | 0 | 0 | 0 | 0 | 0 | 0 | 0 | 0 | 0 | 0 | 0 | 0 | 1 | 0 | 0 | 0 | 0 | 0 | 0 | 0 | 2916.5607
2025-06-30 | 4240.06 | 0.17 | 7.06 | 0 | 0 | 0 | 0 | 0 | 0 | 0 | 0 | 0 | 0 | 0 | 0 | 0 | 0 | 0 | 0 | 0 | 0 | 1 | 0 | 0 | 0 | 0 | 0 | 0 | 2766.6955
2025-06-30 | 3980.844 | 0.16 | 6.68 | 0 | 0 | 0 | 0 | 0 | 0 | 0 | 0 | 0 | 0 | 0 | 0 | 0 | 0 | 0 | 0 | 0 | 0 | 0 | 1 | 0 | 0 | 0 | 0 | 0 | 2670.9214
2025-06-30 | 3774.832 | 0.15 | 6.09 | 0 | 0 | 0 | 0 | 0 | 0 | 0 | 0 | 0 | 0 | 0 | 0 | 0 | 0 | 0 | 0 | 0 | 0 | 0 | 0 | 1 | 0 | 0 | 0 | 0 | 2557.0562
2025-06-30 | 3567.672 | 0.18 | 5.36 | 0 | 0 | 0 | 0 | 0 | 0 | 0 | 0 | 0 | 0 | 0 | 0 | 0 | 0 | 0 | 0 | 0 | 0 | 0 | 0 | 0 | 1 | 0 | 0 | 0 | 2391.3822
2025-06-30 | 3219.88 | 0.19 | 4.62 | 0 | 0 | 0 | 0 | 0 | 0 | 0 | 0 | 0 | 0 | 0 | 0 | 0 | 0 | 0 | 0 | 0 | 0 | 0 | 0 | 0 | 0 | 1 | 0 | 0 | 2197.7404
2025-06-30 | 2995.083 | 0.21 | 3.95 | 0 | 0 | 0 | 0 | 0 | 0 | 0 | 0 | 0 | 0 | 0 | 0 | 0 | 0 | 0 | 0 | 0 | 0 | 0 | 0 | 0 | 0 | 0 | 1 | 0 | 2027.5844
2025-06-30 | 2785.68 | 0.35 | 3.42 | 0 | 0 | 0 | 0 | 0 | 0 | 0 | 0 | 0 | 0 | 0 | 0 | 0 | 0 | 0 | 0 | 0 | 0 | 0 | 0 | 0 | 0 | 0 | 0 | 1 | 1904.6477
2025-07-01 | 2725.716 | 0.56 | 3.19 | 0 | 1 | 0 | 0 | 0 | 0 | 0 | 0 | 0 | 0 | 0 | 0 | 0 | 0 | 0 | 0 | 0 | 0 | 0 | 0 | 0 | 0 | 0 | 0 | 0 | 1854.7133
2025-07-01 | 2707.664 | 0.73 | 2.53 | 0 | 0 | 1 | 0 | 0 | 0 | 0 | 0 | 0 | 0 | 0 | 0 | 0 | 0 | 0 | 0 | 0 | 0 | 0 | 0 | 0 | 0 | 0 | 0 | 0 | 1772.873
2025-07-01 | 2680.618 | 0.94 | 2.38 | 0 | 0 | 0 | 1 | 0 | 0 | 0 | 0 | 0 | 0 | 0 | 0 | 0 | 0 | 0 | 0 | 0 | 0 | 0 | 0 | 0 | 0 | 0 | 0 | 0 | 1758.2552
2025-07-01 | 2714.522 | 1.09 | 2.2 | 0 | 0 | 0 | 0 | 1 | 0 | 0 | 0 | 0 | 0 | 0 | 0 | 0 | 0 | 0 | 0 | 0 | 0 | 0 | 0 | 0 | 0 | 0 | 0 | 0 | 1767.4103
2025-07-01 | 2710.227 | 1 | 2.19 | 0 | 0 | 0 | 0 | 0 | 1 | 0 | 0 | 0 | 0 | 0 | 0 | 0 | 0 | 0 | 0 | 0 | 0 | 0 | 0 | 0 | 0 | 0 | 0 | 0 | 1806.349
2025-07-01 | 2771.626 | 1 | 1.86 | 0 | 0 | 0 | 0 | 0 | 0 | 1 | 0 | 0 | 0 | 0 | 0 | 0 | 0 | 0 | 0 | 0 | 0 | 0 | 0 | 0 | 0 | 0 | 0 | 0 | 1879.0983
2025-07-01 | 3012.876 | 0.73 | 2.28 | 0 | 0 | 0 | 0 | 0 | 0 | 0 | 1 | 0 | 0 | 0 | 0 | 0 | 0 | 0 | 0 | 0 | 0 | 0 | 0 | 0 | 0 | 0 | 0 | 0 | 2110.0136
2025-07-01 | 3267.691 | 0.28 | 3.08 | 0 | 0 | 0 | 0 | 0 | 0 | 0 | 0 | 1 | 0 | 0 | 0 | 0 | 0 | 0 | 0 | 0 | 0 | 0 | 0 | 0 | 0 | 0 | 0 | 0 | 2387.7728
2025-07-01 | 3620.959 | 0.12 | 4.25 | 0 | 0 | 0 | 0 | 0 | 0 | 0 | 0 | 0 | 1 | 0 | 0 | 0 | 0 | 0 | 0 | 0 | 0 | 0 | 0 | 0 | 0 | 0 | 0 | 0 | 2727.6161
2025-07-01 | 3939.683 | 0.13 | 5.45 | 0 | 0 | 0 | 0 | 0 | 0 | 0 | 0 | 0 | 0 | 1 | 0 | 0 | 0 | 0 | 0 | 0 | 0 | 0 | 0 | 0 | 0 | 0 | 0 | 0 | 3019.4886
2025-07-01 | 4165.398 | 0 | 6.2 | 0 | 0 | 0 | 0 | 0 | 0 | 0 | 0 | 0 | 0 | 0 | 1 | 0 | 0 | 0 | 0 | 0 | 0 | 0 | 0 | 0 | 0 | 0 | 0 | 0 | 3186.2579
2025-07-01 | 4166.874 | 0 | 6.82 | 0 | 0 | 0 | 0 | 0 | 0 | 0 | 0 | 0 | 0 | 0 | 0 | 1 | 0 | 0 | 0 | 0 | 0 | 0 | 0 | 0 | 0 | 0 | 0 | 0 | 3248.2609
2025-07-01 | 4306.602 | 0 | 8.04 | 0 | 0 | 0 | 0 | 0 | 0 | 0 | 0 | 0 | 0 | 0 | 0 | 0 | 1 | 0 | 0 | 0 | 0 | 0 | 0 | 0 | 0 | 0 | 0 | 0 | 3341.9862
2025-07-01 | 4406.41 | 0 | 8.31 | 0 | 0 | 0 | 0 | 0 | 0 | 0 | 0 | 0 | 0 | 0 | 0 | 0 | 0 | 1 | 0 | 0 | 0 | 0 | 0 | 0 | 0 | 0 | 0 | 0 | 3343.1773
2025-07-01 | 4512.388 | 0 | 8.79 | 0 | 0 | 0 | 0 | 0 | 0 | 0 | 0 | 0 | 0 | 0 | 0 | 0 | 0 | 0 | 1 | 0 | 0 | 0 | 0 | 0 | 0 | 0 | 0 | 0 | 3332.2307
2025-07-01 | 4477.866 | 0 | 8.78 | 0 | 0 | 0 | 0 | 0 | 0 | 0 | 0 | 0 | 0 | 0 | 0 | 0 | 0 | 0 | 0 | 1 | 0 | 0 | 0 | 0 | 0 | 0 | 0 | 0 | 3213.6351
2025-07-01 | 4077.996 | 0 | 8.28 | 0 | 0 | 0 | 0 | 0 | 0 | 0 | 0 | 0 | 0 | 0 | 0 | 0 | 0 | 0 | 0 | 0 | 1 | 0 | 0 | 0 | 0 | 0 | 0 | 0 | 3002.3914
2025-07-01 | 3996.042 | 0 | 7.8 | 0 | 0 | 0 | 0 | 0 | 0 | 0 | 0 | 0 | 0 | 0 | 0 | 0 | 0 | 0 | 0 | 0 | 0 | 1 | 0 | 0 | 0 | 0 | 0 | 0 | 2831.0285
2025-07-01 | 3940.625 | 0 | 7.3 | 0 | 0 | 0 | 0 | 0 | 0 | 0 | 0 | 0 | 0 | 0 | 0 | 0 | 0 | 0 | 0 | 0 | 0 | 0 | 1 | 0 | 0 | 0 | 0 | 0 | 2724.2314
2025-07-01 | 3777.813 | 0 | 6.68 | 0 | 0 | 0 | 0 | 0 | 0 | 0 | 0 | 0 | 0 | 0 | 0 | 0 | 0 | 0 | 0 | 0 | 0 | 0 | 0 | 1 | 0 | 0 | 0 | 0 | 2607.8627
2025-07-01 | 3512.461 | 0.08 | 5.67 | 0 | 0 | 0 | 0 | 0 | 0 | 0 | 0 | 0 | 0 | 0 | 0 | 0 | 0 | 0 | 0 | 0 | 0 | 0 | 0 | 0 | 1 | 0 | 0 | 0 | 2417.3648
2025-07-01 | 3163.877 | 0.2 | 4.92 | 0 | 0 | 0 | 0 | 0 | 0 | 0 | 0 | 0 | 0 | 0 | 0 | 0 | 0 | 0 | 0 | 0 | 0 | 0 | 0 | 0 | 0 | 1 | 0 | 0 | 2226.4747
2025-07-01 | 2934.098 | 0.28 | 4.26 | 0 | 0 | 0 | 0 | 0 | 0 | 0 | 0 | 0 | 0 | 0 | 0 | 0 | 0 | 0 | 0 | 0 | 0 | 0 | 0 | 0 | 0 | 0 | 1 | 0 | 2059.2825
2025-07-01 | 2745.511 | 0.39 | 3.44 | 0 | 0 | 0 | 0 | 0 | 0 | 0 | 0 | 0 | 0 | 0 | 0 | 0 | 0 | 0 | 0 | 0 | 0 | 0 | 0 | 0 | 0 | 0 | 0 | 1 | 1907.8857
2025-07-02 | 2660.425 | 0.62 | 2.98 | 0 | 1 | 0 | 0 | 0 | 0 | 0 | 0 | 0 | 0 | 0 | 0 | 0 | 0 | 0 | 0 | 0 | 0 | 0 | 0 | 0 | 0 | 0 | 0 | 0 | 1836.8518
2025-07-02 | 2565.687 | 0.81 | 2.57 | 0 | 0 | 1 | 0 | 0 | 0 | 0 | 0 | 0 | 0 | 0 | 0 | 0 | 0 | 0 | 0 | 0 | 0 | 0 | 0 | 0 | 0 | 0 | 0 | 0 | 1779.349
2025-07-02 | 2515.095 | 1.21 | 2.16 | 0 | 0 | 0 | 1 | 0 | 0 | 0 | 0 | 0 | 0 | 0 | 0 | 0 | 0 | 0 | 0 | 0 | 0 | 0 | 0 | 0 | 0 | 0 | 0 | 0 | 1746.5075
2025-07-02 | 2517.194 | 1.41 | 2.01 | 0 | 0 | 0 | 0 | 1 | 0 | 0 | 0 | 0 | 0 | 0 | 0 | 0 | 0 | 0 | 0 | 0 | 0 | 0 | 0 | 0 | 0 | 0 | 0 | 0 | 1760.1834
2025-07-02 | 2539.202 | 1.46 | 1.7 | 0 | 0 | 0 | 0 | 0 | 1 | 0 | 0 | 0 | 0 | 0 | 0 | 0 | 0 | 0 | 0 | 0 | 0 | 0 | 0 | 0 | 0 | 0 | 0 | 0 | 1775.4308
2025-07-02 | 2740.162 | 1.77 | 1.9 | 0 | 0 | 0 | 0 | 0 | 0 | 1 | 0 | 0 | 0 | 0 | 0 | 0 | 0 | 0 | 0 | 0 | 0 | 0 | 0 | 0 | 0 | 0 | 0 | 0 | 1908.7724
2025-07-02 | 3384.742 | 1.01 | 2.15 | 0 | 0 | 0 | 0 | 0 | 0 | 0 | 1 | 0 | 0 | 0 | 0 | 0 | 0 | 0 | 0 | 0 | 0 | 0 | 0 | 0 | 0 | 0 | 0 | 0 | 2107.1215
2025-07-02 | 4112.358 | 0.17 | 3.01 | 0 | 0 | 0 | 0 | 0 | 0 | 0 | 0 | 1 | 0 | 0 | 0 | 0 | 0 | 0 | 0 | 0 | 0 | 0 | 0 | 0 | 0 | 0 | 0 | 0 | 2377.4484
2025-07-02 | 4908.061 | 0 | 4.47 | 0 | 0 | 0 | 0 | 0 | 0 | 0 | 0 | 0 | 1 | 0 | 0 | 0 | 0 | 0 | 0 | 0 | 0 | 0 | 0 | 0 | 0 | 0 | 0 | 0 | 2744.4069
2025-07-02 | 5470.358 | 0 | 5.95 | 0 | 0 | 0 | 0 | 0 | 0 | 0 | 0 | 0 | 0 | 1 | 0 | 0 | 0 | 0 | 0 | 0 | 0 | 0 | 0 | 0 | 0 | 0 | 0 | 0 | 3062.448
2025-07-02 | 5631.907 | 0 | 6.9 | 0 | 0 | 0 | 0 | 0 | 0 | 0 | 0 | 0 | 0 | 0 | 1 | 0 | 0 | 0 | 0 | 0 | 0 | 0 | 0 | 0 | 0 | 0 | 0 | 0 | 3252.52
2025-07-02 | 5683.221 | 0 | 7.93 | 0 | 0 | 0 | 0 | 0 | 0 | 0 | 0 | 0 | 0 | 0 | 0 | 1 | 0 | 0 | 0 | 0 | 0 | 0 | 0 | 0 | 0 | 0 | 0 | 0 | 3353.3337
2025-07-02 | 5836.172 | 0 | 8.46 | 0 | 0 | 0 | 0 | 0 | 0 | 0 | 0 | 0 | 0 | 0 | 0 | 0 | 1 | 0 | 0 | 0 | 0 | 0 | 0 | 0 | 0 | 0 | 0 | 0 | 3381.7434
2025-07-02 | 5926.183 | 0 | 8.46 | 0 | 0 | 0 | 0 | 0 | 0 | 0 | 0 | 0 | 0 | 0 | 0 | 0 | 0 | 1 | 0 | 0 | 0 | 0 | 0 | 0 | 0 | 0 | 0 | 0 | 3357.3763
2025-07-02 | 5959.17 | 0 | 9.36 | 0 | 0 | 0 | 0 | 0 | 0 | 0 | 0 | 0 | 0 | 0 | 0 | 0 | 0 | 0 | 1 | 0 | 0 | 0 | 0 | 0 | 0 | 0 | 0 | 0 | 3386.1869
2025-07-02 | 5777.298 | 0 | 8.98 | 0 | 0 | 0 | 0 | 0 | 0 | 0 | 0 | 0 | 0 | 0 | 0 | 0 | 0 | 0 | 0 | 1 | 0 | 0 | 0 | 0 | 0 | 0 | 0 | 0 | 3232.5672
2025-07-02 | 5200.408 | 0.2 | 8.44 | 0 | 0 | 0 | 0 | 0 | 0 | 0 | 0 | 0 | 0 | 0 | 0 | 0 | 0 | 0 | 0 | 0 | 1 | 0 | 0 | 0 | 0 | 0 | 0 | 0 | 3024.261
2025-07-02 | 4440.384 | 0 | 8.27 | 0 | 0 | 0 | 0 | 0 | 0 | 0 | 0 | 0 | 0 | 0 | 0 | 0 | 0 | 0 | 0 | 0 | 0 | 1 | 0 | 0 | 0 | 0 | 0 | 0 | 2875.5188
2025-07-02 | 4138.712 | 0 | 7.77 | 0 | 0 | 0 | 0 | 0 | 0 | 0 | 0 | 0 | 0 | 0 | 0 | 0 | 0 | 0 | 0 | 0 | 0 | 0 | 1 | 0 | 0 | 0 | 0 | 0 | 2768.7217
2025-07-02 | 3838.273 | 0 | 6.92 | 0 | 0 | 0 | 0 | 0 | 0 | 0 | 0 | 0 | 0 | 0 | 0 | 0 | 0 | 0 | 0 | 0 | 0 | 0 | 0 | 1 | 0 | 0 | 0 | 0 | 2630.5811
2025-07-02 | 3663.614 | 0 | 5.46 | 0 | 0 | 0 | 0 | 0 | 0 | 0 | 0 | 0 | 0 | 0 | 0 | 0 | 0 | 0 | 0 | 0 | 0 | 0 | 0 | 0 | 1 | 0 | 0 | 0 | 2394.7966
2025-07-02 | 3233.662 | 0 | 4.27 | 0 | 0 | 0 | 0 | 0 | 0 | 0 | 0 | 0 | 0 | 0 | 0 | 0 | 0 | 0 | 0 | 0 | 0 | 0 | 0 | 0 | 0 | 1 | 0 | 0 | 2158.2215
2025-07-02 | 2928.389 | 0.03 | 3.2 | 0 | 0 | 0 | 0 | 0 | 0 | 0 | 0 | 0 | 0 | 0 | 0 | 0 | 0 | 0 | 0 | 0 | 0 | 0 | 0 | 0 | 0 | 0 | 1 | 0 | 1950.5376
2025-07-02 | 2798.369 | 0.08 | 2.79 | 0 | 0 | 0 | 0 | 0 | 0 | 0 | 0 | 0 | 0 | 0 | 0 | 0 | 0 | 0 | 0 | 0 | 0 | 0 | 0 | 0 | 0 | 0 | 0 | 1 | 1835.9343
2025-07-03 | 2728.353 | 0.38 | 2.21 | 0 | 1 | 0 | 0 | 0 | 0 | 0 | 0 | 0 | 0 | 0 | 0 | 0 | 0 | 0 | 0 | 0 | 0 | 0 | 0 | 0 | 0 | 0 | 0 | 0 | 1755.8946
2025-07-03 | 2682.241 | 0.43 | 1.92 | 0 | 0 | 1 | 0 | 0 | 0 | 0 | 0 | 0 | 0 | 0 | 0 | 0 | 0 | 0 | 0 | 0 | 0 | 0 | 0 | 0 | 0 | 0 | 0 | 0 | 1705.0442
2025-07-03 | 2598.983 | 0.84 | 1.84 | 0 | 0 | 0 | 1 | 0 | 0 | 0 | 0 | 0 | 0 | 0 | 0 | 0 | 0 | 0 | 0 | 0 | 0 | 0 | 0 | 0 | 0 | 0 | 0 | 0 | 1703.7767
2025-07-03 | 2617.054 | 1.19 | 1.57 | 0 | 0 | 0 | 0 | 1 | 0 | 0 | 0 | 0 | 0 | 0 | 0 | 0 | 0 | 0 | 0 | 0 | 0 | 0 | 0 | 0 | 0 | 0 | 0 | 0 | 1711.1365
2025-07-03 | 2750.675 | 1.26 | 1.24 | 0 | 0 | 0 | 0 | 0 | 1 | 0 | 0 | 0 | 0 | 0 | 0 | 0 | 0 | 0 | 0 | 0 | 0 | 0 | 0 | 0 | 0 | 0 | 0 | 0 | 1725.1631
2025-07-03 | 2864.761 | 1.24 | 1.47 | 0 | 0 | 0 | 0 | 0 | 0 | 1 | 0 | 0 | 0 | 0 | 0 | 0 | 0 | 0 | 0 | 0 | 0 | 0 | 0 | 0 | 0 | 0 | 0 | 0 | 1850.2497
2025-07-03 | 3458.989 | 0.71 | 1.74 | 0 | 0 | 0 | 0 | 0 | 0 | 0 | 1 | 0 | 0 | 0 | 0 | 0 | 0 | 0 | 0 | 0 | 0 | 0 | 0 | 0 | 0 | 0 | 0 | 0 | 2058.2247
2025-07-03 | 4017.247 | 0.16 | 2.44 | 0 | 0 | 0 | 0 | 0 | 0 | 0 | 0 | 1 | 0 | 0 | 0 | 0 | 0 | 0 | 0 | 0 | 0 | 0 | 0 | 0 | 0 | 0 | 0 | 0 | 2323.1559
2025-07-03 | 4651.144 | 0 | 4 | 0 | 0 | 0 | 0 | 0 | 0 | 0 | 0 | 0 | 1 | 0 | 0 | 0 | 0 | 0 | 0 | 0 | 0 | 0 | 0 | 0 | 0 | 0 | 0 | 0 | 2699.9166
2025-07-03 | 5276.82 | 0 | 5.36 | 0 | 0 | 0 | 0 | 0 | 0 | 0 | 0 | 0 | 0 | 1 | 0 | 0 | 0 | 0 | 0 | 0 | 0 | 0 | 0 | 0 | 0 | 0 | 0 | 0 | 3006.5985
2025-07-03 | 5587.786 | 0 | 6.66 | 0 | 0 | 0 | 0 | 0 | 0 | 0 | 0 | 0 | 0 | 0 | 1 | 0 | 0 | 0 | 0 | 0 | 0 | 0 | 0 | 0 | 0 | 0 | 0 | 0 | 3229.8016
2025-07-03 | 5642.59 | 0 | 7.37 | 0 | 0 | 0 | 0 | 0 | 0 | 0 | 0 | 0 | 0 | 0 | 0 | 1 | 0 | 0 | 0 | 0 | 0 | 0 | 0 | 0 | 0 | 0 | 0 | 0 | 3300.324
2025-07-03 | 5682.894 | 0 | 8.38 | 0 | 0 | 0 | 0 | 0 | 0 | 0 | 0 | 0 | 0 | 0 | 0 | 0 | 1 | 0 | 0 | 0 | 0 | 0 | 0 | 0 | 0 | 0 | 0 | 0 | 3374.1706
2025-07-03 | 5853.173 | 0 | 8.48 | 0 | 0 | 0 | 0 | 0 | 0 | 0 | 0 | 0 | 0 | 0 | 0 | 0 | 0 | 1 | 0 | 0 | 0 | 0 | 0 | 0 | 0 | 0 | 0 | 0 | 3359.2695
2025-07-03 | 5821.114 | 0 | 8.81 | 0 | 0 | 0 | 0 | 0 | 0 | 0 | 0 | 0 | 0 | 0 | 0 | 0 | 0 | 0 | 1 | 0 | 0 | 0 | 0 | 0 | 0 | 0 | 0 | 0 | 3334.1239
2025-07-03 | 5718.749 | 0 | 9.3 | 0 | 0 | 0 | 0 | 0 | 0 | 0 | 0 | 0 | 0 | 0 | 0 | 0 | 0 | 0 | 0 | 1 | 0 | 0 | 0 | 0 | 0 | 0 | 0 | 0 | 3262.8584
2025-07-03 | 5159.809 | 0 | 8.99 | 0 | 0 | 0 | 0 | 0 | 0 | 0 | 0 | 0 | 0 | 0 | 0 | 0 | 0 | 0 | 0 | 0 | 1 | 0 | 0 | 0 | 0 | 0 | 0 | 0 | 3069.6001
2025-07-03 | 4706.7 | 0 | 8.93 | 0 | 0 | 0 | 0 | 0 | 0 | 0 | 0 | 0 | 0 | 0 | 0 | 0 | 0 | 0 | 0 | 0 | 0 | 1 | 0 | 0 | 0 | 0 | 0 | 0 | 2937.9945
2025-07-03 | 4302.697 | 0 | 8.7 | 0 | 0 | 0 | 0 | 0 | 0 | 0 | 0 | 0 | 0 | 0 | 0 | 0 | 0 | 0 | 0 | 0 | 0 | 0 | 1 | 0 | 0 | 0 | 0 | 0 | 2856.7557
2025-07-03 | 3884.903 | 0 | 7.45 | 0 | 0 | 0 | 0 | 0 | 0 | 0 | 0 | 0 | 0 | 0 | 0 | 0 | 0 | 0 | 0 | 0 | 0 | 0 | 0 | 1 | 0 | 0 | 0 | 0 | 2680.751
2025-07-03 | 3533.69 | 0 | 6.08 | 0 | 0 | 0 | 0 | 0 | 0 | 0 | 0 | 0 | 0 | 0 | 0 | 0 | 0 | 0 | 0 | 0 | 0 | 0 | 0 | 0 | 1 | 0 | 0 | 0 | 2453.4859
2025-07-03 | 3154.318 | 0 | 4.94 | 0 | 0 | 0 | 0 | 0 | 0 | 0 | 0 | 0 | 0 | 0 | 0 | 0 | 0 | 0 | 0 | 0 | 0 | 0 | 0 | 0 | 0 | 1 | 0 | 0 | 2221.6438
2025-07-03 | 2821.837 | 0 | 4.08 | 0 | 0 | 0 | 0 | 0 | 0 | 0 | 0 | 0 | 0 | 0 | 0 | 0 | 0 | 0 | 0 | 0 | 0 | 0 | 0 | 0 | 0 | 0 | 1 | 0 | 2032.83
2025-07-03 | 2622.201 | 0 | 3.19 | 0 | 0 | 0 | 0 | 0 | 0 | 0 | 0 | 0 | 0 | 0 | 0 | 0 | 0 | 0 | 0 | 0 | 0 | 0 | 0 | 0 | 0 | 0 | 0 | 1 | 1871.1088
2025-07-04 | 2498.149 | 0.24 | 2.71 | 0 | 1 | 0 | 0 | 0 | 0 | 0 | 0 | 0 | 0 | 0 | 0 | 0 | 0 | 0 | 0 | 0 | 0 | 0 | 0 | 0 | 0 | 0 | 0 | 0 | 1798.5179
2025-07-04 | 2446.105 | 0.42 | 2.01 | 0 | 0 | 1 | 0 | 0 | 0 | 0 | 0 | 0 | 0 | 0 | 0 | 0 | 0 | 0 | 0 | 0 | 0 | 0 | 0 | 0 | 0 | 0 | 0 | 0 | 1713.2274
2025-07-04 | 2435.785 | 0.72 | 1.44 | 0 | 0 | 0 | 1 | 0 | 0 | 0 | 0 | 0 | 0 | 0 | 0 | 0 | 0 | 0 | 0 | 0 | 0 | 0 | 0 | 0 | 0 | 0 | 0 | 0 | 1661.8782
2025-07-04 | 2403.362 | 0.9 | 0.97 | 0 | 0 | 0 | 0 | 1 | 0 | 0 | 0 | 0 | 0 | 0 | 0 | 0 | 0 | 0 | 0 | 0 | 0 | 0 | 0 | 0 | 0 | 0 | 0 | 0 | 1644.5905
2025-07-04 | 2416.229 | 1.14 | 0.95 | 0 | 0 | 0 | 0 | 0 | 1 | 0 | 0 | 0 | 0 | 0 | 0 | 0 | 0 | 0 | 0 | 0 | 0 | 0 | 0 | 0 | 0 | 0 | 0 | 0 | 1693.6772
2025-07-04 | 2608.606 | 1.14 | 0.84 | 0 | 0 | 0 | 0 | 0 | 0 | 1 | 0 | 0 | 0 | 0 | 0 | 0 | 0 | 0 | 0 | 0 | 0 | 0 | 0 | 0 | 0 | 0 | 0 | 0 | 1787.2518
2025-07-04 | 3176.889 | 0.52 | 1.61 | 0 | 0 | 0 | 0 | 0 | 0 | 0 | 1 | 0 | 0 | 0 | 0 | 0 | 0 | 0 | 0 | 0 | 0 | 0 | 0 | 0 | 0 | 0 | 0 | 0 | 2039.5311
2025-07-04 | 3905.482 | 0 | 3.07 | 0 | 0 | 0 | 0 | 0 | 0 | 0 | 0 | 1 | 0 | 0 | 0 | 0 | 0 | 0 | 0 | 0 | 0 | 0 | 0 | 0 | 0 | 0 | 0 | 0 | 2377.4125
2025-07-04 | 4566.197 | 0 | 5.24 | 0 | 0 | 0 | 0 | 0 | 0 | 0 | 0 | 0 | 1 | 0 | 0 | 0 | 0 | 0 | 0 | 0 | 0 | 0 | 0 | 0 | 0 | 0 | 0 | 0 | 2817.2952
2025-07-04 | 5049.06 | 0 | 6.75 | 0 | 0 | 0 | 0 | 0 | 0 | 0 | 0 | 0 | 0 | 1 | 0 | 0 | 0 | 0 | 0 | 0 | 0 | 0 | 0 | 0 | 0 | 0 | 0 | 0 | 3138.1761
2025-07-04 | 5323.988 | 0 | 7.85 | 0 | 0 | 0 | 0 | 0 | 0 | 0 | 0 | 0 | 0 | 0 | 1 | 0 | 0 | 0 | 0 | 0 | 0 | 0 | 0 | 0 | 0 | 0 | 0 | 0 | 3342.4472
2025-07-04 | 5419.913 | 0 | 8.2 | 0 | 0 | 0 | 0 | 0 | 0 | 0 | 0 | 0 | 0 | 0 | 0 | 1 | 0 | 0 | 0 | 0 | 0 | 0 | 0 | 0 | 0 | 0 | 0 | 0 | 3378.8919
2025-07-04 | 5516.518 | 0 | 8.84 | 0 | 0 | 0 | 0 | 0 | 0 | 0 | 0 | 0 | 0 | 0 | 0 | 0 | 1 | 0 | 0 | 0 | 0 | 0 | 0 | 0 | 0 | 0 | 0 | 0 | 3417.7143
2025-07-04 | 5538.982 | 0 | 9.28 | 0 | 0 | 0 | 0 | 0 | 0 | 0 | 0 | 0 | 0 | 0 | 0 | 0 | 0 | 1 | 0 | 0 | 0 | 0 | 0 | 0 | 0 | 0 | 0 | 0 | 3434.9976
2025-07-04 | 5347.463 | 0 | 9.39 | 0 | 0 | 0 | 0 | 0 | 0 | 0 | 0 | 0 | 0 | 0 | 0 | 0 | 0 | 0 | 1 | 0 | 0 | 0 | 0 | 0 | 0 | 0 | 0 | 0 | 3389.0268
2025-07-04 | 5205.777 | 0 | 9.63 | 0 | 0 | 0 | 0 | 0 | 0 | 0 | 0 | 0 | 0 | 0 | 0 | 0 | 0 | 0 | 0 | 1 | 0 | 0 | 0 | 0 | 0 | 0 | 0 | 0 | 3294.0963
2025-07-04 | 4759.544 | 0 | 9.93 | 0 | 0 | 0 | 0 | 0 | 0 | 0 | 0 | 0 | 0 | 0 | 0 | 0 | 0 | 0 | 0 | 0 | 1 | 0 | 0 | 0 | 0 | 0 | 0 | 0 | 3158.5806
2025-07-04 | 4369.157 | 0 | 9.19 | 0 | 0 | 0 | 0 | 0 | 0 | 0 | 0 | 0 | 0 | 0 | 0 | 0 | 0 | 0 | 0 | 0 | 0 | 1 | 0 | 0 | 0 | 0 | 0 | 0 | 2962.6062
2025-07-04 | 4050.318 | 0 | 8.22 | 0 | 0 | 0 | 0 | 0 | 0 | 0 | 0 | 0 | 0 | 0 | 0 | 0 | 0 | 0 | 0 | 0 | 0 | 0 | 1 | 0 | 0 | 0 | 0 | 0 | 2811.3188
2025-07-04 | 3712.162 | 0 | 7.22 | 0 | 0 | 0 | 0 | 0 | 0 | 0 | 0 | 0 | 0 | 0 | 0 | 0 | 0 | 0 | 0 | 0 | 0 | 0 | 0 | 1 | 0 | 0 | 0 | 0 | 2658.9792
2025-07-04 | 3449.635 | 0 | 5.81 | 0 | 0 | 0 | 0 | 0 | 0 | 0 | 0 | 0 | 0 | 0 | 0 | 0 | 0 | 0 | 0 | 0 | 0 | 0 | 0 | 0 | 1 | 0 | 0 | 0 | 2427.9276
2025-07-04 | 3121.161 | 0 | 5.19 | 0 | 0 | 0 | 0 | 0 | 0 | 0 | 0 | 0 | 0 | 0 | 0 | 0 | 0 | 0 | 0 | 0 | 0 | 0 | 0 | 0 | 0 | 1 | 0 | 0 | 2245.3089
2025-07-04 | 2839.551 | 0 | 4.72 | 0 | 0 | 0 | 0 | 0 | 0 | 0 | 0 | 0 | 0 | 0 | 0 | 0 | 0 | 0 | 0 | 0 | 0 | 0 | 0 | 0 | 0 | 0 | 1 | 0 | 2093.4125
2025-07-04 | 2636.651 | 0 | 4.59 | 0 | 0 | 0 | 0 | 0 | 0 | 0 | 0 | 0 | 0 | 0 | 0 | 0 | 0 | 0 | 0 | 0 | 0 | 0 | 0 | 0 | 0 | 0 | 0 | 1 | 2003.633
2025-07-05 | 2551.735 | 0 | 4.24 | 1 | 1 | 0 | 0 | 0 | 0 | 0 | 0 | 0 | 0 | 0 | 0 | 0 | 0 | 0 | 0 | 0 | 0 | 0 | 0 | 0 | 0 | 0 | 0 | 0 | 1670.126
2025-07-05 | 2445.104 | 0 | 3.73 | 1 | 0 | 1 | 0 | 0 | 0 | 0 | 0 | 0 | 0 | 0 | 0 | 0 | 0 | 0 | 0 | 0 | 0 | 0 | 0 | 0 | 0 | 0 | 0 | 0 | 1596.7693
2025-07-05 | 2406.864 | 0.08 | 3.43 | 1 | 0 | 0 | 1 | 0 | 0 | 0 | 0 | 0 | 0 | 0 | 0 | 0 | 0 | 0 | 0 | 0 | 0 | 0 | 0 | 0 | 0 | 0 | 0 | 0 | 1563.5819
2025-07-05 | 2437.173 | 0.22 | 2.94 | 1 | 0 | 0 | 0 | 1 | 0 | 0 | 0 | 0 | 0 | 0 | 0 | 0 | 0 | 0 | 0 | 0 | 0 | 0 | 0 | 0 | 0 | 0 | 0 | 0 | 1543.0561
2025-07-05 | 2420.249 | 0.31 | 2.61 | 1 | 0 | 0 | 0 | 0 | 1 | 0 | 0 | 0 | 0 | 0 | 0 | 0 | 0 | 0 | 0 | 0 | 0 | 0 | 0 | 0 | 0 | 0 | 0 | 0 | 1557.7551
2025-07-05 | 2448.652 | 0.35 | 2.49 | 1 | 0 | 0 | 0 | 0 | 0 | 1 | 0 | 0 | 0 | 0 | 0 | 0 | 0 | 0 | 0 | 0 | 0 | 0 | 0 | 0 | 0 | 0 | 0 | 0 | 1651.7279
2025-07-05 | 2689.634 | 0.1 | 3.15 | 1 | 0 | 0 | 0 | 0 | 0 | 0 | 1 | 0 | 0 | 0 | 0 | 0 | 0 | 0 | 0 | 0 | 0 | 0 | 0 | 0 | 0 | 0 | 0 | 0 | 1906.0341
2025-07-05 | 3145.955 | 0 | 4.44 | 1 | 0 | 0 | 0 | 0 | 0 | 0 | 0 | 1 | 0 | 0 | 0 | 0 | 0 | 0 | 0 | 0 | 0 | 0 | 0 | 0 | 0 | 0 | 0 | 0 | 2241.9439
2025-07-05 | 3760.758 | 0 | 6.31 | 1 | 0 | 0 | 0 | 0 | 0 | 0 | 0 | 0 | 1 | 0 | 0 | 0 | 0 | 0 | 0 | 0 | 0 | 0 | 0 | 0 | 0 | 0 | 0 | 0 | 2653.4285
2025-07-05 | 4283.242 | 0 | 7.82 | 1 | 0 | 0 | 0 | 0 | 0 | 0 | 0 | 0 | 0 | 1 | 0 | 0 | 0 | 0 | 0 | 0 | 0 | 0 | 0 | 0 | 0 | 0 | 0 | 0 | 2974.3094
2025-07-05 | 4593.022 | 0 | 8.61 | 1 | 0 | 0 | 0 | 0 | 0 | 0 | 0 | 0 | 0 | 0 | 1 | 0 | 0 | 0 | 0 | 0 | 0 | 0 | 0 | 0 | 0 | 0 | 0 | 0 | 3149.2358
2025-07-05 | 4718.256 | 0 | 9.49 | 1 | 0 | 0 | 0 | 0 | 0 | 0 | 0 | 0 | 0 | 0 | 0 | 1 | 0 | 0 | 0 | 0 | 0 | 0 | 0 | 0 | 0 | 0 | 0 | 0 | 3235.8504
2025-07-05 | 4777.511 | 0 | 9.87 | 1 | 0 | 0 | 0 | 0 | 0 | 0 | 0 | 0 | 0 | 0 | 0 | 0 | 1 | 0 | 0 | 0 | 0 | 0 | 0 | 0 | 0 | 0 | 0 | 0 | 3250.0612
2025-07-05 | 4835.703 | 0 | 10.18 | 1 | 0 | 0 | 0 | 0 | 0 | 0 | 0 | 0 | 0 | 0 | 0 | 0 | 0 | 1 | 0 | 0 | 0 | 0 | 0 | 0 | 0 | 0 | 0 | 0 | 3255.0387
2025-07-05 | 4786.789 | 0 | 10.51 | 1 | 0 | 0 | 0 | 0 | 0 | 0 | 0 | 0 | 0 | 0 | 0 | 0 | 0 | 0 | 1 | 0 | 0 | 0 | 0 | 0 | 0 | 0 | 0 | 0 | 3229.893
2025-07-05 | 4737.835 | 0 | 11.09 | 1 | 0 | 0 | 0 | 0 | 0 | 0 | 0 | 0 | 0 | 0 | 0 | 0 | 0 | 0 | 0 | 1 | 0 | 0 | 0 | 0 | 0 | 0 | 0 | 0 | 3167.147
2025-07-05 | 4617.719 | 0 | 11.51 | 1 | 0 | 0 | 0 | 0 | 0 | 0 | 0 | 0 | 0 | 0 | 0 | 0 | 0 | 0 | 0 | 0 | 1 | 0 | 0 | 0 | 0 | 0 | 0 | 0 | 3042.9906
2025-07-05 | 4461.714 | 0 | 10.8 | 1 | 0 | 0 | 0 | 0 | 0 | 0 | 0 | 0 | 0 | 0 | 0 | 0 | 0 | 0 | 0 | 0 | 0 | 1 | 0 | 0 | 0 | 0 | 0 | 0 | 2849.8559
2025-07-05 | 4262.556 | 0 | 9.31 | 1 | 0 | 0 | 0 | 0 | 0 | 0 | 0 | 0 | 0 | 0 | 0 | 0 | 0 | 0 | 0 | 0 | 0 | 0 | 1 | 0 | 0 | 0 | 0 | 0 | 2649.3453
2025-07-05 | 3948.672 | 0 | 8.34 | 1 | 0 | 0 | 0 | 0 | 0 | 0 | 0 | 0 | 0 | 0 | 0 | 0 | 0 | 0 | 0 | 0 | 0 | 0 | 0 | 1 | 0 | 0 | 0 | 0 | 2499.8455
2025-07-05 | 3754.02 | 0 | 6.96 | 1 | 0 | 0 | 0 | 0 | 0 | 0 | 0 | 0 | 0 | 0 | 0 | 0 | 0 | 0 | 0 | 0 | 0 | 0 | 0 | 0 | 1 | 0 | 0 | 0 | 2271.6337
2025-07-05 | 3437.796 | 0 | 6.49 | 1 | 0 | 0 | 0 | 0 | 0 | 0 | 0 | 0 | 0 | 0 | 0 | 0 | 0 | 0 | 0 | 0 | 0 | 0 | 0 | 0 | 0 | 1 | 0 | 0 | 2103.214
2025-07-05 | 3182.265 | 0 | 6.02 | 1 | 0 | 0 | 0 | 0 | 0 | 0 | 0 | 0 | 0 | 0 | 0 | 0 | 0 | 0 | 0 | 0 | 0 | 0 | 0 | 0 | 0 | 0 | 1 | 0 | 1951.3176
2025-07-05 | 2944.563 | 0 | 5.58 | 1 | 0 | 0 | 0 | 0 | 0 | 0 | 0 | 0 | 0 | 0 | 0 | 0 | 0 | 0 | 0 | 0 | 0 | 0 | 0 | 0 | 0 | 0 | 0 | 1 | 1832.1934
2025-07-06 | 2835.561 | 0 | 4.94 | 1 | 1 | 0 | 0 | 0 | 0 | 0 | 0 | 0 | 0 | 0 | 0 | 0 | 0 | 0 | 0 | 0 | 0 | 0 | 0 | 0 | 0 | 0 | 0 | 0 | 1736.3881
2025-07-06 | 2768.64 | 0 | 3.98 | 1 | 0 | 1 | 0 | 0 | 0 | 0 | 0 | 0 | 0 | 0 | 0 | 0 | 0 | 0 | 0 | 0 | 0 | 0 | 0 | 0 | 0 | 0 | 0 | 0 | 1620.4343
2025-07-06 | 2713.159 | 0 | 3.38 | 1 | 0 | 0 | 1 | 0 | 0 | 0 | 0 | 0 | 0 | 0 | 0 | 0 | 0 | 0 | 0 | 0 | 0 | 0 | 0 | 0 | 0 | 0 | 0 | 0 | 1556.1592
2025-07-06 | 2721.642 | 0.05 | 3.02 | 1 | 0 | 0 | 0 | 1 | 0 | 0 | 0 | 0 | 0 | 0 | 0 | 0 | 0 | 0 | 0 | 0 | 0 | 0 | 0 | 0 | 0 | 0 | 0 | 0 | 1544.9134
2025-07-06 | 2670.911 | 0.16 | 2.89 | 1 | 0 | 0 | 0 | 0 | 1 | 0 | 0 | 0 | 0 | 0 | 0 | 0 | 0 | 0 | 0 | 0 | 0 | 0 | 0 | 0 | 0 | 0 | 0 | 0 | 1579.2169
2025-07-06 | 2665.794 | 0.11 | 2.96 | 1 | 0 | 0 | 0 | 0 | 0 | 1 | 0 | 0 | 0 | 0 | 0 | 0 | 0 | 0 | 0 | 0 | 0 | 0 | 0 | 0 | 0 | 0 | 0 | 0 | 1688.1493
2025-07-06 | 2909.615 | 0 | 3.9 | 1 | 0 | 0 | 0 | 0 | 0 | 0 | 1 | 0 | 0 | 0 | 0 | 0 | 0 | 0 | 0 | 0 | 0 | 0 | 0 | 0 | 0 | 0 | 0 | 0 | 1973.6672
2025-07-06 | 3280.115 | 0 | 5.21 | 1 | 0 | 0 | 0 | 0 | 0 | 0 | 0 | 1 | 0 | 0 | 0 | 0 | 0 | 0 | 0 | 0 | 0 | 0 | 0 | 0 | 0 | 0 | 0 | 0 | 2314.8322
2025-07-06 | 3814.072 | 0 | 6.61 | 1 | 0 | 0 | 0 | 0 | 0 | 0 | 0 | 0 | 1 | 0 | 0 | 0 | 0 | 0 | 0 | 0 | 0 | 0 | 0 | 0 | 0 | 0 | 0 | 0 | 2681.8265
2025-07-06 | 4410.973 | 0 | 7.78 | 1 | 0 | 0 | 0 | 0 | 0 | 0 | 0 | 0 | 0 | 1 | 0 | 0 | 0 | 0 | 0 | 0 | 0 | 0 | 0 | 0 | 0 | 0 | 0 | 0 | 2970.523
2025-07-06 | 4750.215 | 0 | 8.64 | 1 | 0 | 0 | 0 | 0 | 0 | 0 | 0 | 0 | 0 | 0 | 1 | 0 | 0 | 0 | 0 | 0 | 0 | 0 | 0 | 0 | 0 | 0 | 0 | 0 | 3152.0756
2025-07-06 | 4914.116 | 0 | 9.23 | 1 | 0 | 0 | 0 | 0 | 0 | 0 | 0 | 0 | 0 | 0 | 0 | 1 | 0 | 0 | 0 | 0 | 0 | 0 | 0 | 0 | 0 | 0 | 0 | 0 | 3211.2388
2025-07-06 | 4970.045 | 0 | 10.06 | 1 | 0 | 0 | 0 | 0 | 0 | 0 | 0 | 0 | 0 | 0 | 0 | 0 | 1 | 0 | 0 | 0 | 0 | 0 | 0 | 0 | 0 | 0 | 0 | 0 | 3268.0466
2025-07-06 | 5084.916 | 0 | 10.23 | 1 | 0 | 0 | 0 | 0 | 0 | 0 | 0 | 0 | 0 | 0 | 0 | 0 | 0 | 1 | 0 | 0 | 0 | 0 | 0 | 0 | 0 | 0 | 0 | 0 | 3259.7717
2025-07-06 | 5103.967 | 0 | 9.91 | 1 | 0 | 0 | 0 | 0 | 0 | 0 | 0 | 0 | 0 | 0 | 0 | 0 | 0 | 0 | 1 | 0 | 0 | 0 | 0 | 0 | 0 | 0 | 0 | 0 | 3173.097
2025-07-06 | 5042.117 | 0 | 9.98 | 1 | 0 | 0 | 0 | 0 | 0 | 0 | 0 | 0 | 0 | 0 | 0 | 0 | 0 | 0 | 0 | 1 | 0 | 0 | 0 | 0 | 0 | 0 | 0 | 0 | 3062.0742
2025-07-06 | 4936.081 | 0 | 9.94 | 1 | 0 | 0 | 0 | 0 | 0 | 0 | 0 | 0 | 0 | 0 | 0 | 0 | 0 | 0 | 0 | 0 | 1 | 0 | 0 | 0 | 0 | 0 | 0 | 0 | 2894.3741
2025-07-06 | 4724.024 | 0 | 9.55 | 1 | 0 | 0 | 0 | 0 | 0 | 0 | 0 | 0 | 0 | 0 | 0 | 0 | 0 | 0 | 0 | 0 | 0 | 1 | 0 | 0 | 0 | 0 | 0 | 0 | 2731.5307
2025-07-06 | 4428.305 | 0 | 8.98 | 1 | 0 | 0 | 0 | 0 | 0 | 0 | 0 | 0 | 0 | 0 | 0 | 0 | 0 | 0 | 0 | 0 | 0 | 0 | 1 | 0 | 0 | 0 | 0 | 0 | 2618.1074
2025-07-06 | 4136.874 | 0 | 8.27 | 1 | 0 | 0 | 0 | 0 | 0 | 0 | 0 | 0 | 0 | 0 | 0 | 0 | 0 | 0 | 0 | 0 | 0 | 0 | 0 | 1 | 0 | 0 | 0 | 0 | 2493.2192
2025-07-06 | 3939.575 | 0 | 7.12 | 1 | 0 | 0 | 0 | 0 | 0 | 0 | 0 | 0 | 0 | 0 | 0 | 0 | 0 | 0 | 0 | 0 | 0 | 0 | 0 | 0 | 1 | 0 | 0 | 0 | 2286.7793
2025-07-06 | 3586.756 | 0 | 6.37 | 1 | 0 | 0 | 0 | 0 | 0 | 0 | 0 | 0 | 0 | 0 | 0 | 0 | 0 | 0 | 0 | 0 | 0 | 0 | 0 | 0 | 0 | 1 | 0 | 0 | 2091.8548
2025-07-06 | 3272.794 | 0 | 5.69 | 1 | 0 | 0 | 0 | 0 | 0 | 0 | 0 | 0 | 0 | 0 | 0 | 0 | 0 | 0 | 0 | 0 | 0 | 0 | 0 | 0 | 0 | 0 | 1 | 0 | 1920.0797
2025-07-06 | 3046.761 | 0.08 | 5.04 | 1 | 0 | 0 | 0 | 0 | 0 | 0 | 0 | 0 | 0 | 0 | 0 | 0 | 0 | 0 | 0 | 0 | 0 | 0 | 0 | 0 | 0 | 0 | 0 | 1 | 1783.7666
2025-07-07 | 2903.984 | 0.31 | 4.6 | 0 | 1 | 0 | 0 | 0 | 0 | 0 | 0 | 0 | 0 | 0 | 0 | 0 | 0 | 0 | 0 | 0 | 0 | 0 | 0 | 0 | 0 | 0 | 0 | 0 | 1979.779
2025-07-07 | 2930.219 | 0.32 | 4.19 | 0 | 0 | 1 | 0 | 0 | 0 | 0 | 0 | 0 | 0 | 0 | 0 | 0 | 0 | 0 | 0 | 0 | 0 | 0 | 0 | 0 | 0 | 0 | 0 | 0 | 1916.2245
2025-07-07 | 2932.958 | 0.56 | 3.51 | 0 | 0 | 0 | 1 | 0 | 0 | 0 | 0 | 0 | 0 | 0 | 0 | 0 | 0 | 0 | 0 | 0 | 0 | 0 | 0 | 0 | 0 | 0 | 0 | 0 | 1852.4455
2025-07-07 | 2940.05 | 0.62 | 2.86 | 0 | 0 | 0 | 0 | 1 | 0 | 0 | 0 | 0 | 0 | 0 | 0 | 0 | 0 | 0 | 0 | 0 | 0 | 0 | 0 | 0 | 0 | 0 | 0 | 0 | 1814.0845
2025-07-07 | 3009.881 | 0.66 | 2.54 | 0 | 0 | 0 | 0 | 0 | 1 | 0 | 0 | 0 | 0 | 0 | 0 | 0 | 0 | 0 | 0 | 0 | 0 | 0 | 0 | 0 | 0 | 0 | 0 | 0 | 1828.0491
2025-07-07 | 3190.791 | 0.64 | 2.35 | 0 | 0 | 0 | 0 | 0 | 0 | 1 | 0 | 0 | 0 | 0 | 0 | 0 | 0 | 0 | 0 | 0 | 0 | 0 | 0 | 0 | 0 | 0 | 0 | 0 | 1913.3785
2025-07-07 | 3773.11 | 0.38 | 2.84 | 0 | 0 | 0 | 0 | 0 | 0 | 0 | 1 | 0 | 0 | 0 | 0 | 0 | 0 | 0 | 0 | 0 | 0 | 0 | 0 | 0 | 0 | 0 | 0 | 0 | 2151.2562
2025-07-07 | 4700.182 | 0.02 | 3.51 | 0 | 0 | 0 | 0 | 0 | 0 | 0 | 0 | 1 | 0 | 0 | 0 | 0 | 0 | 0 | 0 | 0 | 0 | 0 | 0 | 0 | 0 | 0 | 0 | 0 | 2419.7354
2025-07-07 | 5451.19 | 0 | 4.52 | 0 | 0 | 0 | 0 | 0 | 0 | 0 | 0 | 0 | 1 | 0 | 0 | 0 | 0 | 0 | 0 | 0 | 0 | 0 | 0 | 0 | 0 | 0 | 0 | 0 | 2749.1399
2025-07-07 | 5910.299 | 0 | 5.94 | 0 | 0 | 0 | 0 | 0 | 0 | 0 | 0 | 0 | 0 | 1 | 0 | 0 | 0 | 0 | 0 | 0 | 0 | 0 | 0 | 0 | 0 | 0 | 0 | 0 | 3061.5014
2025-07-07 | 6151.82 | 0 | 6.83 | 0 | 0 | 0 | 0 | 0 | 0 | 0 | 0 | 0 | 0 | 0 | 1 | 0 | 0 | 0 | 0 | 0 | 0 | 0 | 0 | 0 | 0 | 0 | 0 | 0 | 3245.8938
2025-07-07 | 6227.6 | 0 | 7.38 | 0 | 0 | 0 | 0 | 0 | 0 | 0 | 0 | 0 | 0 | 0 | 0 | 1 | 0 | 0 | 0 | 0 | 0 | 0 | 0 | 0 | 0 | 0 | 0 | 0 | 3301.2706
2025-07-07 | 6290.081 | 0 | 7.5 | 0 | 0 | 0 | 0 | 0 | 0 | 0 | 0 | 0 | 0 | 0 | 0 | 0 | 1 | 0 | 0 | 0 | 0 | 0 | 0 | 0 | 0 | 0 | 0 | 0 | 3290.8697
2025-07-07 | 6263.823 | 0 | 7.7 | 0 | 0 | 0 | 0 | 0 | 0 | 0 | 0 | 0 | 0 | 0 | 0 | 0 | 0 | 1 | 0 | 0 | 0 | 0 | 0 | 0 | 0 | 0 | 0 | 0 | 3285.4346
2025-07-07 | 6256.569 | 0 | 8.18 | 0 | 0 | 0 | 0 | 0 | 0 | 0 | 0 | 0 | 0 | 0 | 0 | 0 | 0 | 0 | 1 | 0 | 0 | 0 | 0 | 0 | 0 | 0 | 0 | 0 | 3274.488
2025-07-07 | 6209.809 | 0 | 8.3 | 0 | 0 | 0 | 0 | 0 | 0 | 0 | 0 | 0 | 0 | 0 | 0 | 0 | 0 | 0 | 0 | 1 | 0 | 0 | 0 | 0 | 0 | 0 | 0 | 0 | 3168.1982
2025-07-07 | 5478.645 | 0 | 8.25 | 0 | 0 | 0 | 0 | 0 | 0 | 0 | 0 | 0 | 0 | 0 | 0 | 0 | 0 | 0 | 0 | 0 | 1 | 0 | 0 | 0 | 0 | 0 | 0 | 0 | 2999.5515
2025-07-07 | 4875.075 | 0 | 7.74 | 0 | 0 | 0 | 0 | 0 | 0 | 0 | 0 | 0 | 0 | 0 | 0 | 0 | 0 | 0 | 0 | 0 | 0 | 1 | 0 | 0 | 0 | 0 | 0 | 0 | 2825.3489
2025-07-07 | 4538.613 | 0 | 7.03 | 0 | 0 | 0 | 0 | 0 | 0 | 0 | 0 | 0 | 0 | 0 | 0 | 0 | 0 | 0 | 0 | 0 | 0 | 0 | 1 | 0 | 0 | 0 | 0 | 0 | 2698.6732
2025-07-07 | 4199.547 | 0.01 | 6 | 0 | 0 | 0 | 0 | 0 | 0 | 0 | 0 | 0 | 0 | 0 | 0 | 0 | 0 | 0 | 0 | 0 | 0 | 0 | 0 | 1 | 0 | 0 | 0 | 0 | 2543.83
2025-07-07 | 4016.02 | 0.04 | 5.01 | 0 | 0 | 0 | 0 | 0 | 0 | 0 | 0 | 0 | 0 | 0 | 0 | 0 | 0 | 0 | 0 | 0 | 0 | 0 | 0 | 0 | 1 | 0 | 0 | 0 | 2353.5443
2025-07-07 | 3508.234 | 0.08 | 4.42 | 0 | 0 | 0 | 0 | 0 | 0 | 0 | 0 | 0 | 0 | 0 | 0 | 0 | 0 | 0 | 0 | 0 | 0 | 0 | 0 | 0 | 0 | 1 | 0 | 0 | 2175.1102
2025-07-07 | 3198.713 | 0.09 | 3.7 | 0 | 0 | 0 | 0 | 0 | 0 | 0 | 0 | 0 | 0 | 0 | 0 | 0 | 0 | 0 | 0 | 0 | 0 | 0 | 0 | 0 | 0 | 0 | 1 | 0 | 1999.8849
2025-07-07 | 2996.653 | 0.1 | 3.16 | 0 | 0 | 0 | 0 | 0 | 0 | 0 | 0 | 0 | 0 | 0 | 0 | 0 | 0 | 0 | 0 | 0 | 0 | 0 | 0 | 0 | 0 | 0 | 0 | 1 | 1871.631
2025-07-08 | 2886.74 | 0.29 | 2.42 | 0 | 1 | 0 | 0 | 0 | 0 | 0 | 0 | 0 | 0 | 0 | 0 | 0 | 0 | 0 | 0 | 0 | 0 | 0 | 0 | 0 | 0 | 0 | 0 | 0 | 1772.7475
2025-07-08 | 2844.811 | 0.43 | 2.09 | 0 | 0 | 1 | 0 | 0 | 0 | 0 | 0 | 0 | 0 | 0 | 0 | 0 | 0 | 0 | 0 | 0 | 0 | 0 | 0 | 0 | 0 | 0 | 0 | 0 | 1721.1364
2025-07-08 | 2820.289 | 0.79 | 1.61 | 0 | 0 | 0 | 1 | 0 | 0 | 0 | 0 | 0 | 0 | 0 | 0 | 0 | 0 | 0 | 0 | 0 | 0 | 0 | 0 | 0 | 0 | 0 | 0 | 0 | 1680.3239
2025-07-08 | 2815.468 | 0.96 | 1.34 | 0 | 0 | 0 | 0 | 1 | 0 | 0 | 0 | 0 | 0 | 0 | 0 | 0 | 0 | 0 | 0 | 0 | 0 | 0 | 0 | 0 | 0 | 0 | 0 | 0 | 1681.6319
2025-07-08 | 2867.093 | 0.98 | 1.22 | 0 | 0 | 0 | 0 | 0 | 1 | 0 | 0 | 0 | 0 | 0 | 0 | 0 | 0 | 0 | 0 | 0 | 0 | 0 | 0 | 0 | 0 | 0 | 0 | 0 | 1713.8562
2025-07-08 | 3036.054 | 1.08 | 1.19 | 0 | 0 | 0 | 0 | 0 | 0 | 1 | 0 | 0 | 0 | 0 | 0 | 0 | 0 | 0 | 0 | 0 | 0 | 0 | 0 | 0 | 0 | 0 | 0 | 0 | 1818.3656
2025-07-08 | 3656.775 | 0.73 | 1.62 | 0 | 0 | 0 | 0 | 0 | 0 | 0 | 1 | 0 | 0 | 0 | 0 | 0 | 0 | 0 | 0 | 0 | 0 | 0 | 0 | 0 | 0 | 0 | 0 | 0 | 2047.5379
2025-07-08 | 4428.987 | 0.32 | 2.54 | 0 | 0 | 0 | 0 | 0 | 0 | 0 | 0 | 1 | 0 | 0 | 0 | 0 | 0 | 0 | 0 | 0 | 0 | 0 | 0 | 0 | 0 | 0 | 0 | 0 | 2338.0012
2025-07-08 | 5102.657 | 0.26 | 3.84 | 0 | 0 | 0 | 0 | 0 | 0 | 0 | 0 | 0 | 1 | 0 | 0 | 0 | 0 | 0 | 0 | 0 | 0 | 0 | 0 | 0 | 0 | 0 | 0 | 0 | 2693.5122
2025-07-08 | 5506.455 | 0.29 | 5.02 | 0 | 0 | 0 | 0 | 0 | 0 | 0 | 0 | 0 | 0 | 1 | 0 | 0 | 0 | 0 | 0 | 0 | 0 | 0 | 0 | 0 | 0 | 0 | 0 | 0 | 2984.1639
2025-07-08 | 5641.299 | 0.21 | 5.99 | 0 | 0 | 0 | 0 | 0 | 0 | 0 | 0 | 0 | 0 | 0 | 1 | 0 | 0 | 0 | 0 | 0 | 0 | 0 | 0 | 0 | 0 | 0 | 0 | 0 | 3173.4395
2025-07-08 | 5714.261 | 0.23 | 6.48 | 0 | 0 | 0 | 0 | 0 | 0 | 0 | 0 | 0 | 0 | 0 | 0 | 1 | 0 | 0 | 0 | 0 | 0 | 0 | 0 | 0 | 0 | 0 | 0 | 0 | 3223.8091
2025-07-08 | 5818.844 | 0.25 | 6.84 | 0 | 0 | 0 | 0 | 0 | 0 | 0 | 0 | 0 | 0 | 0 | 0 | 0 | 1 | 0 | 0 | 0 | 0 | 0 | 0 | 0 | 0 | 0 | 0 | 0 | 3236.799
2025-07-08 | 5942.092 | 0.13 | 7.09 | 0 | 0 | 0 | 0 | 0 | 0 | 0 | 0 | 0 | 0 | 0 | 0 | 0 | 0 | 1 | 0 | 0 | 0 | 0 | 0 | 0 | 0 | 0 | 0 | 0 | 3232.0625
2025-07-08 | 5997.39 | 0.14 | 6.8 | 0 | 0 | 0 | 0 | 0 | 0 | 0 | 0 | 0 | 0 | 0 | 0 | 0 | 0 | 0 | 1 | 0 | 0 | 0 | 0 | 0 | 0 | 0 | 0 | 0 | 3148.5638
2025-07-08 | 5778.78 | 0.11 | 7.04 | 0 | 0 | 0 | 0 | 0 | 0 | 0 | 0 | 0 | 0 | 0 | 0 | 0 | 0 | 0 | 0 | 1 | 0 | 0 | 0 | 0 | 0 | 0 | 0 | 0 | 3052.6247
2025-07-08 | 5149.32 | 0.05 | 7.17 | 0 | 0 | 0 | 0 | 0 | 0 | 0 | 0 | 0 | 0 | 0 | 0 | 0 | 0 | 0 | 0 | 0 | 1 | 0 | 0 | 0 | 0 | 0 | 0 | 0 | 2898.9996
2025-07-08 | 4706 | 0 | 6.86 | 0 | 0 | 0 | 0 | 0 | 0 | 0 | 0 | 0 | 0 | 0 | 0 | 0 | 0 | 0 | 0 | 0 | 0 | 1 | 0 | 0 | 0 | 0 | 0 | 0 | 2742.048
2025-07-08 | 4346.14 | 0 | 6.44 | 0 | 0 | 0 | 0 | 0 | 0 | 0 | 0 | 0 | 0 | 0 | 0 | 0 | 0 | 0 | 0 | 0 | 0 | 0 | 1 | 0 | 0 | 0 | 0 | 0 | 2642.8237
2025-07-08 | 4091.336 | 0 | 5.56 | 0 | 0 | 0 | 0 | 0 | 0 | 0 | 0 | 0 | 0 | 0 | 0 | 0 | 0 | 0 | 0 | 0 | 0 | 0 | 0 | 1 | 0 | 0 | 0 | 0 | 2501.8433
2025-07-08 | 3808.461 | 0.02 | 4.51 | 0 | 0 | 0 | 0 | 0 | 0 | 0 | 0 | 0 | 0 | 0 | 0 | 0 | 0 | 0 | 0 | 0 | 0 | 0 | 0 | 0 | 1 | 0 | 0 | 0 | 2305.5418
2025-07-08 | 3386.965 | 0.03 | 3.96 | 0 | 0 | 0 | 0 | 0 | 0 | 0 | 0 | 0 | 0 | 0 | 0 | 0 | 0 | 0 | 0 | 0 | 0 | 0 | 0 | 0 | 0 | 1 | 0 | 0 | 2129.8855
2025-07-08 | 3029.152 | 0.13 | 3.05 | 0 | 0 | 0 | 0 | 0 | 0 | 0 | 0 | 0 | 0 | 0 | 0 | 0 | 0 | 0 | 0 | 0 | 0 | 0 | 0 | 0 | 0 | 0 | 1 | 0 | 1939.7007
2025-07-08 | 2853.79 | 0.29 | 2.56 | 0 | 0 | 0 | 0 | 0 | 0 | 0 | 0 | 0 | 0 | 0 | 0 | 0 | 0 | 0 | 0 | 0 | 0 | 0 | 0 | 0 | 0 | 0 | 0 | 1 | 1821.2228
2025-07-09 | 2708.365 | 0.46 | 2.08 | 0 | 1 | 0 | 0 | 0 | 0 | 0 | 0 | 0 | 0 | 0 | 0 | 0 | 0 | 0 | 0 | 0 | 0 | 0 | 0 | 0 | 0 | 0 | 0 | 0 | 1746.2785
2025-07-09 | 2671.602 | 0.65 | 1.71 | 0 | 0 | 1 | 0 | 0 | 0 | 0 | 0 | 0 | 0 | 0 | 0 | 0 | 0 | 0 | 0 | 0 | 0 | 0 | 0 | 0 | 0 | 0 | 0 | 0 | 1692.562
2025-07-09 | 2645.551 | 0.79 | 1.38 | 0 | 0 | 0 | 1 | 0 | 0 | 0 | 0 | 0 | 0 | 0 | 0 | 0 | 0 | 0 | 0 | 0 | 0 | 0 | 0 | 0 | 0 | 0 | 0 | 0 | 1658.552
2025-07-09 | 2656.951 | 0.88 | 1.34 | 0 | 0 | 0 | 0 | 1 | 0 | 0 | 0 | 0 | 0 | 0 | 0 | 0 | 0 | 0 | 0 | 0 | 0 | 0 | 0 | 0 | 0 | 0 | 0 | 0 | 1678.9423
2025-07-09 | 2708.848 | 1.04 | 1.16 | 0 | 0 | 0 | 0 | 0 | 1 | 0 | 0 | 0 | 0 | 0 | 0 | 0 | 0 | 0 | 0 | 0 | 0 | 0 | 0 | 0 | 0 | 0 | 0 | 0 | 1710.1938
2025-07-09 | 2887.712 | 1.36 | 1.11 | 0 | 0 | 0 | 0 | 0 | 0 | 1 | 0 | 0 | 0 | 0 | 0 | 0 | 0 | 0 | 0 | 0 | 0 | 0 | 0 | 0 | 0 | 0 | 0 | 0 | 1820.2065
2025-07-09 | 3526.944 | 0.65 | 1.48 | 0 | 0 | 0 | 0 | 0 | 0 | 0 | 1 | 0 | 0 | 0 | 0 | 0 | 0 | 0 | 0 | 0 | 0 | 0 | 0 | 0 | 0 | 0 | 0 | 0 | 2031.5959
2025-07-09 | 4284.844 | 0.22 | 2.34 | 0 | 0 | 0 | 0 | 0 | 0 | 0 | 0 | 1 | 0 | 0 | 0 | 0 | 0 | 0 | 0 | 0 | 0 | 0 | 0 | 0 | 0 | 0 | 0 | 0 | 2315.7071
2025-07-09 | 4943.291 | 0.03 | 3.83 | 0 | 0 | 0 | 0 | 0 | 0 | 0 | 0 | 0 | 1 | 0 | 0 | 0 | 0 | 0 | 0 | 0 | 0 | 0 | 0 | 0 | 0 | 0 | 0 | 0 | 2684.833
2025-07-09 | 5432.686 | 0 | 5.17 | 0 | 0 | 0 | 0 | 0 | 0 | 0 | 0 | 0 | 0 | 1 | 0 | 0 | 0 | 0 | 0 | 0 | 0 | 0 | 0 | 0 | 0 | 0 | 0 | 0 | 2988.6131
2025-07-09 | 5858.793 | 0 | 6.38 | 0 | 0 | 0 | 0 | 0 | 0 | 0 | 0 | 0 | 0 | 0 | 1 | 0 | 0 | 0 | 0 | 0 | 0 | 0 | 0 | 0 | 0 | 0 | 0 | 0 | 3203.2967
2025-07-09 | 6047.533 | 0 | 7.15 | 0 | 0 | 0 | 0 | 0 | 0 | 0 | 0 | 0 | 0 | 0 | 0 | 1 | 0 | 0 | 0 | 0 | 0 | 0 | 0 | 0 | 0 | 0 | 0 | 0 | 3279.4987
2025-07-09 | 6090.846 | 0 | 7.54 | 0 | 0 | 0 | 0 | 0 | 0 | 0 | 0 | 0 | 0 | 0 | 0 | 0 | 1 | 0 | 0 | 0 | 0 | 0 | 0 | 0 | 0 | 0 | 0 | 0 | 3294.6561
2025-07-09 | 6053.224 | 0 | 7.72 | 0 | 0 | 0 | 0 | 0 | 0 | 0 | 0 | 0 | 0 | 0 | 0 | 0 | 0 | 1 | 0 | 0 | 0 | 0 | 0 | 0 | 0 | 0 | 0 | 0 | 3287.3278
2025-07-09 | 5856.924 | 0 | 8.39 | 0 | 0 | 0 | 0 | 0 | 0 | 0 | 0 | 0 | 0 | 0 | 0 | 0 | 0 | 0 | 1 | 0 | 0 | 0 | 0 | 0 | 0 | 0 | 0 | 0 | 3294.3666
2025-07-09 | 5665.899 | 0 | 8.37 | 0 | 0 | 0 | 0 | 0 | 0 | 0 | 0 | 0 | 0 | 0 | 0 | 0 | 0 | 0 | 0 | 1 | 0 | 0 | 0 | 0 | 0 | 0 | 0 | 0 | 3174.8245
2025-07-09 | 5146.977 | 0.02 | 8.04 | 0 | 0 | 0 | 0 | 0 | 0 | 0 | 0 | 0 | 0 | 0 | 0 | 0 | 0 | 0 | 0 | 0 | 1 | 0 | 0 | 0 | 0 | 0 | 0 | 0 | 2980.3453
2025-07-09 | 4682.353 | 0.04 | 7.66 | 0 | 0 | 0 | 0 | 0 | 0 | 0 | 0 | 0 | 0 | 0 | 0 | 0 | 0 | 0 | 0 | 0 | 0 | 1 | 0 | 0 | 0 | 0 | 0 | 0 | 2819.1209
2025-07-09 | 4245.433 | 0.03 | 6.95 | 0 | 0 | 0 | 0 | 0 | 0 | 0 | 0 | 0 | 0 | 0 | 0 | 0 | 0 | 0 | 0 | 0 | 0 | 0 | 1 | 0 | 0 | 0 | 0 | 0 | 2692.109
2025-07-09 | 4012.523 | 0.07 | 5.8 | 0 | 0 | 0 | 0 | 0 | 0 | 0 | 0 | 0 | 0 | 0 | 0 | 0 | 0 | 0 | 0 | 0 | 0 | 0 | 0 | 1 | 0 | 0 | 0 | 0 | 2526.9152
2025-07-09 | 3784.889 | 0.07 | 5.15 | 0 | 0 | 0 | 0 | 0 | 0 | 0 | 0 | 0 | 0 | 0 | 0 | 0 | 0 | 0 | 0 | 0 | 0 | 0 | 0 | 0 | 1 | 0 | 0 | 0 | 2367.8053
2025-07-09 | 3309.717 | 0.07 | 4.55 | 0 | 0 | 0 | 0 | 0 | 0 | 0 | 0 | 0 | 0 | 0 | 0 | 0 | 0 | 0 | 0 | 0 | 0 | 0 | 0 | 0 | 0 | 1 | 0 | 0 | 2187.0798
2025-07-09 | 3035.115 | 0.09 | 3.71 | 0 | 0 | 0 | 0 | 0 | 0 | 0 | 0 | 0 | 0 | 0 | 0 | 0 | 0 | 0 | 0 | 0 | 0 | 0 | 0 | 0 | 0 | 0 | 1 | 0 | 2000.8315
2025-07-09 | 2871.428 | 0.11 | 3.1 | 0 | 0 | 0 | 0 | 0 | 0 | 0 | 0 | 0 | 0 | 0 | 0 | 0 | 0 | 0 | 0 | 0 | 0 | 0 | 0 | 0 | 0 | 0 | 0 | 1 | 1866.2876
2025-07-10 | 2748.421 | 0.28 | 2.57 | 0 | 1 | 0 | 0 | 0 | 0 | 0 | 0 | 0 | 0 | 0 | 0 | 0 | 0 | 0 | 0 | 0 | 0 | 0 | 0 | 0 | 0 | 0 | 0 | 0 | 1786.6103
2025-07-10 | 2691.381 | 0.44 | 2.27 | 0 | 0 | 1 | 0 | 0 | 0 | 0 | 0 | 0 | 0 | 0 | 0 | 0 | 0 | 0 | 0 | 0 | 0 | 0 | 0 | 0 | 0 | 0 | 0 | 0 | 1738.5115
2025-07-10 | 2657.189 | 0.49 | 1.96 | 0 | 0 | 0 | 1 | 0 | 0 | 0 | 0 | 0 | 0 | 0 | 0 | 0 | 0 | 0 | 0 | 0 | 0 | 0 | 0 | 0 | 0 | 0 | 0 | 0 | 1703.3688
2025-07-10 | 2651.666 | 0.77 | 1.68 | 0 | 0 | 0 | 0 | 1 | 0 | 0 | 0 | 0 | 0 | 0 | 0 | 0 | 0 | 0 | 0 | 0 | 0 | 0 | 0 | 0 | 0 | 0 | 0 | 0 | 1707.4285
2025-07-10 | 2726.29 | 1.05 | 1.73 | 0 | 0 | 0 | 0 | 0 | 1 | 0 | 0 | 0 | 0 | 0 | 0 | 0 | 0 | 0 | 0 | 0 | 0 | 0 | 0 | 0 | 0 | 0 | 0 | 0 | 1764.4863
2025-07-10 | 2857.374 | 1.28 | 1.54 | 0 | 0 | 0 | 0 | 0 | 0 | 1 | 0 | 0 | 0 | 0 | 0 | 0 | 0 | 0 | 0 | 0 | 0 | 0 | 0 | 0 | 0 | 0 | 0 | 0 | 1858.2207
2025-07-10 | 3548.737 | 0.68 | 1.66 | 0 | 0 | 0 | 0 | 0 | 0 | 0 | 1 | 0 | 0 | 0 | 0 | 0 | 0 | 0 | 0 | 0 | 0 | 0 | 0 | 0 | 0 | 0 | 0 | 0 | 2049.6433
2025-07-10 | 4404.171 | 0.12 | 2.33 | 0 | 0 | 0 | 0 | 0 | 0 | 0 | 0 | 1 | 0 | 0 | 0 | 0 | 0 | 0 | 0 | 0 | 0 | 0 | 0 | 0 | 0 | 0 | 0 | 0 | 2311.3985
2025-07-10 | 5250.309 | 0 | 4 | 0 | 0 | 0 | 0 | 0 | 0 | 0 | 0 | 0 | 1 | 0 | 0 | 0 | 0 | 0 | 0 | 0 | 0 | 0 | 0 | 0 | 0 | 0 | 0 | 0 | 2699.9166
2025-07-10 | 5864.719 | 0 | 5.82 | 0 | 0 | 0 | 0 | 0 | 0 | 0 | 0 | 0 | 0 | 1 | 0 | 0 | 0 | 0 | 0 | 0 | 0 | 0 | 0 | 0 | 0 | 0 | 0 | 0 | 3050.1422
2025-07-10 | 6117.718 | 0 | 6.8 | 0 | 0 | 0 | 0 | 0 | 0 | 0 | 0 | 0 | 0 | 0 | 1 | 0 | 0 | 0 | 0 | 0 | 0 | 0 | 0 | 0 | 0 | 0 | 0 | 0 | 3243.054
2025-07-10 | 6190.832 | 0 | 7.8 | 0 | 0 | 0 | 0 | 0 | 0 | 0 | 0 | 0 | 0 | 0 | 0 | 1 | 0 | 0 | 0 | 0 | 0 | 0 | 0 | 0 | 0 | 0 | 0 | 0 | 3341.0278
2025-07-10 | 6221.57 | 0 | 7.87 | 0 | 0 | 0 | 0 | 0 | 0 | 0 | 0 | 0 | 0 | 0 | 0 | 0 | 1 | 0 | 0 | 0 | 0 | 0 | 0 | 0 | 0 | 0 | 0 | 0 | 3325.8939
2025-07-10 | 6264.125 | 0 | 8.24 | 0 | 0 | 0 | 0 | 0 | 0 | 0 | 0 | 0 | 0 | 0 | 0 | 0 | 0 | 1 | 0 | 0 | 0 | 0 | 0 | 0 | 0 | 0 | 0 | 0 | 3336.5511
2025-07-10 | 6227.051 | 0 | 8.22 | 0 | 0 | 0 | 0 | 0 | 0 | 0 | 0 | 0 | 0 | 0 | 0 | 0 | 0 | 0 | 1 | 0 | 0 | 0 | 0 | 0 | 0 | 0 | 0 | 0 | 3278.2744
2025-07-10 | 5902.007 | 0 | 8.63 | 0 | 0 | 0 | 0 | 0 | 0 | 0 | 0 | 0 | 0 | 0 | 0 | 0 | 0 | 0 | 0 | 1 | 0 | 0 | 0 | 0 | 0 | 0 | 0 | 0 | 3199.4361
2025-07-10 | 5544.02 | 0 | 8.76 | 0 | 0 | 0 | 0 | 0 | 0 | 0 | 0 | 0 | 0 | 0 | 0 | 0 | 0 | 0 | 0 | 0 | 1 | 0 | 0 | 0 | 0 | 0 | 0 | 0 | 3047.8282
2025-07-10 | 4997.821 | 0 | 8.19 | 0 | 0 | 0 | 0 | 0 | 0 | 0 | 0 | 0 | 0 | 0 | 0 | 0 | 0 | 0 | 0 | 0 | 0 | 1 | 0 | 0 | 0 | 0 | 0 | 0 | 2867.946
2025-07-10 | 4713.616 | 0 | 7.59 | 0 | 0 | 0 | 0 | 0 | 0 | 0 | 0 | 0 | 0 | 0 | 0 | 0 | 0 | 0 | 0 | 0 | 0 | 0 | 1 | 0 | 0 | 0 | 0 | 0 | 2751.6829
2025-07-10 | 4383.456 | 0 | 6.78 | 0 | 0 | 0 | 0 | 0 | 0 | 0 | 0 | 0 | 0 | 0 | 0 | 0 | 0 | 0 | 0 | 0 | 0 | 0 | 0 | 1 | 0 | 0 | 0 | 0 | 2617.3287
2025-07-10 | 4007.389 | 0 | 5.52 | 0 | 0 | 0 | 0 | 0 | 0 | 0 | 0 | 0 | 0 | 0 | 0 | 0 | 0 | 0 | 0 | 0 | 0 | 0 | 0 | 0 | 1 | 0 | 0 | 0 | 2400.4762
2025-07-10 | 3597.588 | 0 | 4.51 | 0 | 0 | 0 | 0 | 0 | 0 | 0 | 0 | 0 | 0 | 0 | 0 | 0 | 0 | 0 | 0 | 0 | 0 | 0 | 0 | 0 | 0 | 1 | 0 | 0 | 2180.94
2025-07-10 | 3197.88 | 0 | 3.88 | 0 | 0 | 0 | 0 | 0 | 0 | 0 | 0 | 0 | 0 | 0 | 0 | 0 | 0 | 0 | 0 | 0 | 0 | 0 | 0 | 0 | 0 | 0 | 1 | 0 | 2013.8979
2025-07-10 | 2954.602 | 0 | 2.74 | 0 | 0 | 0 | 0 | 0 | 0 | 0 | 0 | 0 | 0 | 0 | 0 | 0 | 0 | 0 | 0 | 0 | 0 | 0 | 0 | 0 | 0 | 0 | 0 | 1 | 1828.5117
2025-07-11 | 2831.851 | 0 | 2.29 | 0 | 1 | 0 | 0 | 0 | 0 | 0 | 0 | 0 | 0 | 0 | 0 | 0 | 0 | 0 | 0 | 0 | 0 | 0 | 0 | 0 | 0 | 0 | 0 | 0 | 1750.6917
2025-07-11 | 2809.114 | 0 | 2.15 | 0 | 0 | 1 | 0 | 0 | 0 | 0 | 0 | 0 | 0 | 0 | 0 | 0 | 0 | 0 | 0 | 0 | 0 | 0 | 0 | 0 | 0 | 0 | 0 | 0 | 1712.3593
2025-07-11 | 2853.319 | 0 | 1.75 | 0 | 0 | 0 | 1 | 0 | 0 | 0 | 0 | 0 | 0 | 0 | 0 | 0 | 0 | 0 | 0 | 0 | 0 | 0 | 0 | 0 | 0 | 0 | 0 | 0 | 1667.0162
2025-07-11 | 2826.456 | 0.13 | 1.41 | 0 | 0 | 0 | 0 | 1 | 0 | 0 | 0 | 0 | 0 | 0 | 0 | 0 | 0 | 0 | 0 | 0 | 0 | 0 | 0 | 0 | 0 | 0 | 0 | 0 | 1660.3533
2025-07-11 | 2848.65 | 0.42 | 1.42 | 0 | 0 | 0 | 0 | 0 | 1 | 0 | 0 | 0 | 0 | 0 | 0 | 0 | 0 | 0 | 0 | 0 | 0 | 0 | 0 | 0 | 0 | 0 | 0 | 0 | 1713.9609
2025-07-11 | 3031.343 | 0.33 | 1.25 | 0 | 0 | 0 | 0 | 0 | 0 | 1 | 0 | 0 | 0 | 0 | 0 | 0 | 0 | 0 | 0 | 0 | 0 | 0 | 0 | 0 | 0 | 0 | 0 | 0 | 1798.83
2025-07-11 | 3697.367 | 0.07 | 1.68 | 0 | 0 | 0 | 0 | 0 | 0 | 0 | 1 | 0 | 0 | 0 | 0 | 0 | 0 | 0 | 0 | 0 | 0 | 0 | 0 | 0 | 0 | 0 | 0 | 0 | 2031.0281
2025-07-11 | 4526.995 | 0.03 | 2.73 | 0 | 0 | 0 | 0 | 0 | 0 | 0 | 0 | 1 | 0 | 0 | 0 | 0 | 0 | 0 | 0 | 0 | 0 | 0 | 0 | 0 | 0 | 0 | 0 | 0 | 2346.2367
2025-07-11 | 5184.458 | 0 | 4.33 | 0 | 0 | 0 | 0 | 0 | 0 | 0 | 0 | 0 | 1 | 0 | 0 | 0 | 0 | 0 | 0 | 0 | 0 | 0 | 0 | 0 | 0 | 0 | 0 | 0 | 2731.1544
2025-07-11 | 5935.338 | 0 | 5.45 | 0 | 0 | 0 | 0 | 0 | 0 | 0 | 0 | 0 | 0 | 1 | 0 | 0 | 0 | 0 | 0 | 0 | 0 | 0 | 0 | 0 | 0 | 0 | 0 | 0 | 3015.1179
2025-07-11 | 6191.198 | 0 | 6.37 | 0 | 0 | 0 | 0 | 0 | 0 | 0 | 0 | 0 | 0 | 0 | 1 | 0 | 0 | 0 | 0 | 0 | 0 | 0 | 0 | 0 | 0 | 0 | 0 | 0 | 3202.3501
2025-07-11 | 6199.89 | 0 | 7.31 | 0 | 0 | 0 | 0 | 0 | 0 | 0 | 0 | 0 | 0 | 0 | 0 | 1 | 0 | 0 | 0 | 0 | 0 | 0 | 0 | 0 | 0 | 0 | 0 | 0 | 3294.6444
2025-07-11 | 6242.905 | 0 | 8.33 | 0 | 0 | 0 | 0 | 0 | 0 | 0 | 0 | 0 | 0 | 0 | 0 | 0 | 1 | 0 | 0 | 0 | 0 | 0 | 0 | 0 | 0 | 0 | 0 | 0 | 3369.4376
2025-07-11 | 6418.856 | 0 | 8.54 | 0 | 0 | 0 | 0 | 0 | 0 | 0 | 0 | 0 | 0 | 0 | 0 | 0 | 0 | 1 | 0 | 0 | 0 | 0 | 0 | 0 | 0 | 0 | 0 | 0 | 3364.9491
2025-07-11 | 6394.032 | 0 | 8.25 | 0 | 0 | 0 | 0 | 0 | 0 | 0 | 0 | 0 | 0 | 0 | 0 | 0 | 0 | 0 | 1 | 0 | 0 | 0 | 0 | 0 | 0 | 0 | 0 | 0 | 3281.1142
2025-07-11 | 6151.837 | 0 | 8.67 | 0 | 0 | 0 | 0 | 0 | 0 | 0 | 0 | 0 | 0 | 0 | 0 | 0 | 0 | 0 | 0 | 1 | 0 | 0 | 0 | 0 | 0 | 0 | 0 | 0 | 3203.2225
2025-07-11 | 5605.102 | 0 | 8.58 | 0 | 0 | 0 | 0 | 0 | 0 | 0 | 0 | 0 | 0 | 0 | 0 | 0 | 0 | 0 | 0 | 0 | 1 | 0 | 0 | 0 | 0 | 0 | 0 | 0 | 3030.7894
2025-07-11 | 5111.418 | 0 | 7.5 | 0 | 0 | 0 | 0 | 0 | 0 | 0 | 0 | 0 | 0 | 0 | 0 | 0 | 0 | 0 | 0 | 0 | 0 | 1 | 0 | 0 | 0 | 0 | 0 | 0 | 2802.6305
2025-07-11 | 4846.262 | 0 | 6.92 | 0 | 0 | 0 | 0 | 0 | 0 | 0 | 0 | 0 | 0 | 0 | 0 | 0 | 0 | 0 | 0 | 0 | 0 | 0 | 1 | 0 | 0 | 0 | 0 | 0 | 2688.2606
2025-07-11 | 4522.997 | 0 | 6.5 | 0 | 0 | 0 | 0 | 0 | 0 | 0 | 0 | 0 | 0 | 0 | 0 | 0 | 0 | 0 | 0 | 0 | 0 | 0 | 0 | 1 | 0 | 0 | 0 | 0 | 2590.8238
2025-07-11 | 4274.329 | 0 | 5.24 | 0 | 0 | 0 | 0 | 0 | 0 | 0 | 0 | 0 | 0 | 0 | 0 | 0 | 0 | 0 | 0 | 0 | 0 | 0 | 0 | 0 | 1 | 0 | 0 | 0 | 2373.9713
2025-07-11 | 3813.12 | 0 | 4.59 | 0 | 0 | 0 | 0 | 0 | 0 | 0 | 0 | 0 | 0 | 0 | 0 | 0 | 0 | 0 | 0 | 0 | 0 | 0 | 0 | 0 | 0 | 1 | 0 | 0 | 2188.5128
2025-07-11 | 3472.05 | 0 | 3.93 | 0 | 0 | 0 | 0 | 0 | 0 | 0 | 0 | 0 | 0 | 0 | 0 | 0 | 0 | 0 | 0 | 0 | 0 | 0 | 0 | 0 | 0 | 0 | 1 | 0 | 2018.6309
2025-07-11 | 3197.393 | 0.04 | 3.51 | 0 | 0 | 0 | 0 | 0 | 0 | 0 | 0 | 0 | 0 | 0 | 0 | 0 | 0 | 0 | 0 | 0 | 0 | 0 | 0 | 0 | 0 | 0 | 0 | 1 | 1902.7448
2025-07-12 | 3091.624 | 0.1 | 2.73 | 1 | 1 | 0 | 0 | 0 | 0 | 0 | 0 | 0 | 0 | 0 | 0 | 0 | 0 | 0 | 0 | 0 | 0 | 0 | 0 | 0 | 0 | 0 | 0 | 0 | 1530.5512
2025-07-12 | 3026.322 | 0.15 | 2.58 | 1 | 0 | 1 | 0 | 0 | 0 | 0 | 0 | 0 | 0 | 0 | 0 | 0 | 0 | 0 | 0 | 0 | 0 | 0 | 0 | 0 | 0 | 0 | 0 | 0 | 1492.9531
2025-07-12 | 2966.763 | 0.2 | 2.22 | 1 | 0 | 0 | 1 | 0 | 0 | 0 | 0 | 0 | 0 | 0 | 0 | 0 | 0 | 0 | 0 | 0 | 0 | 0 | 0 | 0 | 0 | 0 | 0 | 0 | 1453.0775
2025-07-12 | 2937.091 | 0.28 | 1.85 | 1 | 0 | 0 | 0 | 1 | 0 | 0 | 0 | 0 | 0 | 0 | 0 | 0 | 0 | 0 | 0 | 0 | 0 | 0 | 0 | 0 | 0 | 0 | 0 | 0 | 1441.8937
2025-07-12 | 2954.515 | 0.4 | 1.83 | 1 | 0 | 0 | 0 | 0 | 1 | 0 | 0 | 0 | 0 | 0 | 0 | 0 | 0 | 0 | 0 | 0 | 0 | 0 | 0 | 0 | 0 | 0 | 0 | 0 | 1486.946
2025-07-12 | 2978.784 | 0.35 | 1.5 | 1 | 0 | 0 | 0 | 0 | 0 | 1 | 0 | 0 | 0 | 0 | 0 | 0 | 0 | 0 | 0 | 0 | 0 | 0 | 0 | 0 | 0 | 0 | 0 | 0 | 1558.0144
2025-07-12 | 3273.669 | 0.23 | 1.98 | 1 | 0 | 0 | 0 | 0 | 0 | 0 | 1 | 0 | 0 | 0 | 0 | 0 | 0 | 0 | 0 | 0 | 0 | 0 | 0 | 0 | 0 | 0 | 0 | 0 | 1799.6523
2025-07-12 | 3806.72 | 0.16 | 3.21 | 1 | 0 | 0 | 0 | 0 | 0 | 0 | 0 | 1 | 0 | 0 | 0 | 0 | 0 | 0 | 0 | 0 | 0 | 0 | 0 | 0 | 0 | 0 | 0 | 0 | 2130.8911
2025-07-12 | 4397.272 | 0.09 | 4.53 | 1 | 0 | 0 | 0 | 0 | 0 | 0 | 0 | 0 | 1 | 0 | 0 | 0 | 0 | 0 | 0 | 0 | 0 | 0 | 0 | 0 | 0 | 0 | 0 | 0 | 2487.9592
2025-07-12 | 5013.297 | 0 | 5.76 | 1 | 0 | 0 | 0 | 0 | 0 | 0 | 0 | 0 | 0 | 1 | 0 | 0 | 0 | 0 | 0 | 0 | 0 | 0 | 0 | 0 | 0 | 0 | 0 | 0 | 2779.3095
2025-07-12 | 5368.211 | 0 | 6.52 | 1 | 0 | 0 | 0 | 0 | 0 | 0 | 0 | 0 | 0 | 0 | 1 | 0 | 0 | 0 | 0 | 0 | 0 | 0 | 0 | 0 | 0 | 0 | 0 | 0 | 2951.3961
2025-07-12 | 5433.39 | 0 | 7.15 | 1 | 0 | 0 | 0 | 0 | 0 | 0 | 0 | 0 | 0 | 0 | 0 | 1 | 0 | 0 | 0 | 0 | 0 | 0 | 0 | 0 | 0 | 0 | 0 | 0 | 3014.3456
2025-07-12 | 5506.355 | 0 | 7.74 | 1 | 0 | 0 | 0 | 0 | 0 | 0 | 0 | 0 | 0 | 0 | 0 | 0 | 1 | 0 | 0 | 0 | 0 | 0 | 0 | 0 | 0 | 0 | 0 | 0 | 3048.435
2025-07-12 | 5590.424 | 0 | 7.88 | 1 | 0 | 0 | 0 | 0 | 0 | 0 | 0 | 0 | 0 | 0 | 0 | 0 | 0 | 1 | 0 | 0 | 0 | 0 | 0 | 0 | 0 | 0 | 0 | 0 | 3037.3203
2025-07-12 | 5468.112 | 0 | 8.42 | 1 | 0 | 0 | 0 | 0 | 0 | 0 | 0 | 0 | 0 | 0 | 0 | 0 | 0 | 0 | 1 | 0 | 0 | 0 | 0 | 0 | 0 | 0 | 0 | 0 | 3032.0533
2025-07-12 | 5429.063 | 0 | 8.23 | 1 | 0 | 0 | 0 | 0 | 0 | 0 | 0 | 0 | 0 | 0 | 0 | 0 | 0 | 0 | 0 | 1 | 0 | 0 | 0 | 0 | 0 | 0 | 0 | 0 | 2896.419
2025-07-12 | 5266.243 | 0 | 8.1 | 1 | 0 | 0 | 0 | 0 | 0 | 0 | 0 | 0 | 0 | 0 | 0 | 0 | 0 | 0 | 0 | 0 | 1 | 0 | 0 | 0 | 0 | 0 | 0 | 0 | 2720.1994
2025-07-12 | 5032.507 | 0 | 7.75 | 1 | 0 | 0 | 0 | 0 | 0 | 0 | 0 | 0 | 0 | 0 | 0 | 0 | 0 | 0 | 0 | 0 | 0 | 1 | 0 | 0 | 0 | 0 | 0 | 0 | 2561.1425
2025-07-12 | 4765.137 | 0 | 7.17 | 1 | 0 | 0 | 0 | 0 | 0 | 0 | 0 | 0 | 0 | 0 | 0 | 0 | 0 | 0 | 0 | 0 | 0 | 0 | 1 | 0 | 0 | 0 | 0 | 0 | 2446.7725
2025-07-12 | 4438.736 | 0 | 6.45 | 1 | 0 | 0 | 0 | 0 | 0 | 0 | 0 | 0 | 0 | 0 | 0 | 0 | 0 | 0 | 0 | 0 | 0 | 0 | 0 | 1 | 0 | 0 | 0 | 0 | 2320.9378
2025-07-12 | 4259.083 | 0 | 5.81 | 1 | 0 | 0 | 0 | 0 | 0 | 0 | 0 | 0 | 0 | 0 | 0 | 0 | 0 | 0 | 0 | 0 | 0 | 0 | 0 | 0 | 1 | 0 | 0 | 0 | 2162.7745
2025-07-12 | 3983.874 | 0 | 5.13 | 1 | 0 | 0 | 0 | 0 | 0 | 0 | 0 | 0 | 0 | 0 | 0 | 0 | 0 | 0 | 0 | 0 | 0 | 0 | 0 | 0 | 0 | 1 | 0 | 0 | 1974.4762
2025-07-12 | 3667.314 | 0 | 4.36 | 1 | 0 | 0 | 0 | 0 | 0 | 0 | 0 | 0 | 0 | 0 | 0 | 0 | 0 | 0 | 0 | 0 | 0 | 0 | 0 | 0 | 0 | 0 | 1 | 0 | 1794.1817
2025-07-12 | 3446.221 | 0.02 | 3.73 | 1 | 0 | 0 | 0 | 0 | 0 | 0 | 0 | 0 | 0 | 0 | 0 | 0 | 0 | 0 | 0 | 0 | 0 | 0 | 0 | 0 | 0 | 0 | 0 | 1 | 1657.7446
2025-07-13 | 3285.325 | 0.11 | 3.49 | 1 | 1 | 0 | 0 | 0 | 0 | 0 | 0 | 0 | 0 | 0 | 0 | 0 | 0 | 0 | 0 | 0 | 0 | 0 | 0 | 0 | 0 | 0 | 0 | 0 | 1602.8291
2025-07-13 | 3233.163 | 0.11 | 2.94 | 1 | 0 | 1 | 0 | 0 | 0 | 0 | 0 | 0 | 0 | 0 | 0 | 0 | 0 | 0 | 0 | 0 | 0 | 0 | 0 | 0 | 0 | 0 | 0 | 0 | 1525.686
2025-07-13 | 3196.338 | 0.17 | 2.22 | 1 | 0 | 0 | 1 | 0 | 0 | 0 | 0 | 0 | 0 | 0 | 0 | 0 | 0 | 0 | 0 | 0 | 0 | 0 | 0 | 0 | 0 | 0 | 0 | 0 | 1452.0689
2025-07-13 | 3168.567 | 0.22 | 2 | 1 | 0 | 0 | 0 | 1 | 0 | 0 | 0 | 0 | 0 | 0 | 0 | 0 | 0 | 0 | 0 | 0 | 0 | 0 | 0 | 0 | 0 | 0 | 0 | 0 | 1454.0755
2025-07-13 | 3140.245 | 0.28 | 1.86 | 1 | 0 | 0 | 0 | 0 | 1 | 0 | 0 | 0 | 0 | 0 | 0 | 0 | 0 | 0 | 0 | 0 | 0 | 0 | 0 | 0 | 0 | 0 | 0 | 0 | 1485.7514
2025-07-13 | 3132.515 | 0.28 | 2.1 | 1 | 0 | 0 | 0 | 0 | 0 | 1 | 0 | 0 | 0 | 0 | 0 | 0 | 0 | 0 | 0 | 0 | 0 | 0 | 0 | 0 | 0 | 0 | 0 | 0 | 1612.457
2025-07-13 | 3412.162 | 0.05 | 2.43 | 1 | 0 | 0 | 0 | 0 | 0 | 0 | 1 | 0 | 0 | 0 | 0 | 0 | 0 | 0 | 0 | 0 | 0 | 0 | 0 | 0 | 0 | 0 | 0 | 0 | 1836.1977
2025-07-13 | 3678.148 | 0.09 | 3.72 | 1 | 0 | 0 | 0 | 0 | 0 | 0 | 0 | 1 | 0 | 0 | 0 | 0 | 0 | 0 | 0 | 0 | 0 | 0 | 0 | 0 | 0 | 0 | 0 | 0 | 2176.8144
2025-07-13 | 4200.766 | 0.21 | 4.2 | 1 | 0 | 0 | 0 | 0 | 0 | 0 | 0 | 0 | 1 | 0 | 0 | 0 | 0 | 0 | 0 | 0 | 0 | 0 | 0 | 0 | 0 | 0 | 0 | 0 | 2460.7558
2025-07-13 | 4704.029 | 0.2 | 5.32 | 1 | 0 | 0 | 0 | 0 | 0 | 0 | 0 | 0 | 0 | 1 | 0 | 0 | 0 | 0 | 0 | 0 | 0 | 0 | 0 | 0 | 0 | 0 | 0 | 0 | 2744.3831
2025-07-13 | 4773.053 | 0.17 | 5.93 | 1 | 0 | 0 | 0 | 0 | 0 | 0 | 0 | 0 | 0 | 0 | 1 | 0 | 0 | 0 | 0 | 0 | 0 | 0 | 0 | 0 | 0 | 0 | 0 | 0 | 2901.262
2025-07-13 | 4453.137 | 0.14 | 6.74 | 1 | 0 | 0 | 0 | 0 | 0 | 0 | 0 | 0 | 0 | 0 | 0 | 1 | 0 | 0 | 0 | 0 | 0 | 0 | 0 | 0 | 0 | 0 | 0 | 0 | 2980.2418
2025-07-13 | 4417.465 | 0.15 | 7.86 | 1 | 0 | 0 | 0 | 0 | 0 | 0 | 0 | 0 | 0 | 0 | 0 | 0 | 1 | 0 | 0 | 0 | 0 | 0 | 0 | 0 | 0 | 0 | 0 | 0 | 3064.8373
2025-07-13 | 4898.75 | 0.14 | 8.5 | 1 | 0 | 0 | 0 | 0 | 0 | 0 | 0 | 0 | 0 | 0 | 0 | 0 | 0 | 1 | 0 | 0 | 0 | 0 | 0 | 0 | 0 | 0 | 0 | 0 | 3100.7165
2025-07-13 | 4936.21 | 0.14 | 8.05 | 1 | 0 | 0 | 0 | 0 | 0 | 0 | 0 | 0 | 0 | 0 | 0 | 0 | 0 | 0 | 1 | 0 | 0 | 0 | 0 | 0 | 0 | 0 | 0 | 0 | 3001.7359
2025-07-13 | 4849.9 | 0.11 | 7.33 | 1 | 0 | 0 | 0 | 0 | 0 | 0 | 0 | 0 | 0 | 0 | 0 | 0 | 0 | 0 | 0 | 1 | 0 | 0 | 0 | 0 | 0 | 0 | 0 | 0 | 2814.923
2025-07-13 | 4827.639 | 0.12 | 8.02 | 1 | 0 | 0 | 0 | 0 | 0 | 0 | 0 | 0 | 0 | 0 | 0 | 0 | 0 | 0 | 0 | 0 | 1 | 0 | 0 | 0 | 0 | 0 | 0 | 0 | 2716.6611
2025-07-13 | 4650.679 | 0.11 | 8.22 | 1 | 0 | 0 | 0 | 0 | 0 | 0 | 0 | 0 | 0 | 0 | 0 | 0 | 0 | 0 | 0 | 0 | 0 | 1 | 0 | 0 | 0 | 0 | 0 | 0 | 2609.331
2025-07-13 | 4376.31 | 0.06 | 7.64 | 1 | 0 | 0 | 0 | 0 | 0 | 0 | 0 | 0 | 0 | 0 | 0 | 0 | 0 | 0 | 0 | 0 | 0 | 0 | 1 | 0 | 0 | 0 | 0 | 0 | 2493.28
2025-07-13 | 4145.983 | 0.09 | 7.05 | 1 | 0 | 0 | 0 | 0 | 0 | 0 | 0 | 0 | 0 | 0 | 0 | 0 | 0 | 0 | 0 | 0 | 0 | 0 | 0 | 1 | 0 | 0 | 0 | 0 | 2380.7597
2025-07-13 | 3997.607 | 0.08 | 6.1 | 1 | 0 | 0 | 0 | 0 | 0 | 0 | 0 | 0 | 0 | 0 | 0 | 0 | 0 | 0 | 0 | 0 | 0 | 0 | 0 | 0 | 1 | 0 | 0 | 0 | 2192.9156
2025-07-13 | 3604.874 | 0.08 | 5.16 | 1 | 0 | 0 | 0 | 0 | 0 | 0 | 0 | 0 | 0 | 0 | 0 | 0 | 0 | 0 | 0 | 0 | 0 | 0 | 0 | 0 | 0 | 1 | 0 | 0 | 1980.0056
2025-07-13 | 3295.415 | 0.04 | 4.36 | 1 | 0 | 0 | 0 | 0 | 0 | 0 | 0 | 0 | 0 | 0 | 0 | 0 | 0 | 0 | 0 | 0 | 0 | 0 | 0 | 0 | 0 | 0 | 1 | 0 | 1795.5265
2025-07-13 | 3063.066 | 0.02 | 3.95 | 1 | 0 | 0 | 0 | 0 | 0 | 0 | 0 | 0 | 0 | 0 | 0 | 0 | 0 | 0 | 0 | 0 | 0 | 0 | 0 | 0 | 0 | 0 | 0 | 1 | 1678.5698
2025-07-14 | 2901.57 | 0.31 | 2.55 | 0 | 1 | 0 | 0 | 0 | 0 | 0 | 0 | 0 | 0 | 0 | 0 | 0 | 0 | 0 | 0 | 0 | 0 | 0 | 0 | 0 | 0 | 0 | 0 | 0 | 1785.7257
2025-07-14 | 2858.43 | 0.35 | 2.22 | 0 | 0 | 1 | 0 | 0 | 0 | 0 | 0 | 0 | 0 | 0 | 0 | 0 | 0 | 0 | 0 | 0 | 0 | 0 | 0 | 0 | 0 | 0 | 0 | 0 | 1730.7526
2025-07-14 | 2824.946 | 0.43 | 1.83 | 0 | 0 | 0 | 1 | 0 | 0 | 0 | 0 | 0 | 0 | 0 | 0 | 0 | 0 | 0 | 0 | 0 | 0 | 0 | 0 | 0 | 0 | 0 | 0 | 0 | 1689.0458
2025-07-14 | 2839.483 | 0.58 | 1.75 | 0 | 0 | 0 | 0 | 1 | 0 | 0 | 0 | 0 | 0 | 0 | 0 | 0 | 0 | 0 | 0 | 0 | 0 | 0 | 0 | 0 | 0 | 0 | 0 | 0 | 1707.6669
2025-07-14 | 2866.485 | 0.82 | 1.56 | 0 | 0 | 0 | 0 | 0 | 1 | 0 | 0 | 0 | 0 | 0 | 0 | 0 | 0 | 0 | 0 | 0 | 0 | 0 | 0 | 0 | 0 | 0 | 0 | 0 | 1740.6614
2025-07-14 | 3019.382 | 0.62 | 1.68 | 0 | 0 | 0 | 0 | 0 | 0 | 1 | 0 | 0 | 0 | 0 | 0 | 0 | 0 | 0 | 0 | 0 | 0 | 0 | 0 | 0 | 0 | 0 | 0 | 0 | 1849.2838
2025-07-14 | 3613.233 | 0.36 | 1.78 | 0 | 0 | 0 | 0 | 0 | 0 | 0 | 1 | 0 | 0 | 0 | 0 | 0 | 0 | 0 | 0 | 0 | 0 | 0 | 0 | 0 | 0 | 0 | 0 | 0 | 2050.244
2025-07-14 | 4413.917 | 0.04 | 2.7 | 0 | 0 | 0 | 0 | 0 | 0 | 0 | 0 | 1 | 0 | 0 | 0 | 0 | 0 | 0 | 0 | 0 | 0 | 0 | 0 | 0 | 0 | 0 | 0 | 0 | 2343.7331
2025-07-14 | 5010.082 | 0 | 3.96 | 0 | 0 | 0 | 0 | 0 | 0 | 0 | 0 | 0 | 1 | 0 | 0 | 0 | 0 | 0 | 0 | 0 | 0 | 0 | 0 | 0 | 0 | 0 | 0 | 0 | 2696.1302
2025-07-14 | 5479.713 | 0 | 5.19 | 0 | 0 | 0 | 0 | 0 | 0 | 0 | 0 | 0 | 0 | 1 | 0 | 0 | 0 | 0 | 0 | 0 | 0 | 0 | 0 | 0 | 0 | 0 | 0 | 0 | 2990.5063
2025-07-14 | 6077.455 | 0 | 6.27 | 0 | 0 | 0 | 0 | 0 | 0 | 0 | 0 | 0 | 0 | 0 | 1 | 0 | 0 | 0 | 0 | 0 | 0 | 0 | 0 | 0 | 0 | 0 | 0 | 0 | 3192.8841
2025-07-14 | 5850.301 | 0 | 7.16 | 0 | 0 | 0 | 0 | 0 | 0 | 0 | 0 | 0 | 0 | 0 | 0 | 1 | 0 | 0 | 0 | 0 | 0 | 0 | 0 | 0 | 0 | 0 | 0 | 0 | 3280.4453
2025-07-14 | 5996.582 | 0 | 7.76 | 0 | 0 | 0 | 0 | 0 | 0 | 0 | 0 | 0 | 0 | 0 | 0 | 0 | 1 | 0 | 0 | 0 | 0 | 0 | 0 | 0 | 0 | 0 | 0 | 0 | 3315.4813
2025-07-14 | 6123.095 | 0 | 8.24 | 0 | 0 | 0 | 0 | 0 | 0 | 0 | 0 | 0 | 0 | 0 | 0 | 0 | 0 | 1 | 0 | 0 | 0 | 0 | 0 | 0 | 0 | 0 | 0 | 0 | 3336.5511
2025-07-14 | 6216.35 | 0 | 8.37 | 0 | 0 | 0 | 0 | 0 | 0 | 0 | 0 | 0 | 0 | 0 | 0 | 0 | 0 | 0 | 1 | 0 | 0 | 0 | 0 | 0 | 0 | 0 | 0 | 0 | 3292.4734
2025-07-14 | 5956.833 | 0 | 8.67 | 0 | 0 | 0 | 0 | 0 | 0 | 0 | 0 | 0 | 0 | 0 | 0 | 0 | 0 | 0 | 0 | 1 | 0 | 0 | 0 | 0 | 0 | 0 | 0 | 0 | 3203.2225
2025-07-14 | 5452.409 | 0 | 8.6 | 0 | 0 | 0 | 0 | 0 | 0 | 0 | 0 | 0 | 0 | 0 | 0 | 0 | 0 | 0 | 0 | 0 | 1 | 0 | 0 | 0 | 0 | 0 | 0 | 0 | 3032.6826
2025-07-14 | 4925.266 | 0 | 8.26 | 0 | 0 | 0 | 0 | 0 | 0 | 0 | 0 | 0 | 0 | 0 | 0 | 0 | 0 | 0 | 0 | 0 | 0 | 1 | 0 | 0 | 0 | 0 | 0 | 0 | 2874.5722
2025-07-14 | 4615.956 | 0 | 7.7 | 0 | 0 | 0 | 0 | 0 | 0 | 0 | 0 | 0 | 0 | 0 | 0 | 0 | 0 | 0 | 0 | 0 | 0 | 0 | 1 | 0 | 0 | 0 | 0 | 0 | 2762.0955
2025-07-14 | 4356.243 | 0 | 7.04 | 0 | 0 | 0 | 0 | 0 | 0 | 0 | 0 | 0 | 0 | 0 | 0 | 0 | 0 | 0 | 0 | 0 | 0 | 0 | 0 | 1 | 0 | 0 | 0 | 0 | 2641.9403
2025-07-14 | 4090.525 | 0 | 5.87 | 0 | 0 | 0 | 0 | 0 | 0 | 0 | 0 | 0 | 0 | 0 | 0 | 0 | 0 | 0 | 0 | 0 | 0 | 0 | 0 | 0 | 1 | 0 | 0 | 0 | 2433.6072
2025-07-14 | 3546.559 | 0 | 5.17 | 0 | 0 | 0 | 0 | 0 | 0 | 0 | 0 | 0 | 0 | 0 | 0 | 0 | 0 | 0 | 0 | 0 | 0 | 0 | 0 | 0 | 0 | 1 | 0 | 0 | 2243.4157
2025-07-14 | 3210.192 | 0 | 4.2 | 0 | 0 | 0 | 0 | 0 | 0 | 0 | 0 | 0 | 0 | 0 | 0 | 0 | 0 | 0 | 0 | 0 | 0 | 0 | 0 | 0 | 0 | 0 | 1 | 0 | 2044.1892
2025-07-14 | 2967.506 | 0 | 3.3 | 0 | 0 | 0 | 0 | 0 | 0 | 0 | 0 | 0 | 0 | 0 | 0 | 0 | 0 | 0 | 0 | 0 | 0 | 0 | 0 | 0 | 0 | 0 | 0 | 1 | 1881.5214
2025-07-15 | 2887.521 | 0 | 2.91 | 0 | 1 | 0 | 0 | 0 | 0 | 0 | 0 | 0 | 0 | 0 | 0 | 0 | 0 | 0 | 0 | 0 | 0 | 0 | 0 | 0 | 0 | 0 | 0 | 0 | 1809.381
2025-07-15 | 2782.14 | 0.05 | 2.56 | 0 | 0 | 1 | 0 | 0 | 0 | 0 | 0 | 0 | 0 | 0 | 0 | 0 | 0 | 0 | 0 | 0 | 0 | 0 | 0 | 0 | 0 | 0 | 0 | 0 | 1752.851
2025-07-15 | 2717.807 | 0.3 | 2.32 | 0 | 0 | 0 | 1 | 0 | 0 | 0 | 0 | 0 | 0 | 0 | 0 | 0 | 0 | 0 | 0 | 0 | 0 | 0 | 0 | 0 | 0 | 0 | 0 | 0 | 1731.0586
2025-07-15 | 2726.164 | 0.38 | 1.81 | 0 | 0 | 0 | 0 | 1 | 0 | 0 | 0 | 0 | 0 | 0 | 0 | 0 | 0 | 0 | 0 | 0 | 0 | 0 | 0 | 0 | 0 | 0 | 0 | 0 | 1706.6224
2025-07-15 | 2767.643 | 0.44 | 1.82 | 0 | 0 | 0 | 0 | 0 | 1 | 0 | 0 | 0 | 0 | 0 | 0 | 0 | 0 | 0 | 0 | 0 | 0 | 0 | 0 | 0 | 0 | 0 | 0 | 0 | 1752.4973
2025-07-15 | 2964.535 | 0.51 | 1.6 | 0 | 0 | 0 | 0 | 0 | 0 | 1 | 0 | 0 | 0 | 0 | 0 | 0 | 0 | 0 | 0 | 0 | 0 | 0 | 0 | 0 | 0 | 0 | 0 | 0 | 1838.0127
2025-07-15 | 3644.416 | 0.24 | 2.35 | 0 | 0 | 0 | 0 | 0 | 0 | 0 | 1 | 0 | 0 | 0 | 0 | 0 | 0 | 0 | 0 | 0 | 0 | 0 | 0 | 0 | 0 | 0 | 0 | 0 | 2100.1659
2025-07-15 | 4620.03 | 0 | 3.63 | 0 | 0 | 0 | 0 | 0 | 0 | 0 | 0 | 1 | 0 | 0 | 0 | 0 | 0 | 0 | 0 | 0 | 0 | 0 | 0 | 0 | 0 | 0 | 0 | 0 | 2430.4222
2025-07-15 | 5511.091 | 0 | 4.93 | 0 | 0 | 0 | 0 | 0 | 0 | 0 | 0 | 0 | 1 | 0 | 0 | 0 | 0 | 0 | 0 | 0 | 0 | 0 | 0 | 0 | 0 | 0 | 0 | 0 | 2787.9505
2025-07-15 | 6163.411 | 0 | 6.11 | 0 | 0 | 0 | 0 | 0 | 0 | 0 | 0 | 0 | 0 | 1 | 0 | 0 | 0 | 0 | 0 | 0 | 0 | 0 | 0 | 0 | 0 | 0 | 0 | 0 | 3077.5936
2025-07-15 | 6459.318 | 0 | 6.89 | 0 | 0 | 0 | 0 | 0 | 0 | 0 | 0 | 0 | 0 | 0 | 1 | 0 | 0 | 0 | 0 | 0 | 0 | 0 | 0 | 0 | 0 | 0 | 0 | 0 | 3251.5734
2025-07-15 | 6601.941 | 0 | 7.62 | 0 | 0 | 0 | 0 | 0 | 0 | 0 | 0 | 0 | 0 | 0 | 0 | 1 | 0 | 0 | 0 | 0 | 0 | 0 | 0 | 0 | 0 | 0 | 0 | 0 | 3323.989
2025-07-15 | 6627.209 | 0 | 7.31 | 0 | 0 | 0 | 0 | 0 | 0 | 0 | 0 | 0 | 0 | 0 | 0 | 0 | 1 | 0 | 0 | 0 | 0 | 0 | 0 | 0 | 0 | 0 | 0 | 0 | 3272.8842
2025-07-15 | 6750.547 | 0 | 7.98 | 0 | 0 | 0 | 0 | 0 | 0 | 0 | 0 | 0 | 0 | 0 | 0 | 0 | 0 | 1 | 0 | 0 | 0 | 0 | 0 | 0 | 0 | 0 | 0 | 0 | 3311.9394
2025-07-15 | 6731.236 | 0 | 8.89 | 0 | 0 | 0 | 0 | 0 | 0 | 0 | 0 | 0 | 0 | 0 | 0 | 0 | 0 | 0 | 1 | 0 | 0 | 0 | 0 | 0 | 0 | 0 | 0 | 0 | 3341.6967
2025-07-15 | 6497.536 | 0 | 8.57 | 0 | 0 | 0 | 0 | 0 | 0 | 0 | 0 | 0 | 0 | 0 | 0 | 0 | 0 | 0 | 0 | 1 | 0 | 0 | 0 | 0 | 0 | 0 | 0 | 0 | 3193.7565
2025-07-15 | 5846.789 | 0 | 9.09 | 0 | 0 | 0 | 0 | 0 | 0 | 0 | 0 | 0 | 0 | 0 | 0 | 0 | 0 | 0 | 0 | 0 | 1 | 0 | 0 | 0 | 0 | 0 | 0 | 0 | 3079.0661
2025-07-15 | 5303.121 | 0 | 8.96 | 0 | 0 | 0 | 0 | 0 | 0 | 0 | 0 | 0 | 0 | 0 | 0 | 0 | 0 | 0 | 0 | 0 | 0 | 1 | 0 | 0 | 0 | 0 | 0 | 0 | 2940.8343
2025-07-15 | 4914.965 | 0 | 8 | 0 | 0 | 0 | 0 | 0 | 0 | 0 | 0 | 0 | 0 | 0 | 0 | 0 | 0 | 0 | 0 | 0 | 0 | 0 | 1 | 0 | 0 | 0 | 0 | 0 | 2790.4936
2025-07-15 | 4534.622 | 0 | 6.94 | 0 | 0 | 0 | 0 | 0 | 0 | 0 | 0 | 0 | 0 | 0 | 0 | 0 | 0 | 0 | 0 | 0 | 0 | 0 | 0 | 1 | 0 | 0 | 0 | 0 | 2632.4743
2025-07-15 | 4323.152 | 0 | 5.6 | 0 | 0 | 0 | 0 | 0 | 0 | 0 | 0 | 0 | 0 | 0 | 0 | 0 | 0 | 0 | 0 | 0 | 0 | 0 | 0 | 0 | 1 | 0 | 0 | 0 | 2408.049
2025-07-15 | 3784.75 | 0 | 4.89 | 0 | 0 | 0 | 0 | 0 | 0 | 0 | 0 | 0 | 0 | 0 | 0 | 0 | 0 | 0 | 0 | 0 | 0 | 0 | 0 | 0 | 0 | 1 | 0 | 0 | 2216.9108
2025-07-15 | 3432.188 | 0.12 | 4.34 | 0 | 0 | 0 | 0 | 0 | 0 | 0 | 0 | 0 | 0 | 0 | 0 | 0 | 0 | 0 | 0 | 0 | 0 | 0 | 0 | 0 | 0 | 0 | 1 | 0 | 2061.476
2025-07-15 | 3203.207 | 0.12 | 3.79 | 0 | 0 | 0 | 0 | 0 | 0 | 0 | 0 | 0 | 0 | 0 | 0 | 0 | 0 | 0 | 0 | 0 | 0 | 0 | 0 | 0 | 0 | 0 | 0 | 1 | 1931.9393
2025-07-16 | 3058.137 | 0.17 | 3.24 | 0 | 1 | 0 | 0 | 0 | 0 | 0 | 0 | 0 | 0 | 0 | 0 | 0 | 0 | 0 | 0 | 0 | 0 | 0 | 0 | 0 | 0 | 0 | 0 | 0 | 1846.3343
2025-07-16 | 2958.563 | 0.15 | 3.02 | 0 | 0 | 1 | 0 | 0 | 0 | 0 | 0 | 0 | 0 | 0 | 0 | 0 | 0 | 0 | 0 | 0 | 0 | 0 | 0 | 0 | 0 | 0 | 0 | 0 | 1799.7567
2025-07-16 | 2930.741 | 0.23 | 2.4 | 0 | 0 | 0 | 1 | 0 | 0 | 0 | 0 | 0 | 0 | 0 | 0 | 0 | 0 | 0 | 0 | 0 | 0 | 0 | 0 | 0 | 0 | 0 | 0 | 0 | 1736.278
2025-07-16 | 2940.384 | 0.21 | 2.27 | 0 | 0 | 0 | 0 | 1 | 0 | 0 | 0 | 0 | 0 | 0 | 0 | 0 | 0 | 0 | 0 | 0 | 0 | 0 | 0 | 0 | 0 | 0 | 0 | 0 | 1744.4507
2025-07-16 | 2979.794 | 0.3 | 2.12 | 0 | 0 | 0 | 0 | 0 | 1 | 0 | 0 | 0 | 0 | 0 | 0 | 0 | 0 | 0 | 0 | 0 | 0 | 0 | 0 | 0 | 0 | 0 | 0 | 0 | 1776.1885
2025-07-16 | 3112.605 | 0.33 | 1.92 | 0 | 0 | 0 | 0 | 0 | 0 | 1 | 0 | 0 | 0 | 0 | 0 | 0 | 0 | 0 | 0 | 0 | 0 | 0 | 0 | 0 | 0 | 0 | 0 | 0 | 1862.2523
2025-07-16 | 3829.47 | 0.31 | 2.55 | 0 | 0 | 0 | 0 | 0 | 0 | 0 | 1 | 0 | 0 | 0 | 0 | 0 | 0 | 0 | 0 | 0 | 0 | 0 | 0 | 0 | 0 | 0 | 0 | 0 | 2121.4513
2025-07-16 | 4813.718 | 0.25 | 3.62 | 0 | 0 | 0 | 0 | 0 | 0 | 0 | 0 | 1 | 0 | 0 | 0 | 0 | 0 | 0 | 0 | 0 | 0 | 0 | 0 | 0 | 0 | 0 | 0 | 0 | 2437.8807
2025-07-16 | 5699.321 | 0.11 | 5.18 | 0 | 0 | 0 | 0 | 0 | 0 | 0 | 0 | 0 | 1 | 0 | 0 | 0 | 0 | 0 | 0 | 0 | 0 | 0 | 0 | 0 | 0 | 0 | 0 | 0 | 2815.3138
2025-07-16 | 6427.307 | 0.02 | 6.13 | 0 | 0 | 0 | 0 | 0 | 0 | 0 | 0 | 0 | 0 | 1 | 0 | 0 | 0 | 0 | 0 | 0 | 0 | 0 | 0 | 0 | 0 | 0 | 0 | 0 | 3080.1592
2025-07-16 | 6661.325 | 0 | 6.64 | 0 | 0 | 0 | 0 | 0 | 0 | 0 | 0 | 0 | 0 | 0 | 1 | 0 | 0 | 0 | 0 | 0 | 0 | 0 | 0 | 0 | 0 | 0 | 0 | 0 | 3227.9084
2025-07-16 | 6737.923 | 0 | 7.54 | 0 | 0 | 0 | 0 | 0 | 0 | 0 | 0 | 0 | 0 | 0 | 0 | 1 | 0 | 0 | 0 | 0 | 0 | 0 | 0 | 0 | 0 | 0 | 0 | 0 | 3316.4162
2025-07-16 | 6853.993 | 0 | 7.88 | 0 | 0 | 0 | 0 | 0 | 0 | 0 | 0 | 0 | 0 | 0 | 0 | 0 | 1 | 0 | 0 | 0 | 0 | 0 | 0 | 0 | 0 | 0 | 0 | 0 | 3326.8405
2025-07-16 | 6873.559 | 0 | 8.33 | 0 | 0 | 0 | 0 | 0 | 0 | 0 | 0 | 0 | 0 | 0 | 0 | 0 | 0 | 1 | 0 | 0 | 0 | 0 | 0 | 0 | 0 | 0 | 0 | 0 | 3345.0705
2025-07-16 | 6806.929 | 0 | 8.69 | 0 | 0 | 0 | 0 | 0 | 0 | 0 | 0 | 0 | 0 | 0 | 0 | 0 | 0 | 0 | 1 | 0 | 0 | 0 | 0 | 0 | 0 | 0 | 0 | 0 | 3322.7646
2025-07-16 | 6616.518 | 0 | 7.67 | 0 | 0 | 0 | 0 | 0 | 0 | 0 | 0 | 0 | 0 | 0 | 0 | 0 | 0 | 0 | 0 | 1 | 0 | 0 | 0 | 0 | 0 | 0 | 0 | 0 | 3108.5623
2025-07-16 | 6017.372 | 0 | 7.67 | 0 | 0 | 0 | 0 | 0 | 0 | 0 | 0 | 0 | 0 | 0 | 0 | 0 | 0 | 0 | 0 | 0 | 1 | 0 | 0 | 0 | 0 | 0 | 0 | 0 | 2944.6487
2025-07-16 | 5486.642 | 0 | 7.32 | 0 | 0 | 0 | 0 | 0 | 0 | 0 | 0 | 0 | 0 | 0 | 0 | 0 | 0 | 0 | 0 | 0 | 0 | 1 | 0 | 0 | 0 | 0 | 0 | 0 | 2785.5917
2025-07-16 | 5043.698 | 0 | 6.52 | 0 | 0 | 0 | 0 | 0 | 0 | 0 | 0 | 0 | 0 | 0 | 0 | 0 | 0 | 0 | 0 | 0 | 0 | 0 | 1 | 0 | 0 | 0 | 0 | 0 | 2650.3965
2025-07-16 | 4806.331 | 0 | 5.64 | 0 | 0 | 0 | 0 | 0 | 0 | 0 | 0 | 0 | 0 | 0 | 0 | 0 | 0 | 0 | 0 | 0 | 0 | 0 | 0 | 1 | 0 | 0 | 0 | 0 | 2509.4161
2025-07-16 | 4514.623 | 0 | 5.1 | 0 | 0 | 0 | 0 | 0 | 0 | 0 | 0 | 0 | 0 | 0 | 0 | 0 | 0 | 0 | 0 | 0 | 0 | 0 | 0 | 0 | 1 | 0 | 0 | 0 | 2360.7189
2025-07-16 | 3993.441 | 0 | 4.61 | 0 | 0 | 0 | 0 | 0 | 0 | 0 | 0 | 0 | 0 | 0 | 0 | 0 | 0 | 0 | 0 | 0 | 0 | 0 | 0 | 0 | 0 | 1 | 0 | 0 | 2190.406
2025-07-16 | 3720.052 | 0 | 4.16 | 0 | 0 | 0 | 0 | 0 | 0 | 0 | 0 | 0 | 0 | 0 | 0 | 0 | 0 | 0 | 0 | 0 | 0 | 0 | 0 | 0 | 0 | 0 | 1 | 0 | 2040.4028
2025-07-16 | 3512.642 | 0 | 3.9 | 0 | 0 | 0 | 0 | 0 | 0 | 0 | 0 | 0 | 0 | 0 | 0 | 0 | 0 | 0 | 0 | 0 | 0 | 0 | 0 | 0 | 0 | 0 | 0 | 1 | 1938.3175
2025-07-17 | 3402.602 | 0 | 3.69 | 0 | 1 | 0 | 0 | 0 | 0 | 0 | 0 | 0 | 0 | 0 | 0 | 0 | 0 | 0 | 0 | 0 | 0 | 0 | 0 | 0 | 0 | 0 | 0 | 0 | 1883.216
2025-07-17 | 3305.331 | 0.12 | 3.16 | 0 | 0 | 1 | 0 | 0 | 0 | 0 | 0 | 0 | 0 | 0 | 0 | 0 | 0 | 0 | 0 | 0 | 0 | 0 | 0 | 0 | 0 | 0 | 0 | 0 | 1812.0005
2025-07-17 | 3273.909 | 0.22 | 3.09 | 0 | 0 | 0 | 1 | 0 | 0 | 0 | 0 | 0 | 0 | 0 | 0 | 0 | 0 | 0 | 0 | 0 | 0 | 0 | 0 | 0 | 0 | 0 | 0 | 0 | 1801.2573
2025-07-17 | 3330.291 | 0.32 | 2.7 | 0 | 0 | 0 | 0 | 1 | 0 | 0 | 0 | 0 | 0 | 0 | 0 | 0 | 0 | 0 | 0 | 0 | 0 | 0 | 0 | 0 | 0 | 0 | 0 | 0 | 1788.8528
2025-07-17 | 3447.072 | 0.4 | 2.51 | 0 | 0 | 0 | 0 | 0 | 1 | 0 | 0 | 0 | 0 | 0 | 0 | 0 | 0 | 0 | 0 | 0 | 0 | 0 | 0 | 0 | 0 | 0 | 0 | 0 | 1816.468
2025-07-17 | 3622.283 | 0.38 | 2.41 | 0 | 0 | 0 | 0 | 0 | 0 | 1 | 0 | 0 | 0 | 0 | 0 | 0 | 0 | 0 | 0 | 0 | 0 | 0 | 0 | 0 | 0 | 0 | 0 | 0 | 1910.3168
2025-07-17 | 4208.617 | 0.17 | 2.41 | 0 | 0 | 0 | 0 | 0 | 0 | 0 | 1 | 0 | 0 | 0 | 0 | 0 | 0 | 0 | 0 | 0 | 0 | 0 | 0 | 0 | 0 | 0 | 0 | 0 | 2103.4921
2025-07-17 | 5040.131 | 0.01 | 3.3 | 0 | 0 | 0 | 0 | 0 | 0 | 0 | 0 | 1 | 0 | 0 | 0 | 0 | 0 | 0 | 0 | 0 | 0 | 0 | 0 | 0 | 0 | 0 | 0 | 0 | 2399.5206
2025-07-17 | 5874.793 | 0 | 4.39 | 0 | 0 | 0 | 0 | 0 | 0 | 0 | 0 | 0 | 1 | 0 | 0 | 0 | 0 | 0 | 0 | 0 | 0 | 0 | 0 | 0 | 0 | 0 | 0 | 0 | 2736.834
2025-07-17 | 6469.058 | 0 | 5.38 | 0 | 0 | 0 | 0 | 0 | 0 | 0 | 0 | 0 | 0 | 1 | 0 | 0 | 0 | 0 | 0 | 0 | 0 | 0 | 0 | 0 | 0 | 0 | 0 | 0 | 3008.4917
2025-07-17 | 6731.302 | 0 | 6.34 | 0 | 0 | 0 | 0 | 0 | 0 | 0 | 0 | 0 | 0 | 0 | 1 | 0 | 0 | 0 | 0 | 0 | 0 | 0 | 0 | 0 | 0 | 0 | 0 | 0 | 3199.5103
2025-07-17 | 6672.793 | 0 | 6.87 | 0 | 0 | 0 | 0 | 0 | 0 | 0 | 0 | 0 | 0 | 0 | 0 | 1 | 0 | 0 | 0 | 0 | 0 | 0 | 0 | 0 | 0 | 0 | 0 | 0 | 3252.9939
2025-07-17 | 6724.714 | 0 | 7.65 | 0 | 0 | 0 | 0 | 0 | 0 | 0 | 0 | 0 | 0 | 0 | 0 | 0 | 1 | 0 | 0 | 0 | 0 | 0 | 0 | 0 | 0 | 0 | 0 | 0 | 3305.0687
2025-07-17 | 6683.66 | 0 | 7.94 | 0 | 0 | 0 | 0 | 0 | 0 | 0 | 0 | 0 | 0 | 0 | 0 | 0 | 0 | 1 | 0 | 0 | 0 | 0 | 0 | 0 | 0 | 0 | 0 | 0 | 3308.153
2025-07-17 | 6597.498 | 0 | 8.53 | 0 | 0 | 0 | 0 | 0 | 0 | 0 | 0 | 0 | 0 | 0 | 0 | 0 | 0 | 0 | 1 | 0 | 0 | 0 | 0 | 0 | 0 | 0 | 0 | 0 | 3307.619
2025-07-17 | 6262.058 | 0 | 8.08 | 0 | 0 | 0 | 0 | 0 | 0 | 0 | 0 | 0 | 0 | 0 | 0 | 0 | 0 | 0 | 0 | 1 | 0 | 0 | 0 | 0 | 0 | 0 | 0 | 0 | 3147.373
2025-07-17 | 5436.912 | 0 | 7.63 | 0 | 0 | 0 | 0 | 0 | 0 | 0 | 0 | 0 | 0 | 0 | 0 | 0 | 0 | 0 | 0 | 0 | 1 | 0 | 0 | 0 | 0 | 0 | 0 | 0 | 2940.8623
2025-07-17 | 4641.623 | 0 | 6.78 | 0 | 0 | 0 | 0 | 0 | 0 | 0 | 0 | 0 | 0 | 0 | 0 | 0 | 0 | 0 | 0 | 0 | 0 | 1 | 0 | 0 | 0 | 0 | 0 | 0 | 2734.4752
2025-07-17 | 4218.496 | 0 | 6.5 | 0 | 0 | 0 | 0 | 0 | 0 | 0 | 0 | 0 | 0 | 0 | 0 | 0 | 0 | 0 | 0 | 0 | 0 | 0 | 1 | 0 | 0 | 0 | 0 | 0 | 2648.5033
2025-07-17 | 3981.731 | 0 | 5.77 | 0 | 0 | 0 | 0 | 0 | 0 | 0 | 0 | 0 | 0 | 0 | 0 | 0 | 0 | 0 | 0 | 0 | 0 | 0 | 0 | 1 | 0 | 0 | 0 | 0 | 2521.7219
2025-07-17 | 3718.201 | 0.04 | 4.53 | 0 | 0 | 0 | 0 | 0 | 0 | 0 | 0 | 0 | 0 | 0 | 0 | 0 | 0 | 0 | 0 | 0 | 0 | 0 | 0 | 0 | 1 | 0 | 0 | 0 | 2308.1074
2025-07-17 | 3311.209 | 0.05 | 4.03 | 0 | 0 | 0 | 0 | 0 | 0 | 0 | 0 | 0 | 0 | 0 | 0 | 0 | 0 | 0 | 0 | 0 | 0 | 0 | 0 | 0 | 0 | 1 | 0 | 0 | 2137.1841
2025-07-17 | 2909.592 | 0.12 | 3.57 | 0 | 0 | 0 | 0 | 0 | 0 | 0 | 0 | 0 | 0 | 0 | 0 | 0 | 0 | 0 | 0 | 0 | 0 | 0 | 0 | 0 | 0 | 0 | 1 | 0 | 1988.5877
2025-07-17 | 2723.09 | 0.21 | 3.09 | 0 | 0 | 0 | 0 | 0 | 0 | 0 | 0 | 0 | 0 | 0 | 0 | 0 | 0 | 0 | 0 | 0 | 0 | 0 | 0 | 0 | 0 | 0 | 0 | 1 | 1868.703
2025-07-18 | 2630.958 | 0.29 | 2.52 | 0 | 1 | 0 | 0 | 0 | 0 | 0 | 0 | 0 | 0 | 0 | 0 | 0 | 0 | 0 | 0 | 0 | 0 | 0 | 0 | 0 | 0 | 0 | 0 | 0 | 1782.2135
2025-07-18 | 2549.889 | 0.47 | 2.04 | 0 | 0 | 1 | 0 | 0 | 0 | 0 | 0 | 0 | 0 | 0 | 0 | 0 | 0 | 0 | 0 | 0 | 0 | 0 | 0 | 0 | 0 | 0 | 0 | 0 | 1717.7482
2025-07-18 | 2653.158 | 0.55 | 1.91 | 0 | 0 | 0 | 1 | 0 | 0 | 0 | 0 | 0 | 0 | 0 | 0 | 0 | 0 | 0 | 0 | 0 | 0 | 0 | 0 | 0 | 0 | 0 | 0 | 0 | 1700.653
2025-07-18 | 2518.382 | 0.69 | 1.81 | 0 | 0 | 0 | 0 | 1 | 0 | 0 | 0 | 0 | 0 | 0 | 0 | 0 | 0 | 0 | 0 | 0 | 0 | 0 | 0 | 0 | 0 | 0 | 0 | 0 | 1717.0447
2025-07-18 | 2511.825 | 0.76 | 1.58 | 0 | 0 | 0 | 0 | 0 | 1 | 0 | 0 | 0 | 0 | 0 | 0 | 0 | 0 | 0 | 0 | 0 | 0 | 0 | 0 | 0 | 0 | 0 | 0 | 0 | 1740.5374
2025-07-18 | 2647.586 | 0.92 | 1.44 | 0 | 0 | 0 | 0 | 0 | 0 | 1 | 0 | 0 | 0 | 0 | 0 | 0 | 0 | 0 | 0 | 0 | 0 | 0 | 0 | 0 | 0 | 0 | 0 | 0 | 1836.6514
2025-07-18 | 3202.972 | 0.59 | 1.88 | 0 | 0 | 0 | 0 | 0 | 0 | 0 | 1 | 0 | 0 | 0 | 0 | 0 | 0 | 0 | 0 | 0 | 0 | 0 | 0 | 0 | 0 | 0 | 0 | 0 | 2067.4427
2025-07-18 | 3974.323 | 0.22 | 2.64 | 0 | 0 | 0 | 0 | 0 | 0 | 0 | 0 | 1 | 0 | 0 | 0 | 0 | 0 | 0 | 0 | 0 | 0 | 0 | 0 | 0 | 0 | 0 | 0 | 0 | 2344.1051
2025-07-18 | 4564.504 | 0 | 3.84 | 0 | 0 | 0 | 0 | 0 | 0 | 0 | 0 | 0 | 1 | 0 | 0 | 0 | 0 | 0 | 0 | 0 | 0 | 0 | 0 | 0 | 0 | 0 | 0 | 0 | 2684.771
2025-07-18 | 4997.597 | 0 | 5.02 | 0 | 0 | 0 | 0 | 0 | 0 | 0 | 0 | 0 | 0 | 1 | 0 | 0 | 0 | 0 | 0 | 0 | 0 | 0 | 0 | 0 | 0 | 0 | 0 | 0 | 2974.414
2025-07-18 | 5196.236 | 0 | 5.54 | 0 | 0 | 0 | 0 | 0 | 0 | 0 | 0 | 0 | 0 | 0 | 1 | 0 | 0 | 0 | 0 | 0 | 0 | 0 | 0 | 0 | 0 | 0 | 0 | 0 | 3123.7822
2025-07-18 | 5322.149 | 0 | 6.24 | 0 | 0 | 0 | 0 | 0 | 0 | 0 | 0 | 0 | 0 | 0 | 0 | 1 | 0 | 0 | 0 | 0 | 0 | 0 | 0 | 0 | 0 | 0 | 0 | 0 | 3193.358
2025-07-18 | 5411.098 | 0 | 7.28 | 0 | 0 | 0 | 0 | 0 | 0 | 0 | 0 | 0 | 0 | 0 | 0 | 0 | 1 | 0 | 0 | 0 | 0 | 0 | 0 | 0 | 0 | 0 | 0 | 0 | 3270.0444
2025-07-18 | 5407.04 | 0 | 7.57 | 0 | 0 | 0 | 0 | 0 | 0 | 0 | 0 | 0 | 0 | 0 | 0 | 0 | 0 | 1 | 0 | 0 | 0 | 0 | 0 | 0 | 0 | 0 | 0 | 0 | 3273.1288
2025-07-18 | 5287.434 | 0 | 8.15 | 0 | 0 | 0 | 0 | 0 | 0 | 0 | 0 | 0 | 0 | 0 | 0 | 0 | 0 | 0 | 1 | 0 | 0 | 0 | 0 | 0 | 0 | 0 | 0 | 0 | 3271.6482
2025-07-18 | 5037.911 | 0 | 8.46 | 0 | 0 | 0 | 0 | 0 | 0 | 0 | 0 | 0 | 0 | 0 | 0 | 0 | 0 | 0 | 0 | 1 | 0 | 0 | 0 | 0 | 0 | 0 | 0 | 0 | 3183.3439
2025-07-18 | 4659.735 | 0 | 8.08 | 0 | 0 | 0 | 0 | 0 | 0 | 0 | 0 | 0 | 0 | 0 | 0 | 0 | 0 | 0 | 0 | 0 | 1 | 0 | 0 | 0 | 0 | 0 | 0 | 0 | 2983.4593
2025-07-18 | 4290.466 | 0 | 7.9 | 0 | 0 | 0 | 0 | 0 | 0 | 0 | 0 | 0 | 0 | 0 | 0 | 0 | 0 | 0 | 0 | 0 | 0 | 1 | 0 | 0 | 0 | 0 | 0 | 0 | 2840.4946
2025-07-18 | 3988.257 | 0 | 7.53 | 0 | 0 | 0 | 0 | 0 | 0 | 0 | 0 | 0 | 0 | 0 | 0 | 0 | 0 | 0 | 0 | 0 | 0 | 0 | 1 | 0 | 0 | 0 | 0 | 0 | 2746.0033
2025-07-18 | 3676.488 | 0 | 6.53 | 0 | 0 | 0 | 0 | 0 | 0 | 0 | 0 | 0 | 0 | 0 | 0 | 0 | 0 | 0 | 0 | 0 | 0 | 0 | 0 | 1 | 0 | 0 | 0 | 0 | 2593.6637
2025-07-18 | 3426.586 | 0 | 5.21 | 0 | 0 | 0 | 0 | 0 | 0 | 0 | 0 | 0 | 0 | 0 | 0 | 0 | 0 | 0 | 0 | 0 | 0 | 0 | 0 | 0 | 1 | 0 | 0 | 0 | 2371.1315
2025-07-18 | 3055.416 | 0 | 4.58 | 0 | 0 | 0 | 0 | 0 | 0 | 0 | 0 | 0 | 0 | 0 | 0 | 0 | 0 | 0 | 0 | 0 | 0 | 0 | 0 | 0 | 0 | 1 | 0 | 0 | 2187.5662
2025-07-18 | 2799.876 | 0.01 | 3.62 | 0 | 0 | 0 | 0 | 0 | 0 | 0 | 0 | 0 | 0 | 0 | 0 | 0 | 0 | 0 | 0 | 0 | 0 | 0 | 0 | 0 | 0 | 0 | 1 | 0 | 1989.6225
2025-07-18 | 2613.293 | 0.14 | 2.77 | 0 | 0 | 0 | 0 | 0 | 0 | 0 | 0 | 0 | 0 | 0 | 0 | 0 | 0 | 0 | 0 | 0 | 0 | 0 | 0 | 0 | 0 | 0 | 0 | 1 | 1836.0583
2025-07-19 | 2483.065 | 0.32 | 2.15 | 1 | 1 | 0 | 0 | 0 | 0 | 0 | 0 | 0 | 0 | 0 | 0 | 0 | 0 | 0 | 0 | 0 | 0 | 0 | 0 | 0 | 0 | 0 | 0 | 0 | 1483.0447
2025-07-19 | 2426.192 | 0.68 | 2.05 | 1 | 0 | 1 | 0 | 0 | 0 | 0 | 0 | 0 | 0 | 0 | 0 | 0 | 0 | 0 | 0 | 0 | 0 | 0 | 0 | 0 | 0 | 0 | 0 | 0 | 1460.602
2025-07-19 | 2421.417 | 0.91 | 1.78 | 1 | 0 | 0 | 1 | 0 | 0 | 0 | 0 | 0 | 0 | 0 | 0 | 0 | 0 | 0 | 0 | 0 | 0 | 0 | 0 | 0 | 0 | 0 | 0 | 0 | 1435.2975
2025-07-19 | 2431.043 | 1.35 | 1.74 | 1 | 0 | 0 | 0 | 1 | 0 | 0 | 0 | 0 | 0 | 0 | 0 | 0 | 0 | 0 | 0 | 0 | 0 | 0 | 0 | 0 | 0 | 0 | 0 | 0 | 1467.4549
2025-07-19 | 2384.125 | 1.37 | 1.71 | 1 | 0 | 0 | 0 | 0 | 1 | 0 | 0 | 0 | 0 | 0 | 0 | 0 | 0 | 0 | 0 | 0 | 0 | 0 | 0 | 0 | 0 | 0 | 0 | 0 | 1508.1985
2025-07-19 | 2389.028 | 1.72 | 1.79 | 1 | 0 | 0 | 0 | 0 | 0 | 1 | 0 | 0 | 0 | 0 | 0 | 0 | 0 | 0 | 0 | 0 | 0 | 0 | 0 | 0 | 0 | 0 | 0 | 0 | 1631.5256
2025-07-19 | 2683.146 | 1.02 | 2.13 | 1 | 0 | 0 | 0 | 0 | 0 | 0 | 1 | 0 | 0 | 0 | 0 | 0 | 0 | 0 | 0 | 0 | 0 | 0 | 0 | 0 | 0 | 0 | 0 | 0 | 1840.4114
2025-07-19 | 3136.472 | 0.1 | 3.15 | 1 | 0 | 0 | 0 | 0 | 0 | 0 | 0 | 1 | 0 | 0 | 0 | 0 | 0 | 0 | 0 | 0 | 0 | 0 | 0 | 0 | 0 | 0 | 0 | 0 | 2123.1943
2025-07-19 | 3724.276 | 0 | 4.98 | 1 | 0 | 0 | 0 | 0 | 0 | 0 | 0 | 0 | 1 | 0 | 0 | 0 | 0 | 0 | 0 | 0 | 0 | 0 | 0 | 0 | 0 | 0 | 0 | 0 | 2527.5305
2025-07-19 | 4176.398 | 0 | 6.53 | 1 | 0 | 0 | 0 | 0 | 0 | 0 | 0 | 0 | 0 | 1 | 0 | 0 | 0 | 0 | 0 | 0 | 0 | 0 | 0 | 0 | 0 | 0 | 0 | 0 | 2852.1978
2025-07-19 | 4425.843 | 0 | 7.77 | 1 | 0 | 0 | 0 | 0 | 0 | 0 | 0 | 0 | 0 | 0 | 1 | 0 | 0 | 0 | 0 | 0 | 0 | 0 | 0 | 0 | 0 | 0 | 0 | 0 | 3069.7213
2025-07-19 | 4492.101 | 0 | 8.42 | 1 | 0 | 0 | 0 | 0 | 0 | 0 | 0 | 0 | 0 | 0 | 0 | 1 | 0 | 0 | 0 | 0 | 0 | 0 | 0 | 0 | 0 | 0 | 0 | 0 | 3134.564
2025-07-19 | 4570.244 | 0 | 7.94 | 1 | 0 | 0 | 0 | 0 | 0 | 0 | 0 | 0 | 0 | 0 | 0 | 0 | 1 | 0 | 0 | 0 | 0 | 0 | 0 | 0 | 0 | 0 | 0 | 0 | 3067.3671
2025-07-19 | 4612.489 | 0 | 8.08 | 1 | 0 | 0 | 0 | 0 | 0 | 0 | 0 | 0 | 0 | 0 | 0 | 0 | 0 | 1 | 0 | 0 | 0 | 0 | 0 | 0 | 0 | 0 | 0 | 0 | 3056.2524
2025-07-19 | 4578.312 | 0 | 8.85 | 1 | 0 | 0 | 0 | 0 | 0 | 0 | 0 | 0 | 0 | 0 | 0 | 0 | 0 | 0 | 1 | 0 | 0 | 0 | 0 | 0 | 0 | 0 | 0 | 0 | 3072.7572
2025-07-19 | 4504.589 | 0 | 9.36 | 1 | 0 | 0 | 0 | 0 | 0 | 0 | 0 | 0 | 0 | 0 | 0 | 0 | 0 | 0 | 0 | 1 | 0 | 0 | 0 | 0 | 0 | 0 | 0 | 0 | 3003.3849
2025-07-19 | 4203.772 | 0 | 9.37 | 1 | 0 | 0 | 0 | 0 | 0 | 0 | 0 | 0 | 0 | 0 | 0 | 0 | 0 | 0 | 0 | 0 | 1 | 0 | 0 | 0 | 0 | 0 | 0 | 0 | 2840.4178
2025-07-19 | 3989.247 | 0 | 9.44 | 1 | 0 | 0 | 0 | 0 | 0 | 0 | 0 | 0 | 0 | 0 | 0 | 0 | 0 | 0 | 0 | 0 | 0 | 1 | 0 | 0 | 0 | 0 | 0 | 0 | 2721.1181
2025-07-19 | 3822.942 | 0 | 8.92 | 1 | 0 | 0 | 0 | 0 | 0 | 0 | 0 | 0 | 0 | 0 | 0 | 0 | 0 | 0 | 0 | 0 | 0 | 0 | 1 | 0 | 0 | 0 | 0 | 0 | 2612.4278
2025-07-19 | 3595.32 | 0 | 7.71 | 1 | 0 | 0 | 0 | 0 | 0 | 0 | 0 | 0 | 0 | 0 | 0 | 0 | 0 | 0 | 0 | 0 | 0 | 0 | 0 | 1 | 0 | 0 | 0 | 0 | 2440.2096
2025-07-19 | 3512.202 | 0 | 6.52 | 1 | 0 | 0 | 0 | 0 | 0 | 0 | 0 | 0 | 0 | 0 | 0 | 0 | 0 | 0 | 0 | 0 | 0 | 0 | 0 | 0 | 1 | 0 | 0 | 0 | 2229.9832
2025-07-19 | 3208.056 | 0 | 5.73 | 1 | 0 | 0 | 0 | 0 | 0 | 0 | 0 | 0 | 0 | 0 | 0 | 0 | 0 | 0 | 0 | 0 | 0 | 0 | 0 | 0 | 0 | 1 | 0 | 0 | 2031.2723
2025-07-19 | 2991.533 | 0 | 4.96 | 1 | 0 | 0 | 0 | 0 | 0 | 0 | 0 | 0 | 0 | 0 | 0 | 0 | 0 | 0 | 0 | 0 | 0 | 0 | 0 | 0 | 0 | 0 | 1 | 0 | 1850.9778
2025-07-19 | 2840.257 | 0.01 | 4.31 | 1 | 0 | 0 | 0 | 0 | 0 | 0 | 0 | 0 | 0 | 0 | 0 | 0 | 0 | 0 | 0 | 0 | 0 | 0 | 0 | 0 | 0 | 0 | 0 | 1 | 1712.3113
2025-07-20 | 2745.229 | 0.17 | 3.78 | 1 | 1 | 0 | 0 | 0 | 0 | 0 | 0 | 0 | 0 | 0 | 0 | 0 | 0 | 0 | 0 | 0 | 0 | 0 | 0 | 0 | 0 | 0 | 0 | 0 | 1632.2977
2025-07-20 | 2693.868 | 0.39 | 3.51 | 1 | 0 | 1 | 0 | 0 | 0 | 0 | 0 | 0 | 0 | 0 | 0 | 0 | 0 | 0 | 0 | 0 | 0 | 0 | 0 | 0 | 0 | 0 | 0 | 0 | 1589.0559
2025-07-20 | 2642.436 | 0.26 | 2.97 | 1 | 0 | 0 | 1 | 0 | 0 | 0 | 0 | 0 | 0 | 0 | 0 | 0 | 0 | 0 | 0 | 0 | 0 | 0 | 0 | 0 | 0 | 0 | 0 | 0 | 1526.0898
2025-07-20 | 2640.077 | 0.56 | 2.48 | 1 | 0 | 0 | 0 | 1 | 0 | 0 | 0 | 0 | 0 | 0 | 0 | 0 | 0 | 0 | 0 | 0 | 0 | 0 | 0 | 0 | 0 | 0 | 0 | 0 | 1510.9433
2025-07-20 | 2651.298 | 0.53 | 2.27 | 1 | 0 | 0 | 0 | 0 | 1 | 0 | 0 | 0 | 0 | 0 | 0 | 0 | 0 | 0 | 0 | 0 | 0 | 0 | 0 | 0 | 0 | 0 | 0 | 0 | 1532.9671
2025-07-20 | 2627.773 | 0.69 | 2.08 | 1 | 0 | 0 | 0 | 0 | 0 | 1 | 0 | 0 | 0 | 0 | 0 | 0 | 0 | 0 | 0 | 0 | 0 | 0 | 0 | 0 | 0 | 0 | 0 | 0 | 1624.3482
2025-07-20 | 2726.272 | 0.29 | 2.64 | 1 | 0 | 0 | 0 | 0 | 0 | 0 | 1 | 0 | 0 | 0 | 0 | 0 | 0 | 0 | 0 | 0 | 0 | 0 | 0 | 0 | 0 | 0 | 0 | 0 | 1864.1453
2025-07-20 | 2993.043 | 0.05 | 3.95 | 1 | 0 | 0 | 0 | 0 | 0 | 0 | 0 | 1 | 0 | 0 | 0 | 0 | 0 | 0 | 0 | 0 | 0 | 0 | 0 | 0 | 0 | 0 | 0 | 0 | 2197.2414
2025-07-20 | 3321.923 | 0 | 5.56 | 1 | 0 | 0 | 0 | 0 | 0 | 0 | 0 | 0 | 1 | 0 | 0 | 0 | 0 | 0 | 0 | 0 | 0 | 0 | 0 | 0 | 0 | 0 | 0 | 0 | 2582.4333
2025-07-20 | 3783.394 | 0 | 6.65 | 1 | 0 | 0 | 0 | 0 | 0 | 0 | 0 | 0 | 0 | 1 | 0 | 0 | 0 | 0 | 0 | 0 | 0 | 0 | 0 | 0 | 0 | 0 | 0 | 0 | 2863.557
2025-07-20 | 3932.045 | 0 | 7.42 | 1 | 0 | 0 | 0 | 0 | 0 | 0 | 0 | 0 | 0 | 0 | 1 | 0 | 0 | 0 | 0 | 0 | 0 | 0 | 0 | 0 | 0 | 0 | 0 | 0 | 3036.5902
2025-07-20 | 4224.609 | 0.21 | 8.16 | 1 | 0 | 0 | 0 | 0 | 0 | 0 | 0 | 0 | 0 | 0 | 0 | 1 | 0 | 0 | 0 | 0 | 0 | 0 | 0 | 0 | 0 | 0 | 0 | 0 | 3117.0127
2025-07-20 | 4222.265 | 0.09 | 8.73 | 1 | 0 | 0 | 0 | 0 | 0 | 0 | 0 | 0 | 0 | 0 | 0 | 0 | 1 | 0 | 0 | 0 | 0 | 0 | 0 | 0 | 0 | 0 | 0 | 0 | 3145.1744
2025-07-20 | 4291.211 | 0 | 9.32 | 1 | 0 | 0 | 0 | 0 | 0 | 0 | 0 | 0 | 0 | 0 | 0 | 0 | 0 | 1 | 0 | 0 | 0 | 0 | 0 | 0 | 0 | 0 | 0 | 0 | 3173.6309
2025-07-20 | 4232.85 | 0 | 9.64 | 1 | 0 | 0 | 0 | 0 | 0 | 0 | 0 | 0 | 0 | 0 | 0 | 0 | 0 | 0 | 1 | 0 | 0 | 0 | 0 | 0 | 0 | 0 | 0 | 0 | 3147.5387
2025-07-20 | 4166.626 | 0 | 10.03 | 1 | 0 | 0 | 0 | 0 | 0 | 0 | 0 | 0 | 0 | 0 | 0 | 0 | 0 | 0 | 0 | 1 | 0 | 0 | 0 | 0 | 0 | 0 | 0 | 0 | 3066.8072
2025-07-20 | 4178.549 | 0 | 9.5 | 1 | 0 | 0 | 0 | 0 | 0 | 0 | 0 | 0 | 0 | 0 | 0 | 0 | 0 | 0 | 0 | 0 | 1 | 0 | 0 | 0 | 0 | 0 | 0 | 0 | 2852.7237
2025-07-20 | 4138.547 | 0 | 8.74 | 1 | 0 | 0 | 0 | 0 | 0 | 0 | 0 | 0 | 0 | 0 | 0 | 0 | 0 | 0 | 0 | 0 | 0 | 1 | 0 | 0 | 0 | 0 | 0 | 0 | 2654.856
2025-07-20 | 3908.604 | 0 | 8.17 | 1 | 0 | 0 | 0 | 0 | 0 | 0 | 0 | 0 | 0 | 0 | 0 | 0 | 0 | 0 | 0 | 0 | 0 | 0 | 1 | 0 | 0 | 0 | 0 | 0 | 2541.4327
2025-07-20 | 3617.516 | 0 | 7.21 | 1 | 0 | 0 | 0 | 0 | 0 | 0 | 0 | 0 | 0 | 0 | 0 | 0 | 0 | 0 | 0 | 0 | 0 | 0 | 0 | 1 | 0 | 0 | 0 | 0 | 2392.8795
2025-07-20 | 3388.794 | 0 | 5.93 | 1 | 0 | 0 | 0 | 0 | 0 | 0 | 0 | 0 | 0 | 0 | 0 | 0 | 0 | 0 | 0 | 0 | 0 | 0 | 0 | 0 | 1 | 0 | 0 | 0 | 2174.1338
2025-07-20 | 3097.621 | 0 | 4.4 | 1 | 0 | 0 | 0 | 0 | 0 | 0 | 0 | 0 | 0 | 0 | 0 | 0 | 0 | 0 | 0 | 0 | 0 | 0 | 0 | 0 | 0 | 1 | 0 | 0 | 1905.3743
2025-07-20 | 2819.168 | 0 | 3.67 | 1 | 0 | 0 | 0 | 0 | 0 | 0 | 0 | 0 | 0 | 0 | 0 | 0 | 0 | 0 | 0 | 0 | 0 | 0 | 0 | 0 | 0 | 0 | 1 | 0 | 1728.8662
2025-07-20 | 2654.664 | 0.01 | 3.42 | 1 | 0 | 0 | 0 | 0 | 0 | 0 | 0 | 0 | 0 | 0 | 0 | 0 | 0 | 0 | 0 | 0 | 0 | 0 | 0 | 0 | 0 | 0 | 0 | 1 | 1628.0637
2025-07-21 | 2568.724 | 0.02 | 2.96 | 0 | 1 | 0 | 0 | 0 | 0 | 0 | 0 | 0 | 0 | 0 | 0 | 0 | 0 | 0 | 0 | 0 | 0 | 0 | 0 | 0 | 0 | 0 | 0 | 0 | 1814.7864
2025-07-21 | 2522.886 | 0.02 | 2.3 | 0 | 0 | 1 | 0 | 0 | 0 | 0 | 0 | 0 | 0 | 0 | 0 | 0 | 0 | 0 | 0 | 0 | 0 | 0 | 0 | 0 | 0 | 0 | 0 | 0 | 1727.2307
2025-07-21 | 2470.594 | 0.11 | 1.99 | 0 | 0 | 0 | 1 | 0 | 0 | 0 | 0 | 0 | 0 | 0 | 0 | 0 | 0 | 0 | 0 | 0 | 0 | 0 | 0 | 0 | 0 | 0 | 0 | 0 | 1693.4329
2025-07-21 | 2482.546 | 0.25 | 1.97 | 0 | 0 | 0 | 0 | 1 | 0 | 0 | 0 | 0 | 0 | 0 | 0 | 0 | 0 | 0 | 0 | 0 | 0 | 0 | 0 | 0 | 0 | 0 | 0 | 0 | 1717.3974
2025-07-21 | 2527.314 | 0.54 | 1.79 | 0 | 0 | 0 | 0 | 0 | 1 | 0 | 0 | 0 | 0 | 0 | 0 | 0 | 0 | 0 | 0 | 0 | 0 | 0 | 0 | 0 | 0 | 0 | 0 | 0 | 1753.0196
2025-07-21 | 2597.523 | 0.73 | 1.77 | 0 | 0 | 0 | 0 | 0 | 0 | 1 | 0 | 0 | 0 | 0 | 0 | 0 | 0 | 0 | 0 | 0 | 0 | 0 | 0 | 0 | 0 | 0 | 0 | 0 | 1861.5014
2025-07-21 | 3125.966 | 0.52 | 2.06 | 0 | 0 | 0 | 0 | 0 | 0 | 0 | 1 | 0 | 0 | 0 | 0 | 0 | 0 | 0 | 0 | 0 | 0 | 0 | 0 | 0 | 0 | 0 | 0 | 0 | 2082.1281
2025-07-21 | 3869.494 | 0.21 | 2.89 | 0 | 0 | 0 | 0 | 0 | 0 | 0 | 0 | 1 | 0 | 0 | 0 | 0 | 0 | 0 | 0 | 0 | 0 | 0 | 0 | 0 | 0 | 0 | 0 | 0 | 2367.434
2025-07-21 | 4524.476 | 0 | 4 | 0 | 0 | 0 | 0 | 0 | 0 | 0 | 0 | 0 | 1 | 0 | 0 | 0 | 0 | 0 | 0 | 0 | 0 | 0 | 0 | 0 | 0 | 0 | 0 | 0 | 2699.9166
2025-07-21 | 4926.731 | 0 | 5.43 | 0 | 0 | 0 | 0 | 0 | 0 | 0 | 0 | 0 | 0 | 1 | 0 | 0 | 0 | 0 | 0 | 0 | 0 | 0 | 0 | 0 | 0 | 0 | 0 | 0 | 3013.2247
2025-07-21 | 5158.945 | 0 | 6.1 | 0 | 0 | 0 | 0 | 0 | 0 | 0 | 0 | 0 | 0 | 0 | 1 | 0 | 0 | 0 | 0 | 0 | 0 | 0 | 0 | 0 | 0 | 0 | 0 | 0 | 3176.7919
2025-07-21 | 5179.296 | 0 | 6.99 | 0 | 0 | 0 | 0 | 0 | 0 | 0 | 0 | 0 | 0 | 0 | 0 | 1 | 0 | 0 | 0 | 0 | 0 | 0 | 0 | 0 | 0 | 0 | 0 | 0 | 3264.3531
2025-07-21 | 5258.491 | 0 | 7.72 | 0 | 0 | 0 | 0 | 0 | 0 | 0 | 0 | 0 | 0 | 0 | 0 | 0 | 1 | 0 | 0 | 0 | 0 | 0 | 0 | 0 | 0 | 0 | 0 | 0 | 3311.6949
2025-07-21 | 5290.253 | 0 | 8.09 | 0 | 0 | 0 | 0 | 0 | 0 | 0 | 0 | 0 | 0 | 0 | 0 | 0 | 0 | 1 | 0 | 0 | 0 | 0 | 0 | 0 | 0 | 0 | 0 | 0 | 3322.352
2025-07-21 | 5244.907 | 0 | 8.75 | 0 | 0 | 0 | 0 | 0 | 0 | 0 | 0 | 0 | 0 | 0 | 0 | 0 | 0 | 0 | 1 | 0 | 0 | 0 | 0 | 0 | 0 | 0 | 0 | 0 | 3328.4443
2025-07-21 | 4914.254 | 0 | 9.17 | 0 | 0 | 0 | 0 | 0 | 0 | 0 | 0 | 0 | 0 | 0 | 0 | 0 | 0 | 0 | 0 | 1 | 0 | 0 | 0 | 0 | 0 | 0 | 0 | 0 | 3250.5526
2025-07-21 | 4435.065 | 0 | 8.76 | 0 | 0 | 0 | 0 | 0 | 0 | 0 | 0 | 0 | 0 | 0 | 0 | 0 | 0 | 0 | 0 | 0 | 1 | 0 | 0 | 0 | 0 | 0 | 0 | 0 | 3047.8282
2025-07-21 | 4078.44 | 0 | 8.33 | 0 | 0 | 0 | 0 | 0 | 0 | 0 | 0 | 0 | 0 | 0 | 0 | 0 | 0 | 0 | 0 | 0 | 0 | 1 | 0 | 0 | 0 | 0 | 0 | 0 | 2881.1984
2025-07-21 | 3798.393 | 0 | 7.56 | 0 | 0 | 0 | 0 | 0 | 0 | 0 | 0 | 0 | 0 | 0 | 0 | 0 | 0 | 0 | 0 | 0 | 0 | 0 | 1 | 0 | 0 | 0 | 0 | 0 | 2748.8431
2025-07-21 | 3577.292 | 0 | 6.73 | 0 | 0 | 0 | 0 | 0 | 0 | 0 | 0 | 0 | 0 | 0 | 0 | 0 | 0 | 0 | 0 | 0 | 0 | 0 | 0 | 1 | 0 | 0 | 0 | 0 | 2612.5957
2025-07-21 | 3450.92 | 0 | 5.77 | 0 | 0 | 0 | 0 | 0 | 0 | 0 | 0 | 0 | 0 | 0 | 0 | 0 | 0 | 0 | 0 | 0 | 0 | 0 | 0 | 0 | 1 | 0 | 0 | 0 | 2424.1412
2025-07-21 | 2943.036 | 0 | 5.02 | 0 | 0 | 0 | 0 | 0 | 0 | 0 | 0 | 0 | 0 | 0 | 0 | 0 | 0 | 0 | 0 | 0 | 0 | 0 | 0 | 0 | 0 | 1 | 0 | 0 | 2229.2166
2025-07-21 | 2676.226 | 0.08 | 4.06 | 0 | 0 | 0 | 0 | 0 | 0 | 0 | 0 | 0 | 0 | 0 | 0 | 0 | 0 | 0 | 0 | 0 | 0 | 0 | 0 | 0 | 0 | 0 | 1 | 0 | 2033.6264
2025-07-21 | 2543.104 | 0.17 | 3.29 | 0 | 0 | 0 | 0 | 0 | 0 | 0 | 0 | 0 | 0 | 0 | 0 | 0 | 0 | 0 | 0 | 0 | 0 | 0 | 0 | 0 | 0 | 0 | 0 | 1 | 1886.2902
2025-07-22 | 2454.178 | 0.31 | 2.58 | 0 | 1 | 0 | 0 | 0 | 0 | 0 | 0 | 0 | 0 | 0 | 0 | 0 | 0 | 0 | 0 | 0 | 0 | 0 | 0 | 0 | 0 | 0 | 0 | 0 | 1788.5655
2025-07-22 | 2412.057 | 0.4 | 2.26 | 0 | 0 | 1 | 0 | 0 | 0 | 0 | 0 | 0 | 0 | 0 | 0 | 0 | 0 | 0 | 0 | 0 | 0 | 0 | 0 | 0 | 0 | 0 | 0 | 0 | 1736.22
2025-07-22 | 2364.204 | 0.49 | 1.77 | 0 | 0 | 0 | 1 | 0 | 0 | 0 | 0 | 0 | 0 | 0 | 0 | 0 | 0 | 0 | 0 | 0 | 0 | 0 | 0 | 0 | 0 | 0 | 0 | 0 | 1685.3834
2025-07-22 | 2399.02 | 0.67 | 1.63 | 0 | 0 | 0 | 0 | 1 | 0 | 0 | 0 | 0 | 0 | 0 | 0 | 0 | 0 | 0 | 0 | 0 | 0 | 0 | 0 | 0 | 0 | 0 | 0 | 0 | 1699.3335
2025-07-22 | 2422.886 | 0.83 | 1.54 | 0 | 0 | 0 | 0 | 0 | 1 | 0 | 0 | 0 | 0 | 0 | 0 | 0 | 0 | 0 | 0 | 0 | 0 | 0 | 0 | 0 | 0 | 0 | 0 | 0 | 1739.1044
2025-07-22 | 2531.607 | 0.96 | 1.49 | 0 | 0 | 0 | 0 | 0 | 0 | 1 | 0 | 0 | 0 | 0 | 0 | 0 | 0 | 0 | 0 | 0 | 0 | 0 | 0 | 0 | 0 | 0 | 0 | 0 | 1842.7292
2025-07-22 | 3120.695 | 0.68 | 1.69 | 0 | 0 | 0 | 0 | 0 | 0 | 0 | 1 | 0 | 0 | 0 | 0 | 0 | 0 | 0 | 0 | 0 | 0 | 0 | 0 | 0 | 0 | 0 | 0 | 0 | 2052.4831
2025-07-22 | 3894.441 | 0.13 | 2.38 | 0 | 0 | 0 | 0 | 0 | 0 | 0 | 0 | 1 | 0 | 0 | 0 | 0 | 0 | 0 | 0 | 0 | 0 | 0 | 0 | 0 | 0 | 0 | 0 | 0 | 2316.4677
2025-07-22 | 4518.923 | 0.08 | 3.48 | 0 | 0 | 0 | 0 | 0 | 0 | 0 | 0 | 0 | 1 | 0 | 0 | 0 | 0 | 0 | 0 | 0 | 0 | 0 | 0 | 0 | 0 | 0 | 0 | 0 | 2653.3829
2025-07-22 | 5002.515 | 0.06 | 4.72 | 0 | 0 | 0 | 0 | 0 | 0 | 0 | 0 | 0 | 0 | 1 | 0 | 0 | 0 | 0 | 0 | 0 | 0 | 0 | 0 | 0 | 0 | 0 | 0 | 0 | 2948.0332
2025-07-22 | 5246.643 | 0.05 | 5.75 | 0 | 0 | 0 | 0 | 0 | 0 | 0 | 0 | 0 | 0 | 0 | 1 | 0 | 0 | 0 | 0 | 0 | 0 | 0 | 0 | 0 | 0 | 0 | 0 | 0 | 3145.3418
2025-07-22 | 5331.724 | 0 | 6.82 | 0 | 0 | 0 | 0 | 0 | 0 | 0 | 0 | 0 | 0 | 0 | 0 | 1 | 0 | 0 | 0 | 0 | 0 | 0 | 0 | 0 | 0 | 0 | 0 | 0 | 3248.2609
2025-07-22 | 5443.531 | 0 | 6.64 | 0 | 0 | 0 | 0 | 0 | 0 | 0 | 0 | 0 | 0 | 0 | 0 | 0 | 1 | 0 | 0 | 0 | 0 | 0 | 0 | 0 | 0 | 0 | 0 | 0 | 3209.4619
2025-07-22 | 5486.252 | 0 | 7.36 | 0 | 0 | 0 | 0 | 0 | 0 | 0 | 0 | 0 | 0 | 0 | 0 | 0 | 0 | 1 | 0 | 0 | 0 | 0 | 0 | 0 | 0 | 0 | 0 | 0 | 3253.2501
2025-07-22 | 5516.396 | 0 | 8.01 | 0 | 0 | 0 | 0 | 0 | 0 | 0 | 0 | 0 | 0 | 0 | 0 | 0 | 0 | 0 | 1 | 0 | 0 | 0 | 0 | 0 | 0 | 0 | 0 | 0 | 3258.3957
2025-07-22 | 5168.955 | 0 | 7.46 | 0 | 0 | 0 | 0 | 0 | 0 | 0 | 0 | 0 | 0 | 0 | 0 | 0 | 0 | 0 | 0 | 1 | 0 | 0 | 0 | 0 | 0 | 0 | 0 | 0 | 3088.6837
2025-07-22 | 4703.754 | 0 | 7.43 | 0 | 0 | 0 | 0 | 0 | 0 | 0 | 0 | 0 | 0 | 0 | 0 | 0 | 0 | 0 | 0 | 0 | 1 | 0 | 0 | 0 | 0 | 0 | 0 | 0 | 2921.9302
2025-07-22 | 4230.712 | 0 | 7.48 | 0 | 0 | 0 | 0 | 0 | 0 | 0 | 0 | 0 | 0 | 0 | 0 | 0 | 0 | 0 | 0 | 0 | 0 | 1 | 0 | 0 | 0 | 0 | 0 | 0 | 2800.7373
2025-07-22 | 3922.88 | 0 | 7.04 | 0 | 0 | 0 | 0 | 0 | 0 | 0 | 0 | 0 | 0 | 0 | 0 | 0 | 0 | 0 | 0 | 0 | 0 | 0 | 1 | 0 | 0 | 0 | 0 | 0 | 2699.6198
2025-07-22 | 3731.096 | 0 | 6.22 | 0 | 0 | 0 | 0 | 0 | 0 | 0 | 0 | 0 | 0 | 0 | 0 | 0 | 0 | 0 | 0 | 0 | 0 | 0 | 0 | 1 | 0 | 0 | 0 | 0 | 2564.319
2025-07-22 | 3474.311 | 0 | 5.09 | 0 | 0 | 0 | 0 | 0 | 0 | 0 | 0 | 0 | 0 | 0 | 0 | 0 | 0 | 0 | 0 | 0 | 0 | 0 | 0 | 0 | 1 | 0 | 0 | 0 | 2359.7723
2025-07-22 | 3058.101 | 0 | 4.61 | 0 | 0 | 0 | 0 | 0 | 0 | 0 | 0 | 0 | 0 | 0 | 0 | 0 | 0 | 0 | 0 | 0 | 0 | 0 | 0 | 0 | 0 | 1 | 0 | 0 | 2190.406
2025-07-22 | 2701.919 | 0 | 3.82 | 0 | 0 | 0 | 0 | 0 | 0 | 0 | 0 | 0 | 0 | 0 | 0 | 0 | 0 | 0 | 0 | 0 | 0 | 0 | 0 | 0 | 0 | 0 | 1 | 0 | 2008.2183
2025-07-22 | 2552.148 | 0 | 3.37 | 0 | 0 | 0 | 0 | 0 | 0 | 0 | 0 | 0 | 0 | 0 | 0 | 0 | 0 | 0 | 0 | 0 | 0 | 0 | 0 | 0 | 0 | 0 | 0 | 1 | 1888.1476
2025-07-23 | 2431.53 | 0 | 2.7 | 0 | 1 | 0 | 0 | 0 | 0 | 0 | 0 | 0 | 0 | 0 | 0 | 0 | 0 | 0 | 0 | 0 | 0 | 0 | 0 | 0 | 0 | 0 | 0 | 0 | 1789.5024
2025-07-23 | 2379.849 | 0.06 | 2.19 | 0 | 0 | 1 | 0 | 0 | 0 | 0 | 0 | 0 | 0 | 0 | 0 | 0 | 0 | 0 | 0 | 0 | 0 | 0 | 0 | 0 | 0 | 0 | 0 | 0 | 1718.1629
2025-07-23 | 2352.221 | 0.25 | 2.28 | 0 | 0 | 0 | 1 | 0 | 0 | 0 | 0 | 0 | 0 | 0 | 0 | 0 | 0 | 0 | 0 | 0 | 0 | 0 | 0 | 0 | 0 | 0 | 0 | 0 | 1725.5912
2025-07-23 | 2394.198 | 0.53 | 1.97 | 0 | 0 | 0 | 0 | 1 | 0 | 0 | 0 | 0 | 0 | 0 | 0 | 0 | 0 | 0 | 0 | 0 | 0 | 0 | 0 | 0 | 0 | 0 | 0 | 0 | 1726.8111
2025-07-23 | 2423.038 | 0.76 | 2.01 | 0 | 0 | 0 | 0 | 0 | 1 | 0 | 0 | 0 | 0 | 0 | 0 | 0 | 0 | 0 | 0 | 0 | 0 | 0 | 0 | 0 | 0 | 0 | 0 | 0 | 1781.2413
2025-07-23 | 2521.821 | 0.73 | 1.81 | 0 | 0 | 0 | 0 | 0 | 0 | 1 | 0 | 0 | 0 | 0 | 0 | 0 | 0 | 0 | 0 | 0 | 0 | 0 | 0 | 0 | 0 | 0 | 0 | 0 | 1865.2878
2025-07-23 | 3122.413 | 0.32 | 1.94 | 0 | 0 | 0 | 0 | 0 | 0 | 0 | 1 | 0 | 0 | 0 | 0 | 0 | 0 | 0 | 0 | 0 | 0 | 0 | 0 | 0 | 0 | 0 | 0 | 0 | 2064.0448
2025-07-23 | 3892.864 | 0 | 3.11 | 0 | 0 | 0 | 0 | 0 | 0 | 0 | 0 | 1 | 0 | 0 | 0 | 0 | 0 | 0 | 0 | 0 | 0 | 0 | 0 | 0 | 0 | 0 | 0 | 0 | 2381.1989
2025-07-23 | 4624.631 | 0 | 4.42 | 0 | 0 | 0 | 0 | 0 | 0 | 0 | 0 | 0 | 1 | 0 | 0 | 0 | 0 | 0 | 0 | 0 | 0 | 0 | 0 | 0 | 0 | 0 | 0 | 0 | 2739.6739
2025-07-23 | 5115.599 | 0 | 6 | 0 | 0 | 0 | 0 | 0 | 0 | 0 | 0 | 0 | 0 | 1 | 0 | 0 | 0 | 0 | 0 | 0 | 0 | 0 | 0 | 0 | 0 | 0 | 0 | 0 | 3067.181
2025-07-23 | 5434.426 | 0 | 6.99 | 0 | 0 | 0 | 0 | 0 | 0 | 0 | 0 | 0 | 0 | 0 | 1 | 0 | 0 | 0 | 0 | 0 | 0 | 0 | 0 | 0 | 0 | 0 | 0 | 0 | 3261.0394
2025-07-23 | 5593.777 | 0 | 7.57 | 0 | 0 | 0 | 0 | 0 | 0 | 0 | 0 | 0 | 0 | 0 | 0 | 1 | 0 | 0 | 0 | 0 | 0 | 0 | 0 | 0 | 0 | 0 | 0 | 0 | 3319.256
2025-07-23 | 5684.42 | 0 | 8.49 | 0 | 0 | 0 | 0 | 0 | 0 | 0 | 0 | 0 | 0 | 0 | 0 | 0 | 1 | 0 | 0 | 0 | 0 | 0 | 0 | 0 | 0 | 0 | 0 | 0 | 3384.5832
2025-07-23 | 5725.722 | 0 | 8.82 | 0 | 0 | 0 | 0 | 0 | 0 | 0 | 0 | 0 | 0 | 0 | 0 | 0 | 0 | 1 | 0 | 0 | 0 | 0 | 0 | 0 | 0 | 0 | 0 | 0 | 3391.454
2025-07-23 | 5735.542 | 0 | 9 | 0 | 0 | 0 | 0 | 0 | 0 | 0 | 0 | 0 | 0 | 0 | 0 | 0 | 0 | 0 | 1 | 0 | 0 | 0 | 0 | 0 | 0 | 0 | 0 | 0 | 3352.1093
2025-07-23 | 5586.111 | 0 | 8.92 | 0 | 0 | 0 | 0 | 0 | 0 | 0 | 0 | 0 | 0 | 0 | 0 | 0 | 0 | 0 | 0 | 1 | 0 | 0 | 0 | 0 | 0 | 0 | 0 | 0 | 3226.8875
2025-07-23 | 5089.975 | 0 | 8.78 | 0 | 0 | 0 | 0 | 0 | 0 | 0 | 0 | 0 | 0 | 0 | 0 | 0 | 0 | 0 | 0 | 0 | 1 | 0 | 0 | 0 | 0 | 0 | 0 | 0 | 3049.7214
2025-07-23 | 4597.058 | 0 | 8.2 | 0 | 0 | 0 | 0 | 0 | 0 | 0 | 0 | 0 | 0 | 0 | 0 | 0 | 0 | 0 | 0 | 0 | 0 | 1 | 0 | 0 | 0 | 0 | 0 | 0 | 2868.8926
2025-07-23 | 4197.706 | 0 | 7.61 | 0 | 0 | 0 | 0 | 0 | 0 | 0 | 0 | 0 | 0 | 0 | 0 | 0 | 0 | 0 | 0 | 0 | 0 | 0 | 1 | 0 | 0 | 0 | 0 | 0 | 2753.5761
2025-07-23 | 3860.66 | 0 | 6.51 | 0 | 0 | 0 | 0 | 0 | 0 | 0 | 0 | 0 | 0 | 0 | 0 | 0 | 0 | 0 | 0 | 0 | 0 | 0 | 0 | 1 | 0 | 0 | 0 | 0 | 2591.7705
2025-07-23 | 3660.319 | 0 | 5.39 | 0 | 0 | 0 | 0 | 0 | 0 | 0 | 0 | 0 | 0 | 0 | 0 | 0 | 0 | 0 | 0 | 0 | 0 | 0 | 0 | 0 | 1 | 0 | 0 | 0 | 2388.1704
2025-07-23 | 3162.334 | 0 | 4.72 | 0 | 0 | 0 | 0 | 0 | 0 | 0 | 0 | 0 | 0 | 0 | 0 | 0 | 0 | 0 | 0 | 0 | 0 | 0 | 0 | 0 | 0 | 1 | 0 | 0 | 2200.8186
2025-07-23 | 2860.032 | 0 | 4 | 0 | 0 | 0 | 0 | 0 | 0 | 0 | 0 | 0 | 0 | 0 | 0 | 0 | 0 | 0 | 0 | 0 | 0 | 0 | 0 | 0 | 0 | 0 | 1 | 0 | 2025.2572
2025-07-23 | 2703.44 | 0 | 3.45 | 0 | 0 | 0 | 0 | 0 | 0 | 0 | 0 | 0 | 0 | 0 | 0 | 0 | 0 | 0 | 0 | 0 | 0 | 0 | 0 | 0 | 0 | 0 | 0 | 1 | 1895.7204
2025-07-24 | 2598.905 | 0 | 2.94 | 0 | 1 | 0 | 0 | 0 | 0 | 0 | 0 | 0 | 0 | 0 | 0 | 0 | 0 | 0 | 0 | 0 | 0 | 0 | 0 | 0 | 0 | 0 | 0 | 0 | 1812.2208
2025-07-24 | 2520.014 | 0.01 | 2.56 | 0 | 0 | 1 | 0 | 0 | 0 | 0 | 0 | 0 | 0 | 0 | 0 | 0 | 0 | 0 | 0 | 0 | 0 | 0 | 0 | 0 | 0 | 0 | 0 | 0 | 1751.5062
2025-07-24 | 2504.42 | 0.09 | 2.24 | 0 | 0 | 0 | 1 | 0 | 0 | 0 | 0 | 0 | 0 | 0 | 0 | 0 | 0 | 0 | 0 | 0 | 0 | 0 | 0 | 0 | 0 | 0 | 0 | 0 | 1716.4256
2025-07-24 | 2515.082 | 0.14 | 2.06 | 0 | 0 | 0 | 0 | 1 | 0 | 0 | 0 | 0 | 0 | 0 | 0 | 0 | 0 | 0 | 0 | 0 | 0 | 0 | 0 | 0 | 0 | 0 | 0 | 0 | 1722.2186
2025-07-24 | 2586.599 | 0.21 | 1.78 | 0 | 0 | 0 | 0 | 0 | 1 | 0 | 0 | 0 | 0 | 0 | 0 | 0 | 0 | 0 | 0 | 0 | 0 | 0 | 0 | 0 | 0 | 0 | 0 | 0 | 1740.9783
2025-07-24 | 2690.2 | 0.22 | 1.82 | 0 | 0 | 0 | 0 | 0 | 0 | 1 | 0 | 0 | 0 | 0 | 0 | 0 | 0 | 0 | 0 | 0 | 0 | 0 | 0 | 0 | 0 | 0 | 0 | 0 | 1849.088
2025-07-24 | 3389.048 | 0.14 | 2.46 | 0 | 0 | 0 | 0 | 0 | 0 | 0 | 1 | 0 | 0 | 0 | 0 | 0 | 0 | 0 | 0 | 0 | 0 | 0 | 0 | 0 | 0 | 0 | 0 | 0 | 2107.2165
2025-07-24 | 4224.76 | 0.02 | 3.6 | 0 | 0 | 0 | 0 | 0 | 0 | 0 | 0 | 1 | 0 | 0 | 0 | 0 | 0 | 0 | 0 | 0 | 0 | 0 | 0 | 0 | 0 | 0 | 0 | 0 | 2428.2548
2025-07-24 | 5079.301 | 0 | 4.85 | 0 | 0 | 0 | 0 | 0 | 0 | 0 | 0 | 0 | 1 | 0 | 0 | 0 | 0 | 0 | 0 | 0 | 0 | 0 | 0 | 0 | 0 | 0 | 0 | 0 | 2780.3777
2025-07-24 | 5776.266 | 0 | 5.67 | 0 | 0 | 0 | 0 | 0 | 0 | 0 | 0 | 0 | 0 | 1 | 0 | 0 | 0 | 0 | 0 | 0 | 0 | 0 | 0 | 0 | 0 | 0 | 0 | 0 | 3035.9431
2025-07-24 | 6256.489 | 0 | 6.16 | 0 | 0 | 0 | 0 | 0 | 0 | 0 | 0 | 0 | 0 | 0 | 1 | 0 | 0 | 0 | 0 | 0 | 0 | 0 | 0 | 0 | 0 | 0 | 0 | 0 | 3182.4715
2025-07-24 | 6374.715 | 0 | 6.59 | 0 | 0 | 0 | 0 | 0 | 0 | 0 | 0 | 0 | 0 | 0 | 0 | 1 | 0 | 0 | 0 | 0 | 0 | 0 | 0 | 0 | 0 | 0 | 0 | 0 | 3226.489
2025-07-24 | 6474.231 | 0 | 7.34 | 0 | 0 | 0 | 0 | 0 | 0 | 0 | 0 | 0 | 0 | 0 | 0 | 0 | 1 | 0 | 0 | 0 | 0 | 0 | 0 | 0 | 0 | 0 | 0 | 0 | 3275.724
2025-07-24 | 6728.815 | 0 | 7.4 | 0 | 0 | 0 | 0 | 0 | 0 | 0 | 0 | 0 | 0 | 0 | 0 | 0 | 0 | 1 | 0 | 0 | 0 | 0 | 0 | 0 | 0 | 0 | 0 | 0 | 3257.0365
2025-07-24 | 6707.655 | 0 | 8.29 | 0 | 0 | 0 | 0 | 0 | 0 | 0 | 0 | 0 | 0 | 0 | 0 | 0 | 0 | 0 | 1 | 0 | 0 | 0 | 0 | 0 | 0 | 0 | 0 | 0 | 3284.9006
2025-07-24 | 6474.136 | 0 | 8.47 | 0 | 0 | 0 | 0 | 0 | 0 | 0 | 0 | 0 | 0 | 0 | 0 | 0 | 0 | 0 | 0 | 1 | 0 | 0 | 0 | 0 | 0 | 0 | 0 | 0 | 3184.2905
2025-07-24 | 5939.449 | 0 | 7.93 | 0 | 0 | 0 | 0 | 0 | 0 | 0 | 0 | 0 | 0 | 0 | 0 | 0 | 0 | 0 | 0 | 0 | 1 | 0 | 0 | 0 | 0 | 0 | 0 | 0 | 2969.2603
2025-07-24 | 5415.969 | 0 | 7.65 | 0 | 0 | 0 | 0 | 0 | 0 | 0 | 0 | 0 | 0 | 0 | 0 | 0 | 0 | 0 | 0 | 0 | 0 | 1 | 0 | 0 | 0 | 0 | 0 | 0 | 2816.8295
2025-07-24 | 4950.881 | 0 | 7.01 | 0 | 0 | 0 | 0 | 0 | 0 | 0 | 0 | 0 | 0 | 0 | 0 | 0 | 0 | 0 | 0 | 0 | 0 | 0 | 1 | 0 | 0 | 0 | 0 | 0 | 2696.78
2025-07-24 | 4748.749 | 0.06 | 6 | 0 | 0 | 0 | 0 | 0 | 0 | 0 | 0 | 0 | 0 | 0 | 0 | 0 | 0 | 0 | 0 | 0 | 0 | 0 | 0 | 1 | 0 | 0 | 0 | 0 | 2545.511
2025-07-24 | 4349.227 | 0.06 | 4.72 | 0 | 0 | 0 | 0 | 0 | 0 | 0 | 0 | 0 | 0 | 0 | 0 | 0 | 0 | 0 | 0 | 0 | 0 | 0 | 0 | 0 | 1 | 0 | 0 | 0 | 2326.7653
2025-07-24 | 3855.172 | 0.16 | 3.69 | 0 | 0 | 0 | 0 | 0 | 0 | 0 | 0 | 0 | 0 | 0 | 0 | 0 | 0 | 0 | 0 | 0 | 0 | 0 | 0 | 0 | 0 | 1 | 0 | 0 | 2108.6979
2025-07-24 | 3430.435 | 0.2 | 3.41 | 0 | 0 | 0 | 0 | 0 | 0 | 0 | 0 | 0 | 0 | 0 | 0 | 0 | 0 | 0 | 0 | 0 | 0 | 0 | 0 | 0 | 0 | 0 | 1 | 0 | 1976.1317
2025-07-24 | 3208.834 | 0.12 | 3.15 | 0 | 0 | 0 | 0 | 0 | 0 | 0 | 0 | 0 | 0 | 0 | 0 | 0 | 0 | 0 | 0 | 0 | 0 | 0 | 0 | 0 | 0 | 0 | 0 | 1 | 1871.3568
2025-07-25 | 3131.64 | 0.21 | 2.68 | 0 | 1 | 0 | 0 | 0 | 0 | 0 | 0 | 0 | 0 | 0 | 0 | 0 | 0 | 0 | 0 | 0 | 0 | 0 | 0 | 0 | 0 | 0 | 0 | 0 | 1794.6695
2025-07-25 | 3075.49 | 0.35 | 2.44 | 0 | 0 | 1 | 0 | 0 | 0 | 0 | 0 | 0 | 0 | 0 | 0 | 0 | 0 | 0 | 0 | 0 | 0 | 0 | 0 | 0 | 0 | 0 | 0 | 0 | 1751.5779
2025-07-25 | 3060.681 | 0.32 | 2.05 | 0 | 0 | 0 | 1 | 0 | 0 | 0 | 0 | 0 | 0 | 0 | 0 | 0 | 0 | 0 | 0 | 0 | 0 | 0 | 0 | 0 | 0 | 0 | 0 | 0 | 1706.1728
2025-07-25 | 3041.97 | 0.37 | 1.84 | 0 | 0 | 0 | 0 | 1 | 0 | 0 | 0 | 0 | 0 | 0 | 0 | 0 | 0 | 0 | 0 | 0 | 0 | 0 | 0 | 0 | 0 | 0 | 0 | 0 | 1709.126
2025-07-25 | 3159.189 | 0.5 | 1.59 | 0 | 0 | 0 | 0 | 0 | 1 | 0 | 0 | 0 | 0 | 0 | 0 | 0 | 0 | 0 | 0 | 0 | 0 | 0 | 0 | 0 | 0 | 0 | 0 | 0 | 1732.7427
2025-07-25 | 3252.09 | 0.43 | 1.49 | 0 | 0 | 0 | 0 | 0 | 0 | 1 | 0 | 0 | 0 | 0 | 0 | 0 | 0 | 0 | 0 | 0 | 0 | 0 | 0 | 0 | 0 | 0 | 0 | 0 | 1824.9105
2025-07-25 | 3771.796 | 0.38 | 1.72 | 0 | 0 | 0 | 0 | 0 | 0 | 0 | 1 | 0 | 0 | 0 | 0 | 0 | 0 | 0 | 0 | 0 | 0 | 0 | 0 | 0 | 0 | 0 | 0 | 0 | 2045.2368
2025-07-25 | 4516.954 | 0.13 | 2.43 | 0 | 0 | 0 | 0 | 0 | 0 | 0 | 0 | 1 | 0 | 0 | 0 | 0 | 0 | 0 | 0 | 0 | 0 | 0 | 0 | 0 | 0 | 0 | 0 | 0 | 2321.2007
2025-07-25 | 5173.752 | 0.05 | 3.26 | 0 | 0 | 0 | 0 | 0 | 0 | 0 | 0 | 0 | 1 | 0 | 0 | 0 | 0 | 0 | 0 | 0 | 0 | 0 | 0 | 0 | 0 | 0 | 0 | 0 | 2631.5491
2025-07-25 | 5707.188 | 0 | 4.58 | 0 | 0 | 0 | 0 | 0 | 0 | 0 | 0 | 0 | 0 | 1 | 0 | 0 | 0 | 0 | 0 | 0 | 0 | 0 | 0 | 0 | 0 | 0 | 0 | 0 | 2932.7636
2025-07-25 | 6011.182 | 0 | 5.66 | 0 | 0 | 0 | 0 | 0 | 0 | 0 | 0 | 0 | 0 | 0 | 1 | 0 | 0 | 0 | 0 | 0 | 0 | 0 | 0 | 0 | 0 | 0 | 0 | 0 | 3135.1414
2025-07-25 | 6081.575 | 0 | 6.72 | 0 | 0 | 0 | 0 | 0 | 0 | 0 | 0 | 0 | 0 | 0 | 0 | 1 | 0 | 0 | 0 | 0 | 0 | 0 | 0 | 0 | 0 | 0 | 0 | 0 | 3238.7949
2025-07-25 | 6174.463 | 0 | 7.58 | 0 | 0 | 0 | 0 | 0 | 0 | 0 | 0 | 0 | 0 | 0 | 0 | 0 | 1 | 0 | 0 | 0 | 0 | 0 | 0 | 0 | 0 | 0 | 0 | 0 | 3298.4425
2025-07-25 | 6319.129 | 0 | 8.41 | 0 | 0 | 0 | 0 | 0 | 0 | 0 | 0 | 0 | 0 | 0 | 0 | 0 | 0 | 1 | 0 | 0 | 0 | 0 | 0 | 0 | 0 | 0 | 0 | 0 | 3352.6433
2025-07-25 | 6165.694 | 0 | 8.72 | 0 | 0 | 0 | 0 | 0 | 0 | 0 | 0 | 0 | 0 | 0 | 0 | 0 | 0 | 0 | 1 | 0 | 0 | 0 | 0 | 0 | 0 | 0 | 0 | 0 | 3325.6044
2025-07-25 | 5856.09 | 0 | 9.08 | 0 | 0 | 0 | 0 | 0 | 0 | 0 | 0 | 0 | 0 | 0 | 0 | 0 | 0 | 0 | 0 | 1 | 0 | 0 | 0 | 0 | 0 | 0 | 0 | 0 | 3242.0332
2025-07-25 | 5434.458 | 0 | 8.73 | 0 | 0 | 0 | 0 | 0 | 0 | 0 | 0 | 0 | 0 | 0 | 0 | 0 | 0 | 0 | 0 | 0 | 1 | 0 | 0 | 0 | 0 | 0 | 0 | 0 | 3044.9884
2025-07-25 | 4747.055 | 0 | 8.55 | 0 | 0 | 0 | 0 | 0 | 0 | 0 | 0 | 0 | 0 | 0 | 0 | 0 | 0 | 0 | 0 | 0 | 0 | 1 | 0 | 0 | 0 | 0 | 0 | 0 | 2902.0237
2025-07-25 | 4444.726 | 0 | 8.09 | 0 | 0 | 0 | 0 | 0 | 0 | 0 | 0 | 0 | 0 | 0 | 0 | 0 | 0 | 0 | 0 | 0 | 0 | 0 | 1 | 0 | 0 | 0 | 0 | 0 | 2799.013
2025-07-25 | 4122.186 | 0 | 7.06 | 0 | 0 | 0 | 0 | 0 | 0 | 0 | 0 | 0 | 0 | 0 | 0 | 0 | 0 | 0 | 0 | 0 | 0 | 0 | 0 | 1 | 0 | 0 | 0 | 0 | 2643.8335
2025-07-25 | 4003.424 | 0 | 5.42 | 0 | 0 | 0 | 0 | 0 | 0 | 0 | 0 | 0 | 0 | 0 | 0 | 0 | 0 | 0 | 0 | 0 | 0 | 0 | 0 | 0 | 1 | 0 | 0 | 0 | 2391.0102
2025-07-25 | 3618.505 | 0 | 4.34 | 0 | 0 | 0 | 0 | 0 | 0 | 0 | 0 | 0 | 0 | 0 | 0 | 0 | 0 | 0 | 0 | 0 | 0 | 0 | 0 | 0 | 0 | 1 | 0 | 0 | 2164.8477
2025-07-25 | 3352.265 | 0.11 | 3.51 | 0 | 0 | 0 | 0 | 0 | 0 | 0 | 0 | 0 | 0 | 0 | 0 | 0 | 0 | 0 | 0 | 0 | 0 | 0 | 0 | 0 | 0 | 0 | 1 | 0 | 1982.5719
2025-07-25 | 3106.892 | 0.12 | 2.75 | 0 | 0 | 0 | 0 | 0 | 0 | 0 | 0 | 0 | 0 | 0 | 0 | 0 | 0 | 0 | 0 | 0 | 0 | 0 | 0 | 0 | 0 | 0 | 0 | 1 | 1833.4927
2025-07-26 | 2969.268 | 0.31 | 1.94 | 1 | 1 | 0 | 0 | 0 | 0 | 0 | 0 | 0 | 0 | 0 | 0 | 0 | 0 | 0 | 0 | 0 | 0 | 0 | 0 | 0 | 0 | 0 | 0 | 0 | 1462.8299
2025-07-26 | 2928.651 | 0.56 | 1.71 | 1 | 0 | 1 | 0 | 0 | 0 | 0 | 0 | 0 | 0 | 0 | 0 | 0 | 0 | 0 | 0 | 0 | 0 | 0 | 0 | 0 | 0 | 0 | 0 | 0 | 1424.3831
2025-07-26 | 2893.481 | 0.57 | 1.3 | 1 | 0 | 0 | 1 | 0 | 0 | 0 | 0 | 0 | 0 | 0 | 0 | 0 | 0 | 0 | 0 | 0 | 0 | 0 | 0 | 0 | 0 | 0 | 0 | 0 | 1378.4297
2025-07-26 | 2913.447 | 0.72 | 1.13 | 1 | 0 | 0 | 0 | 1 | 0 | 0 | 0 | 0 | 0 | 0 | 0 | 0 | 0 | 0 | 0 | 0 | 0 | 0 | 0 | 0 | 0 | 0 | 0 | 0 | 1388.5314
2025-07-26 | 2924.628 | 0.96 | 0.96 | 1 | 0 | 0 | 0 | 0 | 1 | 0 | 0 | 0 | 0 | 0 | 0 | 0 | 0 | 0 | 0 | 0 | 0 | 0 | 0 | 0 | 0 | 0 | 0 | 0 | 1423.4191
2025-07-26 | 2902.227 | 0.88 | 0.94 | 1 | 0 | 0 | 0 | 0 | 0 | 1 | 0 | 0 | 0 | 0 | 0 | 0 | 0 | 0 | 0 | 0 | 0 | 0 | 0 | 0 | 0 | 0 | 0 | 0 | 1522.8234
2025-07-26 | 3156.809 | 0.45 | 1.34 | 1 | 0 | 0 | 0 | 0 | 0 | 0 | 1 | 0 | 0 | 0 | 0 | 0 | 0 | 0 | 0 | 0 | 0 | 0 | 0 | 0 | 0 | 0 | 0 | 0 | 1746.4663
2025-07-26 | 3753.631 | 0.02 | 2.82 | 1 | 0 | 0 | 0 | 0 | 0 | 0 | 0 | 1 | 0 | 0 | 0 | 0 | 0 | 0 | 0 | 0 | 0 | 0 | 0 | 0 | 0 | 0 | 0 | 0 | 2089.2668
2025-07-26 | 4366.536 | 0 | 4.94 | 1 | 0 | 0 | 0 | 0 | 0 | 0 | 0 | 0 | 1 | 0 | 0 | 0 | 0 | 0 | 0 | 0 | 0 | 0 | 0 | 0 | 0 | 0 | 0 | 0 | 2523.7441
2025-07-26 | 4822.328 | 0 | 6.46 | 1 | 0 | 0 | 0 | 0 | 0 | 0 | 0 | 0 | 0 | 1 | 0 | 0 | 0 | 0 | 0 | 0 | 0 | 0 | 0 | 0 | 0 | 0 | 0 | 0 | 2845.5716
2025-07-26 | 5048.244 | 0 | 7.44 | 1 | 0 | 0 | 0 | 0 | 0 | 0 | 0 | 0 | 0 | 0 | 1 | 0 | 0 | 0 | 0 | 0 | 0 | 0 | 0 | 0 | 0 | 0 | 0 | 0 | 3038.4834
2025-07-26 | 5269.516 | 0 | 8.35 | 1 | 0 | 0 | 0 | 0 | 0 | 0 | 0 | 0 | 0 | 0 | 0 | 1 | 0 | 0 | 0 | 0 | 0 | 0 | 0 | 0 | 0 | 0 | 0 | 0 | 3127.9378
2025-07-26 | 5360.429 | 0 | 8.84 | 1 | 0 | 0 | 0 | 0 | 0 | 0 | 0 | 0 | 0 | 0 | 0 | 0 | 1 | 0 | 0 | 0 | 0 | 0 | 0 | 0 | 0 | 0 | 0 | 0 | 3152.5612
2025-07-26 | 5283.634 | 0 | 9.05 | 1 | 0 | 0 | 0 | 0 | 0 | 0 | 0 | 0 | 0 | 0 | 0 | 0 | 0 | 1 | 0 | 0 | 0 | 0 | 0 | 0 | 0 | 0 | 0 | 0 | 3148.0727
2025-07-26 | 5182.164 | 0 | 9.35 | 1 | 0 | 0 | 0 | 0 | 0 | 0 | 0 | 0 | 0 | 0 | 0 | 0 | 0 | 0 | 1 | 0 | 0 | 0 | 0 | 0 | 0 | 0 | 0 | 0 | 3120.0873
2025-07-26 | 4979.686 | 0 | 8.65 | 1 | 0 | 0 | 0 | 0 | 0 | 0 | 0 | 0 | 0 | 0 | 0 | 0 | 0 | 0 | 0 | 1 | 0 | 0 | 0 | 0 | 0 | 0 | 0 | 0 | 2936.1762
2025-07-26 | 4726.051 | 0 | 8.64 | 1 | 0 | 0 | 0 | 0 | 0 | 0 | 0 | 0 | 0 | 0 | 0 | 0 | 0 | 0 | 0 | 0 | 1 | 0 | 0 | 0 | 0 | 0 | 0 | 0 | 2771.3159
2025-07-26 | 4487.025 | 0 | 8.71 | 1 | 0 | 0 | 0 | 0 | 0 | 0 | 0 | 0 | 0 | 0 | 0 | 0 | 0 | 0 | 0 | 0 | 0 | 1 | 0 | 0 | 0 | 0 | 0 | 0 | 2652.0162
2025-07-26 | 4264.811 | 0 | 8.29 | 1 | 0 | 0 | 0 | 0 | 0 | 0 | 0 | 0 | 0 | 0 | 0 | 0 | 0 | 0 | 0 | 0 | 0 | 0 | 1 | 0 | 0 | 0 | 0 | 0 | 2552.7919
2025-07-26 | 4068.365 | 0 | 6.96 | 1 | 0 | 0 | 0 | 0 | 0 | 0 | 0 | 0 | 0 | 0 | 0 | 0 | 0 | 0 | 0 | 0 | 0 | 0 | 0 | 1 | 0 | 0 | 0 | 0 | 2369.2144
2025-07-26 | 3902.975 | 0 | 5.88 | 1 | 0 | 0 | 0 | 0 | 0 | 0 | 0 | 0 | 0 | 0 | 0 | 0 | 0 | 0 | 0 | 0 | 0 | 0 | 0 | 0 | 1 | 0 | 0 | 0 | 2169.4007
2025-07-26 | 3592.721 | 0 | 5.16 | 1 | 0 | 0 | 0 | 0 | 0 | 0 | 0 | 0 | 0 | 0 | 0 | 0 | 0 | 0 | 0 | 0 | 0 | 0 | 0 | 0 | 0 | 1 | 0 | 0 | 1977.316
2025-07-26 | 3325.373 | 0 | 4.36 | 1 | 0 | 0 | 0 | 0 | 0 | 0 | 0 | 0 | 0 | 0 | 0 | 0 | 0 | 0 | 0 | 0 | 0 | 0 | 0 | 0 | 0 | 0 | 1 | 0 | 1794.1817
2025-07-26 | 3130.69 | 0 | 3.98 | 1 | 0 | 0 | 0 | 0 | 0 | 0 | 0 | 0 | 0 | 0 | 0 | 0 | 0 | 0 | 0 | 0 | 0 | 0 | 0 | 0 | 0 | 0 | 0 | 1 | 1680.7372
2025-07-27 | 3027.836 | 0 | 3.37 | 1 | 1 | 0 | 0 | 0 | 0 | 0 | 0 | 0 | 0 | 0 | 0 | 0 | 0 | 0 | 0 | 0 | 0 | 0 | 0 | 0 | 0 | 0 | 0 | 0 | 1587.7716
2025-07-27 | 3016.878 | 0 | 3.03 | 1 | 0 | 1 | 0 | 0 | 0 | 0 | 0 | 0 | 0 | 0 | 0 | 0 | 0 | 0 | 0 | 0 | 0 | 0 | 0 | 0 | 0 | 0 | 0 | 0 | 1530.5071
2025-07-27 | 2974.138 | 0 | 2.36 | 1 | 0 | 0 | 1 | 0 | 0 | 0 | 0 | 0 | 0 | 0 | 0 | 0 | 0 | 0 | 0 | 0 | 0 | 0 | 0 | 0 | 0 | 0 | 0 | 0 | 1459.6059
2025-07-27 | 2979.721 | 0.16 | 2.12 | 1 | 0 | 0 | 0 | 1 | 0 | 0 | 0 | 0 | 0 | 0 | 0 | 0 | 0 | 0 | 0 | 0 | 0 | 0 | 0 | 0 | 0 | 0 | 0 | 0 | 1463.4175
2025-07-27 | 3004.191 | 0.3 | 1.98 | 1 | 0 | 0 | 0 | 0 | 1 | 0 | 0 | 0 | 0 | 0 | 0 | 0 | 0 | 0 | 0 | 0 | 0 | 0 | 0 | 0 | 0 | 0 | 0 | 0 | 1497.783
2025-07-27 | 2952.288 | 0.24 | 1.96 | 1 | 0 | 0 | 0 | 0 | 0 | 1 | 0 | 0 | 0 | 0 | 0 | 0 | 0 | 0 | 0 | 0 | 0 | 0 | 0 | 0 | 0 | 0 | 0 | 0 | 1597.8598
2025-07-27 | 3176.259 | 0.14 | 2.53 | 1 | 0 | 0 | 0 | 0 | 0 | 0 | 1 | 0 | 0 | 0 | 0 | 0 | 0 | 0 | 0 | 0 | 0 | 0 | 0 | 0 | 0 | 0 | 0 | 0 | 1848.6896
2025-07-27 | 3390.81 | 0 | 3.82 | 1 | 0 | 0 | 0 | 0 | 0 | 0 | 0 | 1 | 0 | 0 | 0 | 0 | 0 | 0 | 0 | 0 | 0 | 0 | 0 | 0 | 0 | 0 | 0 | 0 | 2183.2546
2025-07-27 | 3838.612 | 0 | 5.26 | 1 | 0 | 0 | 0 | 0 | 0 | 0 | 0 | 0 | 1 | 0 | 0 | 0 | 0 | 0 | 0 | 0 | 0 | 0 | 0 | 0 | 0 | 0 | 0 | 0 | 2554.0353
2025-07-27 | 4410.699 | 0 | 6.12 | 1 | 0 | 0 | 0 | 0 | 0 | 0 | 0 | 0 | 0 | 1 | 0 | 0 | 0 | 0 | 0 | 0 | 0 | 0 | 0 | 0 | 0 | 0 | 0 | 0 | 2813.3871
2025-07-27 | 4666.619 | 0 | 7.13 | 1 | 0 | 0 | 0 | 0 | 0 | 0 | 0 | 0 | 0 | 0 | 1 | 0 | 0 | 0 | 0 | 0 | 0 | 0 | 0 | 0 | 0 | 0 | 0 | 0 | 3009.1388
2025-07-27 | 4865.248 | 0 | 8.27 | 1 | 0 | 0 | 0 | 0 | 0 | 0 | 0 | 0 | 0 | 0 | 0 | 1 | 0 | 0 | 0 | 0 | 0 | 0 | 0 | 0 | 0 | 0 | 0 | 0 | 3120.365
2025-07-27 | 5012.038 | 0 | 7.99 | 1 | 0 | 0 | 0 | 0 | 0 | 0 | 0 | 0 | 0 | 0 | 0 | 0 | 1 | 0 | 0 | 0 | 0 | 0 | 0 | 0 | 0 | 0 | 0 | 0 | 3072.1001
2025-07-27 | 5174.324 | 0 | 9.18 | 1 | 0 | 0 | 0 | 0 | 0 | 0 | 0 | 0 | 0 | 0 | 0 | 0 | 0 | 1 | 0 | 0 | 0 | 0 | 0 | 0 | 0 | 0 | 0 | 0 | 3160.3785
2025-07-27 | 5029.526 | 0 | 10.07 | 1 | 0 | 0 | 0 | 0 | 0 | 0 | 0 | 0 | 0 | 0 | 0 | 0 | 0 | 0 | 1 | 0 | 0 | 0 | 0 | 0 | 0 | 0 | 0 | 0 | 3188.2426
2025-07-27 | 4973.987 | 0 | 9.85 | 1 | 0 | 0 | 0 | 0 | 0 | 0 | 0 | 0 | 0 | 0 | 0 | 0 | 0 | 0 | 0 | 1 | 0 | 0 | 0 | 0 | 0 | 0 | 0 | 0 | 3049.7684
2025-07-27 | 4855.251 | 0 | 9.86 | 1 | 0 | 0 | 0 | 0 | 0 | 0 | 0 | 0 | 0 | 0 | 0 | 0 | 0 | 0 | 0 | 0 | 1 | 0 | 0 | 0 | 0 | 0 | 0 | 0 | 2886.8013
2025-07-27 | 4784.07 | 0 | 9.63 | 1 | 0 | 0 | 0 | 0 | 0 | 0 | 0 | 0 | 0 | 0 | 0 | 0 | 0 | 0 | 0 | 0 | 0 | 1 | 0 | 0 | 0 | 0 | 0 | 0 | 2739.1035
2025-07-27 | 4592.533 | 0 | 9.13 | 1 | 0 | 0 | 0 | 0 | 0 | 0 | 0 | 0 | 0 | 0 | 0 | 0 | 0 | 0 | 0 | 0 | 0 | 0 | 1 | 0 | 0 | 0 | 0 | 0 | 2632.3064
2025-07-27 | 4235.336 | 0 | 7.6 | 1 | 0 | 0 | 0 | 0 | 0 | 0 | 0 | 0 | 0 | 0 | 0 | 0 | 0 | 0 | 0 | 0 | 0 | 0 | 0 | 1 | 0 | 0 | 0 | 0 | 2429.7969
2025-07-27 | 4014.235 | 0 | 6.36 | 1 | 0 | 0 | 0 | 0 | 0 | 0 | 0 | 0 | 0 | 0 | 0 | 0 | 0 | 0 | 0 | 0 | 0 | 0 | 0 | 0 | 1 | 0 | 0 | 0 | 2214.8376
2025-07-27 | 3661.715 | 0 | 5.25 | 1 | 0 | 0 | 0 | 0 | 0 | 0 | 0 | 0 | 0 | 0 | 0 | 0 | 0 | 0 | 0 | 0 | 0 | 0 | 0 | 0 | 0 | 1 | 0 | 0 | 1985.8354
2025-07-27 | 3378.742 | 0.05 | 4.32 | 1 | 0 | 0 | 0 | 0 | 0 | 0 | 0 | 0 | 0 | 0 | 0 | 0 | 0 | 0 | 0 | 0 | 0 | 0 | 0 | 0 | 0 | 0 | 1 | 0 | 1792.0763
2025-07-27 | 3135.341 | 0.03 | 4.05 | 1 | 0 | 0 | 0 | 0 | 0 | 0 | 0 | 0 | 0 | 0 | 0 | 0 | 0 | 0 | 0 | 0 | 0 | 0 | 0 | 0 | 0 | 0 | 0 | 1 | 1688.372
2025-07-28 | 3005.957 | 0 | 3.56 | 0 | 1 | 0 | 0 | 0 | 0 | 0 | 0 | 0 | 0 | 0 | 0 | 0 | 0 | 0 | 0 | 0 | 0 | 0 | 0 | 0 | 0 | 0 | 0 | 0 | 1870.9101
2025-07-28 | 3042.616 | 0.13 | 3.03 | 0 | 0 | 1 | 0 | 0 | 0 | 0 | 0 | 0 | 0 | 0 | 0 | 0 | 0 | 0 | 0 | 0 | 0 | 0 | 0 | 0 | 0 | 0 | 0 | 0 | 1800.0309
2025-07-28 | 2944.186 | 0.24 | 2.7 | 0 | 0 | 0 | 1 | 0 | 0 | 0 | 0 | 0 | 0 | 0 | 0 | 0 | 0 | 0 | 0 | 0 | 0 | 0 | 0 | 0 | 0 | 0 | 0 | 0 | 1765.0123
2025-07-28 | 2964.901 | 0.17 | 2.16 | 0 | 0 | 0 | 0 | 1 | 0 | 0 | 0 | 0 | 0 | 0 | 0 | 0 | 0 | 0 | 0 | 0 | 0 | 0 | 0 | 0 | 0 | 0 | 0 | 0 | 1732.6932
2025-07-28 | 2981.087 | 0.25 | 2.14 | 0 | 0 | 0 | 0 | 0 | 1 | 0 | 0 | 0 | 0 | 0 | 0 | 0 | 0 | 0 | 0 | 0 | 0 | 0 | 0 | 0 | 0 | 0 | 0 | 0 | 1776.4007
2025-07-28 | 3081.801 | 0.33 | 1.93 | 0 | 0 | 0 | 0 | 0 | 0 | 1 | 0 | 0 | 0 | 0 | 0 | 0 | 0 | 0 | 0 | 0 | 0 | 0 | 0 | 0 | 0 | 0 | 0 | 0 | 1863.1989
2025-07-28 | 3722.403 | 0.3 | 2.23 | 0 | 0 | 0 | 0 | 0 | 0 | 0 | 1 | 0 | 0 | 0 | 0 | 0 | 0 | 0 | 0 | 0 | 0 | 0 | 0 | 0 | 0 | 0 | 0 | 0 | 2090.8239
2025-07-28 | 4607.446 | 0.11 | 3.25 | 0 | 0 | 0 | 0 | 0 | 0 | 0 | 0 | 1 | 0 | 0 | 0 | 0 | 0 | 0 | 0 | 0 | 0 | 0 | 0 | 0 | 0 | 0 | 0 | 0 | 2398.1496
2025-07-28 | 5419.993 | 0.02 | 4.66 | 0 | 0 | 0 | 0 | 0 | 0 | 0 | 0 | 0 | 1 | 0 | 0 | 0 | 0 | 0 | 0 | 0 | 0 | 0 | 0 | 0 | 0 | 0 | 0 | 0 | 2763.0647
2025-07-28 | 5885.455 | 0 | 6.27 | 0 | 0 | 0 | 0 | 0 | 0 | 0 | 0 | 0 | 0 | 1 | 0 | 0 | 0 | 0 | 0 | 0 | 0 | 0 | 0 | 0 | 0 | 0 | 0 | 0 | 3092.7392
2025-07-28 | 6276.223 | 0 | 6.96 | 0 | 0 | 0 | 0 | 0 | 0 | 0 | 0 | 0 | 0 | 0 | 1 | 0 | 0 | 0 | 0 | 0 | 0 | 0 | 0 | 0 | 0 | 0 | 0 | 0 | 3258.1996
2025-07-28 | 6195.46 | 0 | 7.77 | 0 | 0 | 0 | 0 | 0 | 0 | 0 | 0 | 0 | 0 | 0 | 0 | 1 | 0 | 0 | 0 | 0 | 0 | 0 | 0 | 0 | 0 | 0 | 0 | 0 | 3338.188
2025-07-28 | 6288.51 | 0 | 7.99 | 0 | 0 | 0 | 0 | 0 | 0 | 0 | 0 | 0 | 0 | 0 | 0 | 0 | 1 | 0 | 0 | 0 | 0 | 0 | 0 | 0 | 0 | 0 | 0 | 0 | 3337.2531
2025-07-28 | 6438.783 | 0 | 9.24 | 0 | 0 | 0 | 0 | 0 | 0 | 0 | 0 | 0 | 0 | 0 | 0 | 0 | 0 | 1 | 0 | 0 | 0 | 0 | 0 | 0 | 0 | 0 | 0 | 0 | 3431.2112
2025-07-28 | 6516.727 | 0 | 9.4 | 0 | 0 | 0 | 0 | 0 | 0 | 0 | 0 | 0 | 0 | 0 | 0 | 0 | 0 | 0 | 1 | 0 | 0 | 0 | 0 | 0 | 0 | 0 | 0 | 0 | 3389.9734
2025-07-28 | 6341.646 | 0 | 9.56 | 0 | 0 | 0 | 0 | 0 | 0 | 0 | 0 | 0 | 0 | 0 | 0 | 0 | 0 | 0 | 0 | 1 | 0 | 0 | 0 | 0 | 0 | 0 | 0 | 0 | 3287.47
2025-07-28 | 5728.642 | 0 | 9.42 | 0 | 0 | 0 | 0 | 0 | 0 | 0 | 0 | 0 | 0 | 0 | 0 | 0 | 0 | 0 | 0 | 0 | 1 | 0 | 0 | 0 | 0 | 0 | 0 | 0 | 3110.3039
2025-07-28 | 5178.969 | 0 | 8.88 | 0 | 0 | 0 | 0 | 0 | 0 | 0 | 0 | 0 | 0 | 0 | 0 | 0 | 0 | 0 | 0 | 0 | 0 | 1 | 0 | 0 | 0 | 0 | 0 | 0 | 2933.2615
2025-07-28 | 4931.164 | 0 | 8.49 | 0 | 0 | 0 | 0 | 0 | 0 | 0 | 0 | 0 | 0 | 0 | 0 | 0 | 0 | 0 | 0 | 0 | 0 | 0 | 1 | 0 | 0 | 0 | 0 | 0 | 2836.877
2025-07-28 | 4733.513 | 0 | 7.58 | 0 | 0 | 0 | 0 | 0 | 0 | 0 | 0 | 0 | 0 | 0 | 0 | 0 | 0 | 0 | 0 | 0 | 0 | 0 | 0 | 1 | 0 | 0 | 0 | 0 | 2693.0568
2025-07-28 | 4434.203 | 0 | 6.45 | 0 | 0 | 0 | 0 | 0 | 0 | 0 | 0 | 0 | 0 | 0 | 0 | 0 | 0 | 0 | 0 | 0 | 0 | 0 | 0 | 0 | 1 | 0 | 0 | 0 | 2488.5101
2025-07-28 | 3919.585 | 0 | 5.69 | 0 | 0 | 0 | 0 | 0 | 0 | 0 | 0 | 0 | 0 | 0 | 0 | 0 | 0 | 0 | 0 | 0 | 0 | 0 | 0 | 0 | 0 | 1 | 0 | 0 | 2292.6389
2025-07-28 | 3595.934 | 0.06 | 4.6 | 0 | 0 | 0 | 0 | 0 | 0 | 0 | 0 | 0 | 0 | 0 | 0 | 0 | 0 | 0 | 0 | 0 | 0 | 0 | 0 | 0 | 0 | 0 | 1 | 0 | 2084.0705
2025-07-28 | 3338.019 | 0.15 | 3.87 | 0 | 0 | 0 | 0 | 0 | 0 | 0 | 0 | 0 | 0 | 0 | 0 | 0 | 0 | 0 | 0 | 0 | 0 | 0 | 0 | 0 | 0 | 0 | 0 | 1 | 1940.5207
2025-07-29 | 3204.854 | 0.35 | 3.66 | 0 | 1 | 0 | 0 | 0 | 0 | 0 | 0 | 0 | 0 | 0 | 0 | 0 | 0 | 0 | 0 | 0 | 0 | 0 | 0 | 0 | 0 | 0 | 0 | 0 | 1892.1433
2025-07-29 | 3139.883 | 0.5 | 3.3 | 0 | 0 | 1 | 0 | 0 | 0 | 0 | 0 | 0 | 0 | 0 | 0 | 0 | 0 | 0 | 0 | 0 | 0 | 0 | 0 | 0 | 0 | 0 | 0 | 0 | 1838.0286
2025-07-29 | 3118.926 | 0.53 | 2.79 | 0 | 0 | 0 | 1 | 0 | 0 | 0 | 0 | 0 | 0 | 0 | 0 | 0 | 0 | 0 | 0 | 0 | 0 | 0 | 0 | 0 | 0 | 0 | 0 | 0 | 1783.2816
2025-07-29 | 3116.205 | 0.63 | 2.51 | 0 | 0 | 0 | 0 | 1 | 0 | 0 | 0 | 0 | 0 | 0 | 0 | 0 | 0 | 0 | 0 | 0 | 0 | 0 | 0 | 0 | 0 | 0 | 0 | 0 | 1781.2896
2025-07-29 | 3142.484 | 0.79 | 2.27 | 0 | 0 | 0 | 0 | 0 | 1 | 0 | 0 | 0 | 0 | 0 | 0 | 0 | 0 | 0 | 0 | 0 | 0 | 0 | 0 | 0 | 0 | 0 | 0 | 0 | 1806.8615
2025-07-29 | 3221.719 | 0.8 | 2.1 | 0 | 0 | 0 | 0 | 0 | 0 | 1 | 0 | 0 | 0 | 0 | 0 | 0 | 0 | 0 | 0 | 0 | 0 | 0 | 0 | 0 | 0 | 0 | 0 | 0 | 1895.0927
2025-07-29 | 3919.77 | 0.52 | 2.14 | 0 | 0 | 0 | 0 | 0 | 0 | 0 | 1 | 0 | 0 | 0 | 0 | 0 | 0 | 0 | 0 | 0 | 0 | 0 | 0 | 0 | 0 | 0 | 0 | 0 | 2089.7009
2025-07-29 | 4855.357 | 0.05 | 2.71 | 0 | 0 | 0 | 0 | 0 | 0 | 0 | 0 | 1 | 0 | 0 | 0 | 0 | 0 | 0 | 0 | 0 | 0 | 0 | 0 | 0 | 0 | 0 | 0 | 0 | 2345.0159
2025-07-29 | 5621.518 | 0 | 4.16 | 0 | 0 | 0 | 0 | 0 | 0 | 0 | 0 | 0 | 1 | 0 | 0 | 0 | 0 | 0 | 0 | 0 | 0 | 0 | 0 | 0 | 0 | 0 | 0 | 0 | 2715.0622
2025-07-29 | 6261.533 | 0 | 5.47 | 0 | 0 | 0 | 0 | 0 | 0 | 0 | 0 | 0 | 0 | 1 | 0 | 0 | 0 | 0 | 0 | 0 | 0 | 0 | 0 | 0 | 0 | 0 | 0 | 0 | 3017.0111
2025-07-29 | 6591.72 | 0 | 6.51 | 0 | 0 | 0 | 0 | 0 | 0 | 0 | 0 | 0 | 0 | 0 | 1 | 0 | 0 | 0 | 0 | 0 | 0 | 0 | 0 | 0 | 0 | 0 | 0 | 0 | 3215.6025
2025-07-29 | 6613.389 | 0 | 6.98 | 0 | 0 | 0 | 0 | 0 | 0 | 0 | 0 | 0 | 0 | 0 | 0 | 1 | 0 | 0 | 0 | 0 | 0 | 0 | 0 | 0 | 0 | 0 | 0 | 0 | 3263.4065
2025-07-29 | 6663.041 | 0 | 7.9 | 0 | 0 | 0 | 0 | 0 | 0 | 0 | 0 | 0 | 0 | 0 | 0 | 0 | 1 | 0 | 0 | 0 | 0 | 0 | 0 | 0 | 0 | 0 | 0 | 0 | 3328.7337
2025-07-29 | 6732.423 | 0 | 8.49 | 0 | 0 | 0 | 0 | 0 | 0 | 0 | 0 | 0 | 0 | 0 | 0 | 0 | 0 | 1 | 0 | 0 | 0 | 0 | 0 | 0 | 0 | 0 | 0 | 0 | 3360.2161
2025-07-29 | 6662.915 | 0 | 9.09 | 0 | 0 | 0 | 0 | 0 | 0 | 0 | 0 | 0 | 0 | 0 | 0 | 0 | 0 | 0 | 1 | 0 | 0 | 0 | 0 | 0 | 0 | 0 | 0 | 0 | 3360.6287
2025-07-29 | 6444.916 | 0 | 8.99 | 0 | 0 | 0 | 0 | 0 | 0 | 0 | 0 | 0 | 0 | 0 | 0 | 0 | 0 | 0 | 0 | 1 | 0 | 0 | 0 | 0 | 0 | 0 | 0 | 0 | 3233.5138
2025-07-29 | 5833.796 | 0 | 9.01 | 0 | 0 | 0 | 0 | 0 | 0 | 0 | 0 | 0 | 0 | 0 | 0 | 0 | 0 | 0 | 0 | 0 | 1 | 0 | 0 | 0 | 0 | 0 | 0 | 0 | 3071.4933
2025-07-29 | 5339.293 | 0 | 8.94 | 0 | 0 | 0 | 0 | 0 | 0 | 0 | 0 | 0 | 0 | 0 | 0 | 0 | 0 | 0 | 0 | 0 | 0 | 1 | 0 | 0 | 0 | 0 | 0 | 0 | 2938.9411
2025-07-29 | 4848.785 | 0 | 7.89 | 0 | 0 | 0 | 0 | 0 | 0 | 0 | 0 | 0 | 0 | 0 | 0 | 0 | 0 | 0 | 0 | 0 | 0 | 0 | 1 | 0 | 0 | 0 | 0 | 0 | 2780.0809
2025-07-29 | 4536.268 | 0 | 6.84 | 0 | 0 | 0 | 0 | 0 | 0 | 0 | 0 | 0 | 0 | 0 | 0 | 0 | 0 | 0 | 0 | 0 | 0 | 0 | 0 | 1 | 0 | 0 | 0 | 0 | 2623.0083
2025-07-29 | 4250.06 | 0 | 5.51 | 0 | 0 | 0 | 0 | 0 | 0 | 0 | 0 | 0 | 0 | 0 | 0 | 0 | 0 | 0 | 0 | 0 | 0 | 0 | 0 | 0 | 1 | 0 | 0 | 0 | 2399.5296
2025-07-29 | 3805.773 | 0 | 4.55 | 0 | 0 | 0 | 0 | 0 | 0 | 0 | 0 | 0 | 0 | 0 | 0 | 0 | 0 | 0 | 0 | 0 | 0 | 0 | 0 | 0 | 0 | 1 | 0 | 0 | 2184.7264
2025-07-29 | 3470.873 | 0 | 3.84 | 0 | 0 | 0 | 0 | 0 | 0 | 0 | 0 | 0 | 0 | 0 | 0 | 0 | 0 | 0 | 0 | 0 | 0 | 0 | 0 | 0 | 0 | 0 | 1 | 0 | 2010.1115
2025-07-29 | 3283.614 | 0.06 | 3.34 | 0 | 0 | 0 | 0 | 0 | 0 | 0 | 0 | 0 | 0 | 0 | 0 | 0 | 0 | 0 | 0 | 0 | 0 | 0 | 0 | 0 | 0 | 0 | 0 | 1 | 1887.325
2025-07-30 | 3123.991 | 0.23 | 2.88 | 0 | 1 | 0 | 0 | 0 | 0 | 0 | 0 | 0 | 0 | 0 | 0 | 0 | 0 | 0 | 0 | 0 | 0 | 0 | 0 | 0 | 0 | 0 | 0 | 0 | 1814.2739
2025-07-30 | 3017.731 | 0.37 | 2.49 | 0 | 0 | 1 | 0 | 0 | 0 | 0 | 0 | 0 | 0 | 0 | 0 | 0 | 0 | 0 | 0 | 0 | 0 | 0 | 0 | 0 | 0 | 0 | 0 | 0 | 1756.9833
2025-07-30 | 2955.619 | 0.51 | 1.98 | 0 | 0 | 0 | 1 | 0 | 0 | 0 | 0 | 0 | 0 | 0 | 0 | 0 | 0 | 0 | 0 | 0 | 0 | 0 | 0 | 0 | 0 | 0 | 0 | 0 | 1705.9344
2025-07-30 | 3000.168 | 0.61 | 1.66 | 0 | 0 | 0 | 0 | 1 | 0 | 0 | 0 | 0 | 0 | 0 | 0 | 0 | 0 | 0 | 0 | 0 | 0 | 0 | 0 | 0 | 0 | 0 | 0 | 0 | 1700.1561
2025-07-30 | 3038.534 | 0.74 | 1.55 | 0 | 0 | 0 | 0 | 0 | 1 | 0 | 0 | 0 | 0 | 0 | 0 | 0 | 0 | 0 | 0 | 0 | 0 | 0 | 0 | 0 | 0 | 0 | 0 | 0 | 1737.0252
2025-07-30 | 3139.015 | 0.84 | 1.38 | 0 | 0 | 0 | 0 | 0 | 0 | 1 | 0 | 0 | 0 | 0 | 0 | 0 | 0 | 0 | 0 | 0 | 0 | 0 | 0 | 0 | 0 | 0 | 0 | 0 | 1828.2822
2025-07-30 | 3701.309 | 0.52 | 1.65 | 0 | 0 | 0 | 0 | 0 | 0 | 0 | 1 | 0 | 0 | 0 | 0 | 0 | 0 | 0 | 0 | 0 | 0 | 0 | 0 | 0 | 0 | 0 | 0 | 0 | 2043.3175
2025-07-30 | 4544.06 | 0.23 | 2.25 | 0 | 0 | 0 | 0 | 0 | 0 | 0 | 0 | 1 | 0 | 0 | 0 | 0 | 0 | 0 | 0 | 0 | 0 | 0 | 0 | 0 | 0 | 0 | 0 | 0 | 2307.5239
2025-07-30 | 5411.803 | 0.06 | 3.44 | 0 | 0 | 0 | 0 | 0 | 0 | 0 | 0 | 0 | 1 | 0 | 0 | 0 | 0 | 0 | 0 | 0 | 0 | 0 | 0 | 0 | 0 | 0 | 0 | 0 | 2648.9241
2025-07-30 | 5997.098 | 0 | 4.38 | 0 | 0 | 0 | 0 | 0 | 0 | 0 | 0 | 0 | 0 | 1 | 0 | 0 | 0 | 0 | 0 | 0 | 0 | 0 | 0 | 0 | 0 | 0 | 0 | 0 | 2913.8315
2025-07-30 | 6425.857 | 0 | 5.54 | 0 | 0 | 0 | 0 | 0 | 0 | 0 | 0 | 0 | 0 | 0 | 1 | 0 | 0 | 0 | 0 | 0 | 0 | 0 | 0 | 0 | 0 | 0 | 0 | 0 | 3123.7822
2025-07-30 | 6413.572 | 0 | 6.44 | 0 | 0 | 0 | 0 | 0 | 0 | 0 | 0 | 0 | 0 | 0 | 0 | 1 | 0 | 0 | 0 | 0 | 0 | 0 | 0 | 0 | 0 | 0 | 0 | 0 | 3212.29
2025-07-30 | 6512.432 | 0 | 7.37 | 0 | 0 | 0 | 0 | 0 | 0 | 0 | 0 | 0 | 0 | 0 | 0 | 0 | 1 | 0 | 0 | 0 | 0 | 0 | 0 | 0 | 0 | 0 | 0 | 0 | 3278.5638
2025-07-30 | 6481.304 | 0 | 7.89 | 0 | 0 | 0 | 0 | 0 | 0 | 0 | 0 | 0 | 0 | 0 | 0 | 0 | 0 | 1 | 0 | 0 | 0 | 0 | 0 | 0 | 0 | 0 | 0 | 0 | 3303.42
2025-07-30 | 6552.082 | 0 | 8.2 | 0 | 0 | 0 | 0 | 0 | 0 | 0 | 0 | 0 | 0 | 0 | 0 | 0 | 0 | 0 | 1 | 0 | 0 | 0 | 0 | 0 | 0 | 0 | 0 | 0 | 3276.3812
2025-07-30 | 6348.373 | 0 | 8.03 | 0 | 0 | 0 | 0 | 0 | 0 | 0 | 0 | 0 | 0 | 0 | 0 | 0 | 0 | 0 | 0 | 1 | 0 | 0 | 0 | 0 | 0 | 0 | 0 | 0 | 3142.64
2025-07-30 | 5752.231 | 0 | 7.83 | 0 | 0 | 0 | 0 | 0 | 0 | 0 | 0 | 0 | 0 | 0 | 0 | 0 | 0 | 0 | 0 | 0 | 1 | 0 | 0 | 0 | 0 | 0 | 0 | 0 | 2959.7943
2025-07-30 | 5261.769 | 0 | 7.24 | 0 | 0 | 0 | 0 | 0 | 0 | 0 | 0 | 0 | 0 | 0 | 0 | 0 | 0 | 0 | 0 | 0 | 0 | 1 | 0 | 0 | 0 | 0 | 0 | 0 | 2778.0189
2025-07-30 | 4792.545 | 0 | 6.51 | 0 | 0 | 0 | 0 | 0 | 0 | 0 | 0 | 0 | 0 | 0 | 0 | 0 | 0 | 0 | 0 | 0 | 0 | 0 | 1 | 0 | 0 | 0 | 0 | 0 | 2649.4499
2025-07-30 | 4603.029 | 0.07 | 5.48 | 0 | 0 | 0 | 0 | 0 | 0 | 0 | 0 | 0 | 0 | 0 | 0 | 0 | 0 | 0 | 0 | 0 | 0 | 0 | 0 | 1 | 0 | 0 | 0 | 0 | 2496.6239
2025-07-30 | 4269.672 | 0.18 | 4.64 | 0 | 0 | 0 | 0 | 0 | 0 | 0 | 0 | 0 | 0 | 0 | 0 | 0 | 0 | 0 | 0 | 0 | 0 | 0 | 0 | 0 | 1 | 0 | 0 | 0 | 2323.2269
2025-07-30 | 3774.831 | 0.26 | 3.98 | 0 | 0 | 0 | 0 | 0 | 0 | 0 | 0 | 0 | 0 | 0 | 0 | 0 | 0 | 0 | 0 | 0 | 0 | 0 | 0 | 0 | 0 | 1 | 0 | 0 | 2139.5114
2025-07-30 | 3299.847 | 0.27 | 3.36 | 0 | 0 | 0 | 0 | 0 | 0 | 0 | 0 | 0 | 0 | 0 | 0 | 0 | 0 | 0 | 0 | 0 | 0 | 0 | 0 | 0 | 0 | 0 | 1 | 0 | 1973.7521
2025-07-30 | 3074.126 | 0.38 | 2.67 | 0 | 0 | 0 | 0 | 0 | 0 | 0 | 0 | 0 | 0 | 0 | 0 | 0 | 0 | 0 | 0 | 0 | 0 | 0 | 0 | 0 | 0 | 0 | 0 | 1 | 1834.6612
2025-07-31 | 2942.907 | 0.54 | 2.15 | 0 | 1 | 0 | 0 | 0 | 0 | 0 | 0 | 0 | 0 | 0 | 0 | 0 | 0 | 0 | 0 | 0 | 0 | 0 | 0 | 0 | 0 | 0 | 0 | 0 | 1755.5943
2025-07-31 | 2828.235 | 0.61 | 1.64 | 0 | 0 | 1 | 0 | 0 | 0 | 0 | 0 | 0 | 0 | 0 | 0 | 0 | 0 | 0 | 0 | 0 | 0 | 0 | 0 | 0 | 0 | 0 | 0 | 0 | 1684.591
2025-07-31 | 2809.067 | 0.81 | 1.36 | 0 | 0 | 0 | 1 | 0 | 0 | 0 | 0 | 0 | 0 | 0 | 0 | 0 | 0 | 0 | 0 | 0 | 0 | 0 | 0 | 0 | 0 | 0 | 0 | 0 | 1657.3312
2025-07-31 | 2806.513 | 1.17 | 1.11 | 0 | 0 | 0 | 0 | 1 | 0 | 0 | 0 | 0 | 0 | 0 | 0 | 0 | 0 | 0 | 0 | 0 | 0 | 0 | 0 | 0 | 0 | 0 | 0 | 0 | 1666.9204
2025-07-31 | 2883.105 | 1.02 | 0.93 | 0 | 0 | 0 | 0 | 0 | 1 | 0 | 0 | 0 | 0 | 0 | 0 | 0 | 0 | 0 | 0 | 0 | 0 | 0 | 0 | 0 | 0 | 0 | 0 | 0 | 1687.7496
2025-07-31 | 2956.488 | 1.18 | 0.83 | 0 | 0 | 0 | 0 | 0 | 0 | 1 | 0 | 0 | 0 | 0 | 0 | 0 | 0 | 0 | 0 | 0 | 0 | 0 | 0 | 0 | 0 | 0 | 0 | 0 | 1787.65
2025-07-31 | 3410.393 | 0.78 | 1.22 | 0 | 0 | 0 | 0 | 0 | 0 | 0 | 1 | 0 | 0 | 0 | 0 | 0 | 0 | 0 | 0 | 0 | 0 | 0 | 0 | 0 | 0 | 0 | 0 | 0 | 2011.3549
2025-07-31 | 4058.966 | 0.42 | 2.27 | 0 | 0 | 0 | 0 | 0 | 0 | 0 | 0 | 1 | 0 | 0 | 0 | 0 | 0 | 0 | 0 | 0 | 0 | 0 | 0 | 0 | 0 | 0 | 0 | 0 | 2315.8049
2025-07-31 | 4750.653 | 0.21 | 3.45 | 0 | 0 | 0 | 0 | 0 | 0 | 0 | 0 | 0 | 1 | 0 | 0 | 0 | 0 | 0 | 0 | 0 | 0 | 0 | 0 | 0 | 0 | 0 | 0 | 0 | 2654.9138
2025-07-31 | 5159.865 | 0 | 4.29 | 0 | 0 | 0 | 0 | 0 | 0 | 0 | 0 | 0 | 0 | 1 | 0 | 0 | 0 | 0 | 0 | 0 | 0 | 0 | 0 | 0 | 0 | 0 | 0 | 0 | 2905.3121
2025-07-31 | 5236.177 | 0 | 5.16 | 0 | 0 | 0 | 0 | 0 | 0 | 0 | 0 | 0 | 0 | 0 | 1 | 0 | 0 | 0 | 0 | 0 | 0 | 0 | 0 | 0 | 0 | 0 | 0 | 0 | 3087.8113
2025-07-31 | 5178.428 | 0 | 6.09 | 0 | 0 | 0 | 0 | 0 | 0 | 0 | 0 | 0 | 0 | 0 | 0 | 1 | 0 | 0 | 0 | 0 | 0 | 0 | 0 | 0 | 0 | 0 | 0 | 0 | 3179.159
2025-07-31 | 5278.872 | 0 | 6.59 | 0 | 0 | 0 | 0 | 0 | 0 | 0 | 0 | 0 | 0 | 0 | 0 | 0 | 1 | 0 | 0 | 0 | 0 | 0 | 0 | 0 | 0 | 0 | 0 | 0 | 3204.7289
2025-07-31 | 5264.114 | 0 | 7.3 | 0 | 0 | 0 | 0 | 0 | 0 | 0 | 0 | 0 | 0 | 0 | 0 | 0 | 0 | 1 | 0 | 0 | 0 | 0 | 0 | 0 | 0 | 0 | 0 | 0 | 3247.5705
2025-07-31 | 5125.933 | 0 | 6.9 | 0 | 0 | 0 | 0 | 0 | 0 | 0 | 0 | 0 | 0 | 0 | 0 | 0 | 0 | 0 | 1 | 0 | 0 | 0 | 0 | 0 | 0 | 0 | 0 | 0 | 3153.323
2025-07-31 | 5095.505 | 0 | 7.22 | 0 | 0 | 0 | 0 | 0 | 0 | 0 | 0 | 0 | 0 | 0 | 0 | 0 | 0 | 0 | 0 | 1 | 0 | 0 | 0 | 0 | 0 | 0 | 0 | 0 | 3065.9653
2025-07-31 | 4714.575 | 0 | 7.45 | 0 | 0 | 0 | 0 | 0 | 0 | 0 | 0 | 0 | 0 | 0 | 0 | 0 | 0 | 0 | 0 | 0 | 1 | 0 | 0 | 0 | 0 | 0 | 0 | 0 | 2923.8234
2025-07-31 | 4278.733 | 0 | 7.52 | 0 | 0 | 0 | 0 | 0 | 0 | 0 | 0 | 0 | 0 | 0 | 0 | 0 | 0 | 0 | 0 | 0 | 0 | 1 | 0 | 0 | 0 | 0 | 0 | 0 | 2804.5237
2025-07-31 | 3922.48 | 0 | 6.63 | 0 | 0 | 0 | 0 | 0 | 0 | 0 | 0 | 0 | 0 | 0 | 0 | 0 | 0 | 0 | 0 | 0 | 0 | 0 | 1 | 0 | 0 | 0 | 0 | 0 | 2660.8091
2025-07-31 | 3638.763 | 0 | 5.52 | 0 | 0 | 0 | 0 | 0 | 0 | 0 | 0 | 0 | 0 | 0 | 0 | 0 | 0 | 0 | 0 | 0 | 0 | 0 | 0 | 1 | 0 | 0 | 0 | 0 | 2498.0569
2025-07-31 | 3361.739 | 0 | 4.59 | 0 | 0 | 0 | 0 | 0 | 0 | 0 | 0 | 0 | 0 | 0 | 0 | 0 | 0 | 0 | 0 | 0 | 0 | 0 | 0 | 0 | 1 | 0 | 0 | 0 | 2312.4422
2025-07-31 | 2976.043 | 0 | 4.24 | 0 | 0 | 0 | 0 | 0 | 0 | 0 | 0 | 0 | 0 | 0 | 0 | 0 | 0 | 0 | 0 | 0 | 0 | 0 | 0 | 0 | 0 | 1 | 0 | 0 | 2155.3817
2025-07-31 | 2687.553 | 0.01 | 3.52 | 0 | 0 | 0 | 0 | 0 | 0 | 0 | 0 | 0 | 0 | 0 | 0 | 0 | 0 | 0 | 0 | 0 | 0 | 0 | 0 | 0 | 0 | 0 | 1 | 0 | 1980.1565
2025-07-31 | 2510.621 | 0.17 | 2.85 | 0 | 0 | 0 | 0 | 0 | 0 | 0 | 0 | 0 | 0 | 0 | 0 | 0 | 0 | 0 | 0 | 0 | 0 | 0 | 0 | 0 | 0 | 0 | 0 | 1 | 1844.6398
2025-08-01 | 2457.415 | 0.28 | 2.53 | 0 | 1 | 0 | 0 | 0 | 0 | 0 | 0 | 0 | 0 | 0 | 0 | 0 | 0 | 0 | 0 | 0 | 0 | 0 | 0 | 0 | 0 | 0 | 0 | 0 | 1782.8239
2025-08-01 | 2411.743 | 0.46 | 2.04 | 0 | 0 | 1 | 0 | 0 | 0 | 0 | 0 | 0 | 0 | 0 | 0 | 0 | 0 | 0 | 0 | 0 | 0 | 0 | 0 | 0 | 0 | 0 | 0 | 0 | 1717.412
2025-08-01 | 2385.212 | 0.75 | 1.64 | 0 | 0 | 0 | 1 | 0 | 0 | 0 | 0 | 0 | 0 | 0 | 0 | 0 | 0 | 0 | 0 | 0 | 0 | 0 | 0 | 0 | 0 | 0 | 0 | 0 | 1681.8189
2025-08-01 | 2414.777 | 0.8 | 1.48 | 0 | 0 | 0 | 0 | 1 | 0 | 0 | 0 | 0 | 0 | 0 | 0 | 0 | 0 | 0 | 0 | 0 | 0 | 0 | 0 | 0 | 0 | 0 | 0 | 0 | 1689.5051
2025-08-01 | 2482.879 | 0.87 | 1.34 | 0 | 0 | 0 | 0 | 0 | 1 | 0 | 0 | 0 | 0 | 0 | 0 | 0 | 0 | 0 | 0 | 0 | 0 | 0 | 0 | 0 | 0 | 0 | 0 | 0 | 1721.5172
2025-08-01 | 2534.565 | 1.03 | 1.3 | 0 | 0 | 0 | 0 | 0 | 0 | 1 | 0 | 0 | 0 | 0 | 0 | 0 | 0 | 0 | 0 | 0 | 0 | 0 | 0 | 0 | 0 | 0 | 0 | 0 | 1827.0972
2025-08-01 | 2980.432 | 0.92 | 1.59 | 0 | 0 | 0 | 0 | 0 | 0 | 0 | 1 | 0 | 0 | 0 | 0 | 0 | 0 | 0 | 0 | 0 | 0 | 0 | 0 | 0 | 0 | 0 | 0 | 0 | 2051.086
2025-08-01 | 3681.806 | 0.34 | 2.31 | 0 | 0 | 0 | 0 | 0 | 0 | 0 | 0 | 1 | 0 | 0 | 0 | 0 | 0 | 0 | 0 | 0 | 0 | 0 | 0 | 0 | 0 | 0 | 0 | 0 | 2316.9017
2025-08-01 | 4326.287 | 0.06 | 3.7 | 0 | 0 | 0 | 0 | 0 | 0 | 0 | 0 | 0 | 1 | 0 | 0 | 0 | 0 | 0 | 0 | 0 | 0 | 0 | 0 | 0 | 0 | 0 | 0 | 0 | 2673.5358
2025-08-01 | 4825.277 | 0.01 | 5.15 | 0 | 0 | 0 | 0 | 0 | 0 | 0 | 0 | 0 | 0 | 1 | 0 | 0 | 0 | 0 | 0 | 0 | 0 | 0 | 0 | 0 | 0 | 0 | 0 | 0 | 2987.0561
2025-08-01 | 5111.245 | 0.09 | 5.86 | 0 | 0 | 0 | 0 | 0 | 0 | 0 | 0 | 0 | 0 | 0 | 1 | 0 | 0 | 0 | 0 | 0 | 0 | 0 | 0 | 0 | 0 | 0 | 0 | 0 | 3157.0993
2025-08-01 | 5216.669 | 0.01 | 6.3 | 0 | 0 | 0 | 0 | 0 | 0 | 0 | 0 | 0 | 0 | 0 | 0 | 1 | 0 | 0 | 0 | 0 | 0 | 0 | 0 | 0 | 0 | 0 | 0 | 0 | 3199.3738
2025-08-01 | 5327.696 | 0 | 6.75 | 0 | 0 | 0 | 0 | 0 | 0 | 0 | 0 | 0 | 0 | 0 | 0 | 0 | 1 | 0 | 0 | 0 | 0 | 0 | 0 | 0 | 0 | 0 | 0 | 0 | 3219.8746
2025-08-01 | 5329.914 | 0 | 7.67 | 0 | 0 | 0 | 0 | 0 | 0 | 0 | 0 | 0 | 0 | 0 | 0 | 0 | 0 | 1 | 0 | 0 | 0 | 0 | 0 | 0 | 0 | 0 | 0 | 0 | 3282.5948
2025-08-01 | 5342.343 | 0 | 7.76 | 0 | 0 | 0 | 0 | 0 | 0 | 0 | 0 | 0 | 0 | 0 | 0 | 0 | 0 | 0 | 1 | 0 | 0 | 0 | 0 | 0 | 0 | 0 | 0 | 0 | 3234.7307
2025-08-01 | 5061.736 | 0 | 7.06 | 0 | 0 | 0 | 0 | 0 | 0 | 0 | 0 | 0 | 0 | 0 | 0 | 0 | 0 | 0 | 0 | 1 | 0 | 0 | 0 | 0 | 0 | 0 | 0 | 0 | 3050.8197
2025-08-01 | 4698.252 | 0 | 7.29 | 0 | 0 | 0 | 0 | 0 | 0 | 0 | 0 | 0 | 0 | 0 | 0 | 0 | 0 | 0 | 0 | 0 | 1 | 0 | 0 | 0 | 0 | 0 | 0 | 0 | 2908.6778
2025-08-01 | 4361.365 | 0 | 7.03 | 0 | 0 | 0 | 0 | 0 | 0 | 0 | 0 | 0 | 0 | 0 | 0 | 0 | 0 | 0 | 0 | 0 | 0 | 1 | 0 | 0 | 0 | 0 | 0 | 0 | 2758.1402
2025-08-01 | 4029.574 | 0 | 6.08 | 0 | 0 | 0 | 0 | 0 | 0 | 0 | 0 | 0 | 0 | 0 | 0 | 0 | 0 | 0 | 0 | 0 | 0 | 0 | 1 | 0 | 0 | 0 | 0 | 0 | 2608.7461
2025-08-01 | 3728.596 | 0.09 | 5.41 | 0 | 0 | 0 | 0 | 0 | 0 | 0 | 0 | 0 | 0 | 0 | 0 | 0 | 0 | 0 | 0 | 0 | 0 | 0 | 0 | 1 | 0 | 0 | 0 | 0 | 2490.6701
2025-08-01 | 3479.957 | 0.16 | 4.81 | 0 | 0 | 0 | 0 | 0 | 0 | 0 | 0 | 0 | 0 | 0 | 0 | 0 | 0 | 0 | 0 | 0 | 0 | 0 | 0 | 0 | 1 | 0 | 0 | 0 | 2338.6467
2025-08-01 | 3038.789 | 0.18 | 4.27 | 0 | 0 | 0 | 0 | 0 | 0 | 0 | 0 | 0 | 0 | 0 | 0 | 0 | 0 | 0 | 0 | 0 | 0 | 0 | 0 | 0 | 0 | 1 | 0 | 0 | 2164.2732
2025-08-01 | 2736.692 | 0.2 | 3.89 | 0 | 0 | 0 | 0 | 0 | 0 | 0 | 0 | 0 | 0 | 0 | 0 | 0 | 0 | 0 | 0 | 0 | 0 | 0 | 0 | 0 | 0 | 0 | 1 | 0 | 2021.5686
2025-08-01 | 2568.787 | 0.25 | 3.35 | 0 | 0 | 0 | 0 | 0 | 0 | 0 | 0 | 0 | 0 | 0 | 0 | 0 | 0 | 0 | 0 | 0 | 0 | 0 | 0 | 0 | 0 | 0 | 0 | 1 | 1894.6595
2025-08-02 | 2427.671 | 0.38 | 2.81 | 1 | 1 | 0 | 0 | 0 | 0 | 0 | 0 | 0 | 0 | 0 | 0 | 0 | 0 | 0 | 0 | 0 | 0 | 0 | 0 | 0 | 0 | 0 | 0 | 0 | 1547.5377
2025-08-02 | 2408.577 | 0.58 | 2.29 | 1 | 0 | 1 | 0 | 0 | 0 | 0 | 0 | 0 | 0 | 0 | 0 | 0 | 0 | 0 | 0 | 0 | 0 | 0 | 0 | 0 | 0 | 0 | 0 | 0 | 1479.9584
2025-08-02 | 2377.042 | 0.81 | 1.96 | 1 | 0 | 0 | 1 | 0 | 0 | 0 | 0 | 0 | 0 | 0 | 0 | 0 | 0 | 0 | 0 | 0 | 0 | 0 | 0 | 0 | 0 | 0 | 0 | 0 | 1448.9743
2025-08-02 | 2428.473 | 0.99 | 1.68 | 1 | 0 | 0 | 0 | 1 | 0 | 0 | 0 | 0 | 0 | 0 | 0 | 0 | 0 | 0 | 0 | 0 | 0 | 0 | 0 | 0 | 0 | 0 | 0 | 0 | 1449.6719
2025-08-02 | 2401.928 | 1.08 | 1.57 | 1 | 0 | 0 | 0 | 0 | 1 | 0 | 0 | 0 | 0 | 0 | 0 | 0 | 0 | 0 | 0 | 0 | 0 | 0 | 0 | 0 | 0 | 0 | 0 | 0 | 1485.1962
2025-08-02 | 2361.852 | 1.26 | 1.28 | 1 | 0 | 0 | 0 | 0 | 0 | 1 | 0 | 0 | 0 | 0 | 0 | 0 | 0 | 0 | 0 | 0 | 0 | 0 | 0 | 0 | 0 | 0 | 0 | 0 | 1567.7836
2025-08-02 | 2566.659 | 0.76 | 1.4 | 1 | 0 | 0 | 0 | 0 | 0 | 0 | 1 | 0 | 0 | 0 | 0 | 0 | 0 | 0 | 0 | 0 | 0 | 0 | 0 | 0 | 0 | 0 | 0 | 0 | 1762.5682
2025-08-02 | 2961.867 | 0.26 | 2.09 | 1 | 0 | 0 | 0 | 0 | 0 | 0 | 0 | 1 | 0 | 0 | 0 | 0 | 0 | 0 | 0 | 0 | 0 | 0 | 0 | 0 | 0 | 0 | 0 | 0 | 2028.2338
2025-08-02 | 3522.385 | 0 | 3.53 | 1 | 0 | 0 | 0 | 0 | 0 | 0 | 0 | 0 | 1 | 0 | 0 | 0 | 0 | 0 | 0 | 0 | 0 | 0 | 0 | 0 | 0 | 0 | 0 | 0 | 2390.2732
2025-08-02 | 4124.53 | 0 | 4.95 | 1 | 0 | 0 | 0 | 0 | 0 | 0 | 0 | 0 | 0 | 1 | 0 | 0 | 0 | 0 | 0 | 0 | 0 | 0 | 0 | 0 | 0 | 0 | 0 | 0 | 2702.6348
2025-08-02 | 4381.085 | 0 | 6.25 | 1 | 0 | 0 | 0 | 0 | 0 | 0 | 0 | 0 | 0 | 0 | 1 | 0 | 0 | 0 | 0 | 0 | 0 | 0 | 0 | 0 | 0 | 0 | 0 | 0 | 2925.8378
2025-08-02 | 4487.587 | 0 | 7.03 | 1 | 0 | 0 | 0 | 0 | 0 | 0 | 0 | 0 | 0 | 0 | 0 | 1 | 0 | 0 | 0 | 0 | 0 | 0 | 0 | 0 | 0 | 0 | 0 | 0 | 3002.9864
2025-08-02 | 4562.5 | 0 | 7.58 | 1 | 0 | 0 | 0 | 0 | 0 | 0 | 0 | 0 | 0 | 0 | 0 | 0 | 1 | 0 | 0 | 0 | 0 | 0 | 0 | 0 | 0 | 0 | 0 | 0 | 3033.2894
2025-08-02 | 4616.832 | 0 | 8.22 | 1 | 0 | 0 | 0 | 0 | 0 | 0 | 0 | 0 | 0 | 0 | 0 | 0 | 0 | 1 | 0 | 0 | 0 | 0 | 0 | 0 | 0 | 0 | 0 | 0 | 3069.5048
2025-08-02 | 4610.192 | 0 | 8.56 | 1 | 0 | 0 | 0 | 0 | 0 | 0 | 0 | 0 | 0 | 0 | 0 | 0 | 0 | 0 | 1 | 0 | 0 | 0 | 0 | 0 | 0 | 0 | 0 | 0 | 3045.3057
2025-08-02 | 4528.433 | 0 | 8.75 | 1 | 0 | 0 | 0 | 0 | 0 | 0 | 0 | 0 | 0 | 0 | 0 | 0 | 0 | 0 | 0 | 1 | 0 | 0 | 0 | 0 | 0 | 0 | 0 | 0 | 2945.6422
2025-08-02 | 4344.241 | 0 | 8.58 | 1 | 0 | 0 | 0 | 0 | 0 | 0 | 0 | 0 | 0 | 0 | 0 | 0 | 0 | 0 | 0 | 0 | 1 | 0 | 0 | 0 | 0 | 0 | 0 | 0 | 2765.6363
2025-08-02 | 4158.409 | 0 | 7.98 | 1 | 0 | 0 | 0 | 0 | 0 | 0 | 0 | 0 | 0 | 0 | 0 | 0 | 0 | 0 | 0 | 0 | 0 | 1 | 0 | 0 | 0 | 0 | 0 | 0 | 2582.9143
2025-08-02 | 3893.827 | 0 | 7.54 | 1 | 0 | 0 | 0 | 0 | 0 | 0 | 0 | 0 | 0 | 0 | 0 | 0 | 0 | 0 | 0 | 0 | 0 | 0 | 1 | 0 | 0 | 0 | 0 | 0 | 2481.7968
2025-08-02 | 3650.608 | 0 | 6.49 | 1 | 0 | 0 | 0 | 0 | 0 | 0 | 0 | 0 | 0 | 0 | 0 | 0 | 0 | 0 | 0 | 0 | 0 | 0 | 0 | 1 | 0 | 0 | 0 | 0 | 2324.7242
2025-08-02 | 3466.572 | 0 | 4.9 | 1 | 0 | 0 | 0 | 0 | 0 | 0 | 0 | 0 | 0 | 0 | 0 | 0 | 0 | 0 | 0 | 0 | 0 | 0 | 0 | 0 | 1 | 0 | 0 | 0 | 2076.6338
2025-08-02 | 3089.25 | 0 | 4.3 | 1 | 0 | 0 | 0 | 0 | 0 | 0 | 0 | 0 | 0 | 0 | 0 | 0 | 0 | 0 | 0 | 0 | 0 | 0 | 0 | 0 | 0 | 1 | 0 | 0 | 1895.9083
2025-08-02 | 2830.667 | 0 | 3.76 | 1 | 0 | 0 | 0 | 0 | 0 | 0 | 0 | 0 | 0 | 0 | 0 | 0 | 0 | 0 | 0 | 0 | 0 | 0 | 0 | 0 | 0 | 0 | 1 | 0 | 1737.3856
2025-08-02 | 2638.392 | 0.01 | 3.16 | 1 | 0 | 0 | 0 | 0 | 0 | 0 | 0 | 0 | 0 | 0 | 0 | 0 | 0 | 0 | 0 | 0 | 0 | 0 | 0 | 0 | 0 | 0 | 0 | 1 | 1603.4521
2025-08-03 | 2506.406 | 0.19 | 2.63 | 1 | 1 | 0 | 0 | 0 | 0 | 0 | 0 | 0 | 0 | 0 | 0 | 0 | 0 | 0 | 0 | 0 | 0 | 0 | 0 | 0 | 0 | 0 | 0 | 0 | 1524.111
2025-08-03 | 2433.522 | 0.35 | 1.98 | 1 | 0 | 1 | 0 | 0 | 0 | 0 | 0 | 0 | 0 | 0 | 0 | 0 | 0 | 0 | 0 | 0 | 0 | 0 | 0 | 0 | 0 | 0 | 0 | 0 | 1442.8811
2025-08-03 | 2411.228 | 0.5 | 1.68 | 1 | 0 | 0 | 1 | 0 | 0 | 0 | 0 | 0 | 0 | 0 | 0 | 0 | 0 | 0 | 0 | 0 | 0 | 0 | 0 | 0 | 0 | 0 | 0 | 0 | 1412.0471
2025-08-03 | 2411.91 | 0.57 | 1.3 | 1 | 0 | 0 | 0 | 1 | 0 | 0 | 0 | 0 | 0 | 0 | 0 | 0 | 0 | 0 | 0 | 0 | 0 | 0 | 0 | 0 | 0 | 0 | 0 | 0 | 1399.5805
2025-08-03 | 2383.262 | 0.73 | 1.28 | 1 | 0 | 0 | 0 | 0 | 1 | 0 | 0 | 0 | 0 | 0 | 0 | 0 | 0 | 0 | 0 | 0 | 0 | 0 | 0 | 0 | 0 | 0 | 0 | 0 | 1445.9777
2025-08-03 | 2286.625 | 0.78 | 1.21 | 1 | 0 | 0 | 0 | 0 | 0 | 1 | 0 | 0 | 0 | 0 | 0 | 0 | 0 | 0 | 0 | 0 | 0 | 0 | 0 | 0 | 0 | 0 | 0 | 0 | 1545.0197
2025-08-03 | 2496.94 | 0.36 | 1.25 | 1 | 0 | 0 | 0 | 0 | 0 | 0 | 1 | 0 | 0 | 0 | 0 | 0 | 0 | 0 | 0 | 0 | 0 | 0 | 0 | 0 | 0 | 0 | 0 | 0 | 1734.9211
2025-08-03 | 2764.817 | 0 | 2.36 | 1 | 0 | 0 | 0 | 0 | 0 | 0 | 0 | 1 | 0 | 0 | 0 | 0 | 0 | 0 | 0 | 0 | 0 | 0 | 0 | 0 | 0 | 0 | 0 | 0 | 2045.0507
2025-08-03 | 3211.199 | 0 | 4.25 | 1 | 0 | 0 | 0 | 0 | 0 | 0 | 0 | 0 | 1 | 0 | 0 | 0 | 0 | 0 | 0 | 0 | 0 | 0 | 0 | 0 | 0 | 0 | 0 | 0 | 2458.4285
2025-08-03 | 3694.376 | 0 | 5.86 | 1 | 0 | 0 | 0 | 0 | 0 | 0 | 0 | 0 | 0 | 1 | 0 | 0 | 0 | 0 | 0 | 0 | 0 | 0 | 0 | 0 | 0 | 0 | 0 | 0 | 2788.7755
2025-08-03 | 3976.619 | 0 | 7.06 | 1 | 0 | 0 | 0 | 0 | 0 | 0 | 0 | 0 | 0 | 0 | 1 | 0 | 0 | 0 | 0 | 0 | 0 | 0 | 0 | 0 | 0 | 0 | 0 | 0 | 3002.5126
2025-08-03 | 4080.257 | 0 | 7.69 | 1 | 0 | 0 | 0 | 0 | 0 | 0 | 0 | 0 | 0 | 0 | 0 | 1 | 0 | 0 | 0 | 0 | 0 | 0 | 0 | 0 | 0 | 0 | 0 | 0 | 3065.4621
2025-08-03 | 4216.228 | 0 | 8.47 | 1 | 0 | 0 | 0 | 0 | 0 | 0 | 0 | 0 | 0 | 0 | 0 | 0 | 1 | 0 | 0 | 0 | 0 | 0 | 0 | 0 | 0 | 0 | 0 | 0 | 3117.5369
2025-08-03 | 4299.94 | 0 | 8.96 | 1 | 0 | 0 | 0 | 0 | 0 | 0 | 0 | 0 | 0 | 0 | 0 | 0 | 0 | 1 | 0 | 0 | 0 | 0 | 0 | 0 | 0 | 0 | 0 | 0 | 3139.5533
2025-08-03 | 4296.163 | 0 | 9.33 | 1 | 0 | 0 | 0 | 0 | 0 | 0 | 0 | 0 | 0 | 0 | 0 | 0 | 0 | 0 | 1 | 0 | 0 | 0 | 0 | 0 | 0 | 0 | 0 | 0 | 3118.1941
2025-08-03 | 4225.418 | 0 | 9.48 | 1 | 0 | 0 | 0 | 0 | 0 | 0 | 0 | 0 | 0 | 0 | 0 | 0 | 0 | 0 | 0 | 1 | 0 | 0 | 0 | 0 | 0 | 0 | 0 | 0 | 3014.7441
2025-08-03 | 4109.149 | 0 | 8.88 | 1 | 0 | 0 | 0 | 0 | 0 | 0 | 0 | 0 | 0 | 0 | 0 | 0 | 0 | 0 | 0 | 0 | 1 | 0 | 0 | 0 | 0 | 0 | 0 | 0 | 2794.0344
2025-08-03 | 3860.245 | 0 | 8.68 | 1 | 0 | 0 | 0 | 0 | 0 | 0 | 0 | 0 | 0 | 0 | 0 | 0 | 0 | 0 | 0 | 0 | 0 | 1 | 0 | 0 | 0 | 0 | 0 | 0 | 2649.1764
2025-08-03 | 3642.251 | 0 | 8.24 | 1 | 0 | 0 | 0 | 0 | 0 | 0 | 0 | 0 | 0 | 0 | 0 | 0 | 0 | 0 | 0 | 0 | 0 | 0 | 1 | 0 | 0 | 0 | 0 | 0 | 2548.0589
2025-08-03 | 3439.844 | 0 | 7.17 | 1 | 0 | 0 | 0 | 0 | 0 | 0 | 0 | 0 | 0 | 0 | 0 | 0 | 0 | 0 | 0 | 0 | 0 | 0 | 0 | 1 | 0 | 0 | 0 | 0 | 2389.0931
2025-08-03 | 3286.398 | 0 | 6.14 | 1 | 0 | 0 | 0 | 0 | 0 | 0 | 0 | 0 | 0 | 0 | 0 | 0 | 0 | 0 | 0 | 0 | 0 | 0 | 0 | 0 | 1 | 0 | 0 | 0 | 2194.0124
2025-08-03 | 2976.828 | 0 | 4.78 | 1 | 0 | 0 | 0 | 0 | 0 | 0 | 0 | 0 | 0 | 0 | 0 | 0 | 0 | 0 | 0 | 0 | 0 | 0 | 0 | 0 | 0 | 1 | 0 | 0 | 1941.3451
2025-08-03 | 2745.479 | 0 | 4.08 | 1 | 0 | 0 | 0 | 0 | 0 | 0 | 0 | 0 | 0 | 0 | 0 | 0 | 0 | 0 | 0 | 0 | 0 | 0 | 0 | 0 | 0 | 0 | 1 | 0 | 1767.6769
2025-08-03 | 2626.466 | 0 | 3.39 | 1 | 0 | 0 | 0 | 0 | 0 | 0 | 0 | 0 | 0 | 0 | 0 | 0 | 0 | 0 | 0 | 0 | 0 | 0 | 0 | 0 | 0 | 0 | 0 | 1 | 1624.8877
2025-08-04 | 2534.932 | 0 | 2.99 | 0 | 1 | 0 | 0 | 0 | 0 | 0 | 0 | 0 | 0 | 0 | 0 | 0 | 0 | 0 | 0 | 0 | 0 | 0 | 0 | 0 | 0 | 0 | 0 | 0 | 1816.9538
2025-08-04 | 2459.129 | 0 | 2.43 | 0 | 0 | 1 | 0 | 0 | 0 | 0 | 0 | 0 | 0 | 0 | 0 | 0 | 0 | 0 | 0 | 0 | 0 | 0 | 0 | 0 | 0 | 0 | 0 | 0 | 1738.8641
2025-08-04 | 2432.094 | 0.03 | 1.99 | 0 | 0 | 0 | 1 | 0 | 0 | 0 | 0 | 0 | 0 | 0 | 0 | 0 | 0 | 0 | 0 | 0 | 0 | 0 | 0 | 0 | 0 | 0 | 0 | 0 | 1690.7433
2025-08-04 | 2431.937 | 0.12 | 1.72 | 0 | 0 | 0 | 0 | 1 | 0 | 0 | 0 | 0 | 0 | 0 | 0 | 0 | 0 | 0 | 0 | 0 | 0 | 0 | 0 | 0 | 0 | 0 | 0 | 0 | 1689.3617
2025-08-04 | 2471.82 | 0.17 | 1.67 | 0 | 0 | 0 | 0 | 0 | 1 | 0 | 0 | 0 | 0 | 0 | 0 | 0 | 0 | 0 | 0 | 0 | 0 | 0 | 0 | 0 | 0 | 0 | 0 | 0 | 1729.2208
2025-08-04 | 2427.528 | 0.49 | 1.46 | 0 | 0 | 0 | 0 | 0 | 0 | 1 | 0 | 0 | 0 | 0 | 0 | 0 | 0 | 0 | 0 | 0 | 0 | 0 | 0 | 0 | 0 | 0 | 0 | 0 | 1824.0879
2025-08-04 | 2644.1 | 0.25 | 1.76 | 0 | 0 | 0 | 0 | 0 | 0 | 0 | 1 | 0 | 0 | 0 | 0 | 0 | 0 | 0 | 0 | 0 | 0 | 0 | 0 | 0 | 0 | 0 | 0 | 0 | 2044.6526
2025-08-04 | 3021.434 | 0.07 | 2.95 | 0 | 0 | 0 | 0 | 0 | 0 | 0 | 0 | 1 | 0 | 0 | 0 | 0 | 0 | 0 | 0 | 0 | 0 | 0 | 0 | 0 | 0 | 0 | 0 | 0 | 2368.4067
2025-08-04 | 3505.309 | 0 | 4.27 | 0 | 0 | 0 | 0 | 0 | 0 | 0 | 0 | 0 | 1 | 0 | 0 | 0 | 0 | 0 | 0 | 0 | 0 | 0 | 0 | 0 | 0 | 0 | 0 | 0 | 2725.4748
2025-08-04 | 3974.943 | 0 | 6.07 | 0 | 0 | 0 | 0 | 0 | 0 | 0 | 0 | 0 | 0 | 1 | 0 | 0 | 0 | 0 | 0 | 0 | 0 | 0 | 0 | 0 | 0 | 0 | 0 | 0 | 3073.8072
2025-08-04 | 4247.703 | 0 | 7.39 | 0 | 0 | 0 | 0 | 0 | 0 | 0 | 0 | 0 | 0 | 0 | 1 | 0 | 0 | 0 | 0 | 0 | 0 | 0 | 0 | 0 | 0 | 0 | 0 | 0 | 3298.9035
2025-08-04 | 4389.901 | 0 | 7.85 | 0 | 0 | 0 | 0 | 0 | 0 | 0 | 0 | 0 | 0 | 0 | 0 | 1 | 0 | 0 | 0 | 0 | 0 | 0 | 0 | 0 | 0 | 0 | 0 | 0 | 3345.7608
2025-08-04 | 4507.608 | 0 | 8.43 | 0 | 0 | 0 | 0 | 0 | 0 | 0 | 0 | 0 | 0 | 0 | 0 | 0 | 1 | 0 | 0 | 0 | 0 | 0 | 0 | 0 | 0 | 0 | 0 | 0 | 3378.9036
2025-08-04 | 4593.833 | 0 | 8.53 | 0 | 0 | 0 | 0 | 0 | 0 | 0 | 0 | 0 | 0 | 0 | 0 | 0 | 0 | 1 | 0 | 0 | 0 | 0 | 0 | 0 | 0 | 0 | 0 | 0 | 3364.0025
2025-08-04 | 4562.571 | 0 | 8.43 | 0 | 0 | 0 | 0 | 0 | 0 | 0 | 0 | 0 | 0 | 0 | 0 | 0 | 0 | 0 | 1 | 0 | 0 | 0 | 0 | 0 | 0 | 0 | 0 | 0 | 3298.153
2025-08-04 | 4536.266 | 0 | 8.88 | 0 | 0 | 0 | 0 | 0 | 0 | 0 | 0 | 0 | 0 | 0 | 0 | 0 | 0 | 0 | 0 | 1 | 0 | 0 | 0 | 0 | 0 | 0 | 0 | 0 | 3223.1011
2025-08-04 | 4433.251 | 0 | 8.38 | 0 | 0 | 0 | 0 | 0 | 0 | 0 | 0 | 0 | 0 | 0 | 0 | 0 | 0 | 0 | 0 | 0 | 1 | 0 | 0 | 0 | 0 | 0 | 0 | 0 | 3011.8574
2025-08-04 | 4138.335 | 0 | 7.81 | 0 | 0 | 0 | 0 | 0 | 0 | 0 | 0 | 0 | 0 | 0 | 0 | 0 | 0 | 0 | 0 | 0 | 0 | 1 | 0 | 0 | 0 | 0 | 0 | 0 | 2831.9751
2025-08-04 | 3914.941 | 0 | 7.4 | 0 | 0 | 0 | 0 | 0 | 0 | 0 | 0 | 0 | 0 | 0 | 0 | 0 | 0 | 0 | 0 | 0 | 0 | 0 | 1 | 0 | 0 | 0 | 0 | 0 | 2733.6975
2025-08-04 | 3769.165 | 0 | 6.43 | 0 | 0 | 0 | 0 | 0 | 0 | 0 | 0 | 0 | 0 | 0 | 0 | 0 | 0 | 0 | 0 | 0 | 0 | 0 | 0 | 1 | 0 | 0 | 0 | 0 | 2584.1976
2025-08-04 | 3553.393 | 0 | 5.4 | 0 | 0 | 0 | 0 | 0 | 0 | 0 | 0 | 0 | 0 | 0 | 0 | 0 | 0 | 0 | 0 | 0 | 0 | 0 | 0 | 0 | 1 | 0 | 0 | 0 | 2389.117
2025-08-04 | 3150.065 | 0 | 4.73 | 0 | 0 | 0 | 0 | 0 | 0 | 0 | 0 | 0 | 0 | 0 | 0 | 0 | 0 | 0 | 0 | 0 | 0 | 0 | 0 | 0 | 0 | 1 | 0 | 0 | 2201.7652
2025-08-04 | 2855.236 | 0.03 | 3.99 | 0 | 0 | 0 | 0 | 0 | 0 | 0 | 0 | 0 | 0 | 0 | 0 | 0 | 0 | 0 | 0 | 0 | 0 | 0 | 0 | 0 | 0 | 0 | 1 | 0 | 2025.3192
2025-08-04 | 2755.941 | 0.14 | 3.3 | 0 | 0 | 0 | 0 | 0 | 0 | 0 | 0 | 0 | 0 | 0 | 0 | 0 | 0 | 0 | 0 | 0 | 0 | 0 | 0 | 0 | 0 | 0 | 0 | 1 | 1886.2282
2025-08-05 | 2684.452 | 0.19 | 2.81 | 0 | 1 | 0 | 0 | 0 | 0 | 0 | 0 | 0 | 0 | 0 | 0 | 0 | 0 | 0 | 0 | 0 | 0 | 0 | 0 | 0 | 0 | 0 | 0 | 0 | 1806.3029
2025-08-05 | 2622.631 | 0.26 | 2.37 | 0 | 0 | 1 | 0 | 0 | 0 | 0 | 0 | 0 | 0 | 0 | 0 | 0 | 0 | 0 | 0 | 0 | 0 | 0 | 0 | 0 | 0 | 0 | 0 | 0 | 1741.9258
2025-08-05 | 2620.911 | 0.35 | 2.07 | 0 | 0 | 0 | 1 | 0 | 0 | 0 | 0 | 0 | 0 | 0 | 0 | 0 | 0 | 0 | 0 | 0 | 0 | 0 | 0 | 0 | 0 | 0 | 0 | 0 | 1709.0746
2025-08-05 | 2632.952 | 0.49 | 1.71 | 0 | 0 | 0 | 0 | 1 | 0 | 0 | 0 | 0 | 0 | 0 | 0 | 0 | 0 | 0 | 0 | 0 | 0 | 0 | 0 | 0 | 0 | 0 | 0 | 0 | 1700.8547
2025-08-05 | 2682.602 | 0.75 | 1.56 | 0 | 0 | 0 | 0 | 0 | 1 | 0 | 0 | 0 | 0 | 0 | 0 | 0 | 0 | 0 | 0 | 0 | 0 | 0 | 0 | 0 | 0 | 0 | 0 | 0 | 1738.308
2025-08-05 | 2767.621 | 1.02 | 1.6 | 0 | 0 | 0 | 0 | 0 | 0 | 1 | 0 | 0 | 0 | 0 | 0 | 0 | 0 | 0 | 0 | 0 | 0 | 0 | 0 | 0 | 0 | 0 | 0 | 0 | 1855.1591
2025-08-05 | 3301.307 | 0.8 | 1.63 | 0 | 0 | 0 | 0 | 0 | 0 | 0 | 1 | 0 | 0 | 0 | 0 | 0 | 0 | 0 | 0 | 0 | 0 | 0 | 0 | 0 | 0 | 0 | 0 | 0 | 2050.8379
2025-08-05 | 4050.008 | 0.3 | 2.26 | 0 | 0 | 0 | 0 | 0 | 0 | 0 | 0 | 1 | 0 | 0 | 0 | 0 | 0 | 0 | 0 | 0 | 0 | 0 | 0 | 0 | 0 | 0 | 0 | 0 | 2310.8239
2025-08-05 | 4774.602 | 0.14 | 3.71 | 0 | 0 | 0 | 0 | 0 | 0 | 0 | 0 | 0 | 1 | 0 | 0 | 0 | 0 | 0 | 0 | 0 | 0 | 0 | 0 | 0 | 0 | 0 | 0 | 0 | 2677.172
2025-08-05 | 5422.89 | 0 | 5.06 | 0 | 0 | 0 | 0 | 0 | 0 | 0 | 0 | 0 | 0 | 1 | 0 | 0 | 0 | 0 | 0 | 0 | 0 | 0 | 0 | 0 | 0 | 0 | 0 | 0 | 2978.2005
2025-08-05 | 5668.521 | 0 | 6.45 | 0 | 0 | 0 | 0 | 0 | 0 | 0 | 0 | 0 | 0 | 0 | 1 | 0 | 0 | 0 | 0 | 0 | 0 | 0 | 0 | 0 | 0 | 0 | 0 | 0 | 3209.9229
2025-08-05 | 5848.437 | 0 | 7.2 | 0 | 0 | 0 | 0 | 0 | 0 | 0 | 0 | 0 | 0 | 0 | 0 | 1 | 0 | 0 | 0 | 0 | 0 | 0 | 0 | 0 | 0 | 0 | 0 | 0 | 3284.2317
2025-08-05 | 6002.906 | 0 | 8.11 | 0 | 0 | 0 | 0 | 0 | 0 | 0 | 0 | 0 | 0 | 0 | 0 | 0 | 1 | 0 | 0 | 0 | 0 | 0 | 0 | 0 | 0 | 0 | 0 | 0 | 3348.6124
2025-08-05 | 6066.734 | 0 | 8.81 | 0 | 0 | 0 | 0 | 0 | 0 | 0 | 0 | 0 | 0 | 0 | 0 | 0 | 0 | 1 | 0 | 0 | 0 | 0 | 0 | 0 | 0 | 0 | 0 | 0 | 3390.5074
2025-08-05 | 6103.73 | 0 | 9 | 0 | 0 | 0 | 0 | 0 | 0 | 0 | 0 | 0 | 0 | 0 | 0 | 0 | 0 | 0 | 1 | 0 | 0 | 0 | 0 | 0 | 0 | 0 | 0 | 0 | 3352.1093
2025-08-05 | 5911.093 | 0 | 8.66 | 0 | 0 | 0 | 0 | 0 | 0 | 0 | 0 | 0 | 0 | 0 | 0 | 0 | 0 | 0 | 0 | 1 | 0 | 0 | 0 | 0 | 0 | 0 | 0 | 0 | 3202.2759
2025-08-05 | 5333.624 | 0 | 8.71 | 0 | 0 | 0 | 0 | 0 | 0 | 0 | 0 | 0 | 0 | 0 | 0 | 0 | 0 | 0 | 0 | 0 | 1 | 0 | 0 | 0 | 0 | 0 | 0 | 0 | 3043.0952
2025-08-05 | 4823.544 | 0 | 8.07 | 0 | 0 | 0 | 0 | 0 | 0 | 0 | 0 | 0 | 0 | 0 | 0 | 0 | 0 | 0 | 0 | 0 | 0 | 1 | 0 | 0 | 0 | 0 | 0 | 0 | 2856.5868
2025-08-05 | 4437.52 | 0 | 7.4 | 0 | 0 | 0 | 0 | 0 | 0 | 0 | 0 | 0 | 0 | 0 | 0 | 0 | 0 | 0 | 0 | 0 | 0 | 0 | 1 | 0 | 0 | 0 | 0 | 0 | 2733.6975
2025-08-05 | 4162.254 | 0 | 6.43 | 0 | 0 | 0 | 0 | 0 | 0 | 0 | 0 | 0 | 0 | 0 | 0 | 0 | 0 | 0 | 0 | 0 | 0 | 0 | 0 | 1 | 0 | 0 | 0 | 0 | 2584.1976
2025-08-05 | 3767.37 | 0.06 | 5.33 | 0 | 0 | 0 | 0 | 0 | 0 | 0 | 0 | 0 | 0 | 0 | 0 | 0 | 0 | 0 | 0 | 0 | 0 | 0 | 0 | 0 | 1 | 0 | 0 | 0 | 2384.508
2025-08-05 | 3339.469 | 0.34 | 4.75 | 0 | 0 | 0 | 0 | 0 | 0 | 0 | 0 | 0 | 0 | 0 | 0 | 0 | 0 | 0 | 0 | 0 | 0 | 0 | 0 | 0 | 0 | 1 | 0 | 0 | 2215.0893
2025-08-05 | 3052.328 | 0.35 | 4.22 | 0 | 0 | 0 | 0 | 0 | 0 | 0 | 0 | 0 | 0 | 0 | 0 | 0 | 0 | 0 | 0 | 0 | 0 | 0 | 0 | 0 | 0 | 0 | 1 | 0 | 2057.8495
2025-08-05 | 2852.541 | 0.49 | 3.9 | 0 | 0 | 0 | 0 | 0 | 0 | 0 | 0 | 0 | 0 | 0 | 0 | 0 | 0 | 0 | 0 | 0 | 0 | 0 | 0 | 0 | 0 | 0 | 0 | 1 | 1954.7914
2025-08-06 | 2762.6 | 0.79 | 3.25 | 0 | 1 | 0 | 0 | 0 | 0 | 0 | 0 | 0 | 0 | 0 | 0 | 0 | 0 | 0 | 0 | 0 | 0 | 0 | 0 | 0 | 0 | 0 | 0 | 0 | 1868.1255
2025-08-06 | 2665.623 | 0.85 | 2.83 | 0 | 0 | 1 | 0 | 0 | 0 | 0 | 0 | 0 | 0 | 0 | 0 | 0 | 0 | 0 | 0 | 0 | 0 | 0 | 0 | 0 | 0 | 0 | 0 | 0 | 1805.3055
2025-08-06 | 2639.963 | 1.06 | 2.55 | 0 | 0 | 0 | 1 | 0 | 0 | 0 | 0 | 0 | 0 | 0 | 0 | 0 | 0 | 0 | 0 | 0 | 0 | 0 | 0 | 0 | 0 | 0 | 0 | 0 | 1778.3819
2025-08-06 | 2667.389 | 1.08 | 2.31 | 0 | 0 | 0 | 0 | 1 | 0 | 0 | 0 | 0 | 0 | 0 | 0 | 0 | 0 | 0 | 0 | 0 | 0 | 0 | 0 | 0 | 0 | 0 | 0 | 0 | 1777.4867
2025-08-06 | 2751.185 | 1.3 | 2.02 | 0 | 0 | 0 | 0 | 0 | 1 | 0 | 0 | 0 | 0 | 0 | 0 | 0 | 0 | 0 | 0 | 0 | 0 | 0 | 0 | 0 | 0 | 0 | 0 | 0 | 1800.3428
2025-08-06 | 2869.149 | 1.14 | 1.79 | 0 | 0 | 0 | 0 | 0 | 0 | 1 | 0 | 0 | 0 | 0 | 0 | 0 | 0 | 0 | 0 | 0 | 0 | 0 | 0 | 0 | 0 | 0 | 0 | 0 | 1877.1789
2025-08-06 | 3368.771 | 0.98 | 1.99 | 0 | 0 | 0 | 0 | 0 | 0 | 0 | 1 | 0 | 0 | 0 | 0 | 0 | 0 | 0 | 0 | 0 | 0 | 0 | 0 | 0 | 0 | 0 | 0 | 0 | 2090.9673
2025-08-06 | 4025.298 | 0.38 | 2.76 | 0 | 0 | 0 | 0 | 0 | 0 | 0 | 0 | 1 | 0 | 0 | 0 | 0 | 0 | 0 | 0 | 0 | 0 | 0 | 0 | 0 | 0 | 0 | 0 | 0 | 2360.8436
2025-08-06 | 4774.498 | 0 | 4 | 0 | 0 | 0 | 0 | 0 | 0 | 0 | 0 | 0 | 1 | 0 | 0 | 0 | 0 | 0 | 0 | 0 | 0 | 0 | 0 | 0 | 0 | 0 | 0 | 0 | 2699.9166
2025-08-06 | 5303.76 | 0.01 | 5.53 | 0 | 0 | 0 | 0 | 0 | 0 | 0 | 0 | 0 | 0 | 1 | 0 | 0 | 0 | 0 | 0 | 0 | 0 | 0 | 0 | 0 | 0 | 0 | 0 | 0 | 3023.0269
2025-08-06 | 5702.007 | 0 | 6.19 | 0 | 0 | 0 | 0 | 0 | 0 | 0 | 0 | 0 | 0 | 0 | 1 | 0 | 0 | 0 | 0 | 0 | 0 | 0 | 0 | 0 | 0 | 0 | 0 | 0 | 3185.3113
2025-08-06 | 5882.653 | 0 | 6.84 | 0 | 0 | 0 | 0 | 0 | 0 | 0 | 0 | 0 | 0 | 0 | 0 | 1 | 0 | 0 | 0 | 0 | 0 | 0 | 0 | 0 | 0 | 0 | 0 | 0 | 3250.1541
2025-08-06 | 6061.839 | 0 | 7.73 | 0 | 0 | 0 | 0 | 0 | 0 | 0 | 0 | 0 | 0 | 0 | 0 | 0 | 1 | 0 | 0 | 0 | 0 | 0 | 0 | 0 | 0 | 0 | 0 | 0 | 3312.6415
2025-08-06 | 6175.629 | 0 | 8.09 | 0 | 0 | 0 | 0 | 0 | 0 | 0 | 0 | 0 | 0 | 0 | 0 | 0 | 0 | 1 | 0 | 0 | 0 | 0 | 0 | 0 | 0 | 0 | 0 | 0 | 3322.352
2025-08-06 | 6238.323 | 0 | 7.57 | 0 | 0 | 0 | 0 | 0 | 0 | 0 | 0 | 0 | 0 | 0 | 0 | 0 | 0 | 0 | 1 | 0 | 0 | 0 | 0 | 0 | 0 | 0 | 0 | 0 | 3216.7453
2025-08-06 | 5873.781 | 0 | 7.6 | 0 | 0 | 0 | 0 | 0 | 0 | 0 | 0 | 0 | 0 | 0 | 0 | 0 | 0 | 0 | 0 | 1 | 0 | 0 | 0 | 0 | 0 | 0 | 0 | 0 | 3101.9361
2025-08-06 | 5287.376 | 0 | 7.76 | 0 | 0 | 0 | 0 | 0 | 0 | 0 | 0 | 0 | 0 | 0 | 0 | 0 | 0 | 0 | 0 | 0 | 1 | 0 | 0 | 0 | 0 | 0 | 0 | 0 | 2953.1681
2025-08-06 | 4737.292 | 0 | 7.63 | 0 | 0 | 0 | 0 | 0 | 0 | 0 | 0 | 0 | 0 | 0 | 0 | 0 | 0 | 0 | 0 | 0 | 0 | 1 | 0 | 0 | 0 | 0 | 0 | 0 | 2814.9363
2025-08-06 | 4384.886 | 0 | 7.29 | 0 | 0 | 0 | 0 | 0 | 0 | 0 | 0 | 0 | 0 | 0 | 0 | 0 | 0 | 0 | 0 | 0 | 0 | 0 | 1 | 0 | 0 | 0 | 0 | 0 | 2723.2848
2025-08-06 | 4193.393 | 0 | 6.42 | 0 | 0 | 0 | 0 | 0 | 0 | 0 | 0 | 0 | 0 | 0 | 0 | 0 | 0 | 0 | 0 | 0 | 0 | 0 | 0 | 1 | 0 | 0 | 0 | 0 | 2583.251
2025-08-06 | 3984.637 | 0 | 5.08 | 0 | 0 | 0 | 0 | 0 | 0 | 0 | 0 | 0 | 0 | 0 | 0 | 0 | 0 | 0 | 0 | 0 | 0 | 0 | 0 | 0 | 1 | 0 | 0 | 0 | 2358.8257
2025-08-06 | 3448.741 | 0 | 4.77 | 0 | 0 | 0 | 0 | 0 | 0 | 0 | 0 | 0 | 0 | 0 | 0 | 0 | 0 | 0 | 0 | 0 | 0 | 0 | 0 | 0 | 0 | 1 | 0 | 0 | 2205.5516
2025-08-06 | 3095.01 | 0.03 | 4.11 | 0 | 0 | 0 | 0 | 0 | 0 | 0 | 0 | 0 | 0 | 0 | 0 | 0 | 0 | 0 | 0 | 0 | 0 | 0 | 0 | 0 | 0 | 0 | 1 | 0 | 2036.6784
2025-08-06 | 2918.734 | 0.12 | 3.35 | 0 | 0 | 0 | 0 | 0 | 0 | 0 | 0 | 0 | 0 | 0 | 0 | 0 | 0 | 0 | 0 | 0 | 0 | 0 | 0 | 0 | 0 | 0 | 0 | 1 | 1890.2888
2025-08-07 | 2842.832 | 0.2 | 2.88 | 0 | 1 | 0 | 0 | 0 | 0 | 0 | 0 | 0 | 0 | 0 | 0 | 0 | 0 | 0 | 0 | 0 | 0 | 0 | 0 | 0 | 0 | 0 | 0 | 0 | 1813.2653
2025-08-07 | 2821.974 | 0.3 | 2.53 | 0 | 0 | 1 | 0 | 0 | 0 | 0 | 0 | 0 | 0 | 0 | 0 | 0 | 0 | 0 | 0 | 0 | 0 | 0 | 0 | 0 | 0 | 0 | 0 | 0 | 1758.4163
2025-08-07 | 2809.899 | 0.43 | 2.42 | 0 | 0 | 0 | 1 | 0 | 0 | 0 | 0 | 0 | 0 | 0 | 0 | 0 | 0 | 0 | 0 | 0 | 0 | 0 | 0 | 0 | 0 | 0 | 0 | 0 | 1744.8953
2025-08-07 | 2831.886 | 0.56 | 2.12 | 0 | 0 | 0 | 0 | 1 | 0 | 0 | 0 | 0 | 0 | 0 | 0 | 0 | 0 | 0 | 0 | 0 | 0 | 0 | 0 | 0 | 0 | 0 | 0 | 0 | 1742.0187
2025-08-07 | 2902.597 | 0.56 | 1.98 | 0 | 0 | 0 | 0 | 0 | 1 | 0 | 0 | 0 | 0 | 0 | 0 | 0 | 0 | 0 | 0 | 0 | 0 | 0 | 0 | 0 | 0 | 0 | 0 | 0 | 1771.6774
2025-08-07 | 3041.141 | 0.65 | 1.96 | 0 | 0 | 0 | 0 | 0 | 0 | 1 | 0 | 0 | 0 | 0 | 0 | 0 | 0 | 0 | 0 | 0 | 0 | 0 | 0 | 0 | 0 | 0 | 0 | 0 | 1876.7972
2025-08-07 | 3562.119 | 0.5 | 2.08 | 0 | 0 | 0 | 0 | 0 | 0 | 0 | 1 | 0 | 0 | 0 | 0 | 0 | 0 | 0 | 0 | 0 | 0 | 0 | 0 | 0 | 0 | 0 | 0 | 0 | 2083.3489
2025-08-07 | 4372.421 | 0.06 | 2.9 | 0 | 0 | 0 | 0 | 0 | 0 | 0 | 0 | 1 | 0 | 0 | 0 | 0 | 0 | 0 | 0 | 0 | 0 | 0 | 0 | 0 | 0 | 0 | 0 | 0 | 2363.3375
2025-08-07 | 5166.974 | 0 | 3.92 | 0 | 0 | 0 | 0 | 0 | 0 | 0 | 0 | 0 | 1 | 0 | 0 | 0 | 0 | 0 | 0 | 0 | 0 | 0 | 0 | 0 | 0 | 0 | 0 | 0 | 2692.3438
2025-08-07 | 5697.865 | 0 | 5.04 | 0 | 0 | 0 | 0 | 0 | 0 | 0 | 0 | 0 | 0 | 1 | 0 | 0 | 0 | 0 | 0 | 0 | 0 | 0 | 0 | 0 | 0 | 0 | 0 | 0 | 2976.3072
2025-08-07 | 5968.605 | 0 | 6 | 0 | 0 | 0 | 0 | 0 | 0 | 0 | 0 | 0 | 0 | 0 | 1 | 0 | 0 | 0 | 0 | 0 | 0 | 0 | 0 | 0 | 0 | 0 | 0 | 0 | 3167.3259
2025-08-07 | 6020.005 | 0 | 7.11 | 0 | 0 | 0 | 0 | 0 | 0 | 0 | 0 | 0 | 0 | 0 | 0 | 1 | 0 | 0 | 0 | 0 | 0 | 0 | 0 | 0 | 0 | 0 | 0 | 0 | 3275.7123
2025-08-07 | 6114.229 | 0 | 7.73 | 0 | 0 | 0 | 0 | 0 | 0 | 0 | 0 | 0 | 0 | 0 | 0 | 0 | 1 | 0 | 0 | 0 | 0 | 0 | 0 | 0 | 0 | 0 | 0 | 0 | 3312.6415
2025-08-07 | 6174.71 | 0 | 7.37 | 0 | 0 | 0 | 0 | 0 | 0 | 0 | 0 | 0 | 0 | 0 | 0 | 0 | 0 | 1 | 0 | 0 | 0 | 0 | 0 | 0 | 0 | 0 | 0 | 0 | 3254.1967
2025-08-07 | 6164.969 | 0 | 7.7 | 0 | 0 | 0 | 0 | 0 | 0 | 0 | 0 | 0 | 0 | 0 | 0 | 0 | 0 | 0 | 1 | 0 | 0 | 0 | 0 | 0 | 0 | 0 | 0 | 0 | 3229.0511
2025-08-07 | 5950.151 | 0 | 7.93 | 0 | 0 | 0 | 0 | 0 | 0 | 0 | 0 | 0 | 0 | 0 | 0 | 0 | 0 | 0 | 0 | 1 | 0 | 0 | 0 | 0 | 0 | 0 | 0 | 0 | 3133.174
2025-08-07 | 5325.273 | 0 | 7.7 | 0 | 0 | 0 | 0 | 0 | 0 | 0 | 0 | 0 | 0 | 0 | 0 | 0 | 0 | 0 | 0 | 0 | 1 | 0 | 0 | 0 | 0 | 0 | 0 | 0 | 2947.4885
2025-08-07 | 4694.567 | 0 | 7.38 | 0 | 0 | 0 | 0 | 0 | 0 | 0 | 0 | 0 | 0 | 0 | 0 | 0 | 0 | 0 | 0 | 0 | 0 | 1 | 0 | 0 | 0 | 0 | 0 | 0 | 2791.2713
2025-08-07 | 4356.771 | 0 | 6.65 | 0 | 0 | 0 | 0 | 0 | 0 | 0 | 0 | 0 | 0 | 0 | 0 | 0 | 0 | 0 | 0 | 0 | 0 | 0 | 1 | 0 | 0 | 0 | 0 | 0 | 2662.7023
2025-08-07 | 4121.174 | 0 | 5.72 | 0 | 0 | 0 | 0 | 0 | 0 | 0 | 0 | 0 | 0 | 0 | 0 | 0 | 0 | 0 | 0 | 0 | 0 | 0 | 0 | 1 | 0 | 0 | 0 | 0 | 2516.9889
2025-08-07 | 3798.303 | 0 | 4.55 | 0 | 0 | 0 | 0 | 0 | 0 | 0 | 0 | 0 | 0 | 0 | 0 | 0 | 0 | 0 | 0 | 0 | 0 | 0 | 0 | 0 | 1 | 0 | 0 | 0 | 2308.6558
2025-08-07 | 3343.575 | 0.04 | 3.93 | 0 | 0 | 0 | 0 | 0 | 0 | 0 | 0 | 0 | 0 | 0 | 0 | 0 | 0 | 0 | 0 | 0 | 0 | 0 | 0 | 0 | 0 | 1 | 0 | 0 | 2127.3819
2025-08-07 | 3063.015 | 0.16 | 3.36 | 0 | 0 | 0 | 0 | 0 | 0 | 0 | 0 | 0 | 0 | 0 | 0 | 0 | 0 | 0 | 0 | 0 | 0 | 0 | 0 | 0 | 0 | 0 | 1 | 0 | 1970.0539
2025-08-07 | 2889.241 | 0.19 | 3.07 | 0 | 0 | 0 | 0 | 0 | 0 | 0 | 0 | 0 | 0 | 0 | 0 | 0 | 0 | 0 | 0 | 0 | 0 | 0 | 0 | 0 | 0 | 0 | 0 | 1 | 1866.1374
2025-08-08 | 2825.993 | 0.24 | 2.53 | 0 | 1 | 0 | 0 | 0 | 0 | 0 | 0 | 0 | 0 | 0 | 0 | 0 | 0 | 0 | 0 | 0 | 0 | 0 | 0 | 0 | 0 | 0 | 0 | 0 | 1781.4791
2025-08-08 | 2763.908 | 0.24 | 1.95 | 0 | 0 | 1 | 0 | 0 | 0 | 0 | 0 | 0 | 0 | 0 | 0 | 0 | 0 | 0 | 0 | 0 | 0 | 0 | 0 | 0 | 0 | 0 | 0 | 0 | 1701.4961
2025-08-08 | 2712.227 | 0.34 | 1.89 | 0 | 0 | 0 | 1 | 0 | 0 | 0 | 0 | 0 | 0 | 0 | 0 | 0 | 0 | 0 | 0 | 0 | 0 | 0 | 0 | 0 | 0 | 0 | 0 | 0 | 1691.6996
2025-08-08 | 2727.43 | 0.49 | 1.65 | 0 | 0 | 0 | 0 | 1 | 0 | 0 | 0 | 0 | 0 | 0 | 0 | 0 | 0 | 0 | 0 | 0 | 0 | 0 | 0 | 0 | 0 | 0 | 0 | 0 | 1695.175
2025-08-08 | 2780.956 | 0.57 | 1.63 | 0 | 0 | 0 | 0 | 0 | 1 | 0 | 0 | 0 | 0 | 0 | 0 | 0 | 0 | 0 | 0 | 0 | 0 | 0 | 0 | 0 | 0 | 0 | 0 | 0 | 1738.8825
2025-08-08 | 2860.089 | 0.62 | 1.46 | 0 | 0 | 0 | 0 | 0 | 0 | 1 | 0 | 0 | 0 | 0 | 0 | 0 | 0 | 0 | 0 | 0 | 0 | 0 | 0 | 0 | 0 | 0 | 0 | 0 | 1828.4585
2025-08-08 | 3439.039 | 0.48 | 1.94 | 0 | 0 | 0 | 0 | 0 | 0 | 0 | 1 | 0 | 0 | 0 | 0 | 0 | 0 | 0 | 0 | 0 | 0 | 0 | 0 | 0 | 0 | 0 | 0 | 0 | 2069.4241
2025-08-08 | 4316.396 | 0.15 | 2.89 | 0 | 0 | 0 | 0 | 0 | 0 | 0 | 0 | 1 | 0 | 0 | 0 | 0 | 0 | 0 | 0 | 0 | 0 | 0 | 0 | 0 | 0 | 0 | 0 | 0 | 2365.4168
2025-08-08 | 5092.21 | 0.01 | 3.92 | 0 | 0 | 0 | 0 | 0 | 0 | 0 | 0 | 0 | 1 | 0 | 0 | 0 | 0 | 0 | 0 | 0 | 0 | 0 | 0 | 0 | 0 | 0 | 0 | 0 | 2692.68
2025-08-08 | 5564.629 | 0 | 4.74 | 0 | 0 | 0 | 0 | 0 | 0 | 0 | 0 | 0 | 0 | 1 | 0 | 0 | 0 | 0 | 0 | 0 | 0 | 0 | 0 | 0 | 0 | 0 | 0 | 0 | 2947.9092
2025-08-08 | 5849.888 | 0 | 5.69 | 0 | 0 | 0 | 0 | 0 | 0 | 0 | 0 | 0 | 0 | 0 | 1 | 0 | 0 | 0 | 0 | 0 | 0 | 0 | 0 | 0 | 0 | 0 | 0 | 0 | 3137.9812
2025-08-08 | 5937.487 | 0 | 6.68 | 0 | 0 | 0 | 0 | 0 | 0 | 0 | 0 | 0 | 0 | 0 | 0 | 1 | 0 | 0 | 0 | 0 | 0 | 0 | 0 | 0 | 0 | 0 | 0 | 0 | 3235.0085
2025-08-08 | 6042.71 | 0 | 7.47 | 0 | 0 | 0 | 0 | 0 | 0 | 0 | 0 | 0 | 0 | 0 | 0 | 0 | 1 | 0 | 0 | 0 | 0 | 0 | 0 | 0 | 0 | 0 | 0 | 0 | 3288.0299
2025-08-08 | 6102.964 | 0 | 7.76 | 0 | 0 | 0 | 0 | 0 | 0 | 0 | 0 | 0 | 0 | 0 | 0 | 0 | 0 | 1 | 0 | 0 | 0 | 0 | 0 | 0 | 0 | 0 | 0 | 0 | 3291.1142
2025-08-08 | 6073.853 | 0 | 7.92 | 0 | 0 | 0 | 0 | 0 | 0 | 0 | 0 | 0 | 0 | 0 | 0 | 0 | 0 | 0 | 1 | 0 | 0 | 0 | 0 | 0 | 0 | 0 | 0 | 0 | 3249.8763
2025-08-08 | 5805.263 | 0 | 8.27 | 0 | 0 | 0 | 0 | 0 | 0 | 0 | 0 | 0 | 0 | 0 | 0 | 0 | 0 | 0 | 0 | 1 | 0 | 0 | 0 | 0 | 0 | 0 | 0 | 0 | 3165.3584
2025-08-08 | 5163.942 | 0 | 7.88 | 0 | 0 | 0 | 0 | 0 | 0 | 0 | 0 | 0 | 0 | 0 | 0 | 0 | 0 | 0 | 0 | 0 | 1 | 0 | 0 | 0 | 0 | 0 | 0 | 0 | 2964.5273
2025-08-08 | 4663.551 | 0 | 7.96 | 0 | 0 | 0 | 0 | 0 | 0 | 0 | 0 | 0 | 0 | 0 | 0 | 0 | 0 | 0 | 0 | 0 | 0 | 1 | 0 | 0 | 0 | 0 | 0 | 0 | 2846.1742
2025-08-08 | 4307.734 | 0 | 7.43 | 0 | 0 | 0 | 0 | 0 | 0 | 0 | 0 | 0 | 0 | 0 | 0 | 0 | 0 | 0 | 0 | 0 | 0 | 0 | 1 | 0 | 0 | 0 | 0 | 0 | 2736.5373
2025-08-08 | 4180.601 | 0 | 6.46 | 0 | 0 | 0 | 0 | 0 | 0 | 0 | 0 | 0 | 0 | 0 | 0 | 0 | 0 | 0 | 0 | 0 | 0 | 0 | 0 | 1 | 0 | 0 | 0 | 0 | 2587.0374
2025-08-08 | 3900.222 | 0 | 5.42 | 0 | 0 | 0 | 0 | 0 | 0 | 0 | 0 | 0 | 0 | 0 | 0 | 0 | 0 | 0 | 0 | 0 | 0 | 0 | 0 | 0 | 1 | 0 | 0 | 0 | 2391.0102
2025-08-08 | 3529.074 | 0 | 4.6 | 0 | 0 | 0 | 0 | 0 | 0 | 0 | 0 | 0 | 0 | 0 | 0 | 0 | 0 | 0 | 0 | 0 | 0 | 0 | 0 | 0 | 0 | 1 | 0 | 0 | 2189.4594
2025-08-08 | 3252.655 | 0 | 3.9 | 0 | 0 | 0 | 0 | 0 | 0 | 0 | 0 | 0 | 0 | 0 | 0 | 0 | 0 | 0 | 0 | 0 | 0 | 0 | 0 | 0 | 0 | 0 | 1 | 0 | 2015.7911
2025-08-08 | 3071.576 | 0 | 3.33 | 0 | 0 | 0 | 0 | 0 | 0 | 0 | 0 | 0 | 0 | 0 | 0 | 0 | 0 | 0 | 0 | 0 | 0 | 0 | 0 | 0 | 0 | 0 | 0 | 1 | 1884.3612
2025-08-09 | 2898.182 | 0.15 | 2.68 | 1 | 1 | 0 | 0 | 0 | 0 | 0 | 0 | 0 | 0 | 0 | 0 | 0 | 0 | 0 | 0 | 0 | 0 | 0 | 0 | 0 | 0 | 0 | 0 | 0 | 1527.4992
2025-08-09 | 2814.471 | 0.37 | 2.01 | 1 | 0 | 1 | 0 | 0 | 0 | 0 | 0 | 0 | 0 | 0 | 0 | 0 | 0 | 0 | 0 | 0 | 0 | 0 | 0 | 0 | 0 | 0 | 0 | 0 | 1446.3933
2025-08-09 | 2755.714 | 0.23 | 1.85 | 1 | 0 | 0 | 1 | 0 | 0 | 0 | 0 | 0 | 0 | 0 | 0 | 0 | 0 | 0 | 0 | 0 | 0 | 0 | 0 | 0 | 0 | 0 | 0 | 0 | 1419.0619
2025-08-09 | 2740.047 | 0.22 | 1.82 | 1 | 0 | 0 | 0 | 1 | 0 | 0 | 0 | 0 | 0 | 0 | 0 | 0 | 0 | 0 | 0 | 0 | 0 | 0 | 0 | 0 | 0 | 0 | 0 | 0 | 1437.0367
2025-08-09 | 2741.428 | 0.58 | 1.63 | 1 | 0 | 0 | 0 | 0 | 1 | 0 | 0 | 0 | 0 | 0 | 0 | 0 | 0 | 0 | 0 | 0 | 0 | 0 | 0 | 0 | 0 | 0 | 0 | 0 | 1474.0657
2025-08-09 | 2712.061 | 0.67 | 1.56 | 1 | 0 | 0 | 0 | 0 | 0 | 1 | 0 | 0 | 0 | 0 | 0 | 0 | 0 | 0 | 0 | 0 | 0 | 0 | 0 | 0 | 0 | 0 | 0 | 0 | 1574.4525
2025-08-09 | 3063.546 | 0.4 | 1.68 | 1 | 0 | 0 | 0 | 0 | 0 | 0 | 1 | 0 | 0 | 0 | 0 | 0 | 0 | 0 | 0 | 0 | 0 | 0 | 0 | 0 | 0 | 0 | 0 | 0 | 1776.9697
2025-08-09 | 3534.877 | 0.1 | 2.76 | 1 | 0 | 0 | 0 | 0 | 0 | 0 | 0 | 1 | 0 | 0 | 0 | 0 | 0 | 0 | 0 | 0 | 0 | 0 | 0 | 0 | 0 | 0 | 0 | 0 | 2086.2768
2025-08-09 | 4127.641 | 0 | 4.49 | 1 | 0 | 0 | 0 | 0 | 0 | 0 | 0 | 0 | 1 | 0 | 0 | 0 | 0 | 0 | 0 | 0 | 0 | 0 | 0 | 0 | 0 | 0 | 0 | 0 | 2481.147
2025-08-09 | 4782.835 | 0 | 6 | 1 | 0 | 0 | 0 | 0 | 0 | 0 | 0 | 0 | 0 | 1 | 0 | 0 | 0 | 0 | 0 | 0 | 0 | 0 | 0 | 0 | 0 | 0 | 0 | 0 | 2802.0279
2025-08-09 | 5111.178 | 0 | 7.16 | 1 | 0 | 0 | 0 | 0 | 0 | 0 | 0 | 0 | 0 | 0 | 1 | 0 | 0 | 0 | 0 | 0 | 0 | 0 | 0 | 0 | 0 | 0 | 0 | 0 | 3011.9786
2025-08-09 | 5155.413 | 0 | 8.16 | 1 | 0 | 0 | 0 | 0 | 0 | 0 | 0 | 0 | 0 | 0 | 0 | 1 | 0 | 0 | 0 | 0 | 0 | 0 | 0 | 0 | 0 | 0 | 0 | 0 | 3109.9524
2025-08-09 | 5274.747 | 0 | 9.12 | 1 | 0 | 0 | 0 | 0 | 0 | 0 | 0 | 0 | 0 | 0 | 0 | 0 | 1 | 0 | 0 | 0 | 0 | 0 | 0 | 0 | 0 | 0 | 0 | 0 | 3179.066
2025-08-09 | 5305.041 | 0 | 9.81 | 1 | 0 | 0 | 0 | 0 | 0 | 0 | 0 | 0 | 0 | 0 | 0 | 0 | 0 | 1 | 0 | 0 | 0 | 0 | 0 | 0 | 0 | 0 | 0 | 0 | 3220.0144
2025-08-09 | 5311.901 | 0 | 10.05 | 1 | 0 | 0 | 0 | 0 | 0 | 0 | 0 | 0 | 0 | 0 | 0 | 0 | 0 | 0 | 1 | 0 | 0 | 0 | 0 | 0 | 0 | 0 | 0 | 0 | 3186.3494
2025-08-09 | 5245.709 | 0 | 10.16 | 1 | 0 | 0 | 0 | 0 | 0 | 0 | 0 | 0 | 0 | 0 | 0 | 0 | 0 | 0 | 0 | 1 | 0 | 0 | 0 | 0 | 0 | 0 | 0 | 0 | 3079.1131
2025-08-09 | 5029.147 | 0 | 9.83 | 1 | 0 | 0 | 0 | 0 | 0 | 0 | 0 | 0 | 0 | 0 | 0 | 0 | 0 | 0 | 0 | 0 | 1 | 0 | 0 | 0 | 0 | 0 | 0 | 0 | 2883.9615
2025-08-09 | 4816.271 | 0 | 9.59 | 1 | 0 | 0 | 0 | 0 | 0 | 0 | 0 | 0 | 0 | 0 | 0 | 0 | 0 | 0 | 0 | 0 | 0 | 1 | 0 | 0 | 0 | 0 | 0 | 0 | 2735.3171
2025-08-09 | 4520.037 | 0 | 8.59 | 1 | 0 | 0 | 0 | 0 | 0 | 0 | 0 | 0 | 0 | 0 | 0 | 0 | 0 | 0 | 0 | 0 | 0 | 0 | 1 | 0 | 0 | 0 | 0 | 0 | 2581.19
2025-08-09 | 4220.813 | 0 | 7.14 | 1 | 0 | 0 | 0 | 0 | 0 | 0 | 0 | 0 | 0 | 0 | 0 | 0 | 0 | 0 | 0 | 0 | 0 | 0 | 0 | 1 | 0 | 0 | 0 | 0 | 2386.2533
2025-08-09 | 4009.837 | 0 | 6.19 | 1 | 0 | 0 | 0 | 0 | 0 | 0 | 0 | 0 | 0 | 0 | 0 | 0 | 0 | 0 | 0 | 0 | 0 | 0 | 0 | 0 | 1 | 0 | 0 | 0 | 2198.7454
2025-08-09 | 3681.356 | 0 | 5.29 | 1 | 0 | 0 | 0 | 0 | 0 | 0 | 0 | 0 | 0 | 0 | 0 | 0 | 0 | 0 | 0 | 0 | 0 | 0 | 0 | 0 | 0 | 1 | 0 | 0 | 1989.6218
2025-08-09 | 3379.985 | 0.09 | 4.51 | 1 | 0 | 0 | 0 | 0 | 0 | 0 | 0 | 0 | 0 | 0 | 0 | 0 | 0 | 0 | 0 | 0 | 0 | 0 | 0 | 0 | 0 | 0 | 1 | 0 | 1811.4066
2025-08-09 | 3152.858 | 0.03 | 3.99 | 1 | 0 | 0 | 0 | 0 | 0 | 0 | 0 | 0 | 0 | 0 | 0 | 0 | 0 | 0 | 0 | 0 | 0 | 0 | 0 | 0 | 0 | 0 | 0 | 1 | 1682.6924
2025-08-10 | 2970.546 | 0.34 | 3.42 | 1 | 1 | 0 | 0 | 0 | 0 | 0 | 0 | 0 | 0 | 0 | 0 | 0 | 0 | 0 | 0 | 0 | 0 | 0 | 0 | 0 | 0 | 0 | 0 | 0 | 1603.9355
2025-08-10 | 2915.079 | 0.42 | 3.05 | 1 | 0 | 1 | 0 | 0 | 0 | 0 | 0 | 0 | 0 | 0 | 0 | 0 | 0 | 0 | 0 | 0 | 0 | 0 | 0 | 0 | 0 | 0 | 0 | 0 | 1546.5209
2025-08-10 | 2841.107 | 0.49 | 2.95 | 1 | 0 | 0 | 1 | 0 | 0 | 0 | 0 | 0 | 0 | 0 | 0 | 0 | 0 | 0 | 0 | 0 | 0 | 0 | 0 | 0 | 0 | 0 | 0 | 0 | 1531.9293
2025-08-10 | 2842.595 | 0.55 | 2.65 | 1 | 0 | 0 | 0 | 1 | 0 | 0 | 0 | 0 | 0 | 0 | 0 | 0 | 0 | 0 | 0 | 0 | 0 | 0 | 0 | 0 | 0 | 0 | 0 | 0 | 1526.6993
2025-08-10 | 2833.861 | 0.76 | 2.31 | 1 | 0 | 0 | 0 | 0 | 1 | 0 | 0 | 0 | 0 | 0 | 0 | 0 | 0 | 0 | 0 | 0 | 0 | 0 | 0 | 0 | 0 | 0 | 0 | 0 | 1544.4862
2025-08-10 | 2791.435 | 1.01 | 2.03 | 1 | 0 | 0 | 0 | 0 | 0 | 1 | 0 | 0 | 0 | 0 | 0 | 0 | 0 | 0 | 0 | 0 | 0 | 0 | 0 | 0 | 0 | 0 | 0 | 0 | 1630.3737
2025-08-10 | 3004.541 | 0.81 | 2.41 | 1 | 0 | 0 | 0 | 0 | 0 | 0 | 1 | 0 | 0 | 0 | 0 | 0 | 0 | 0 | 0 | 0 | 0 | 0 | 0 | 0 | 0 | 0 | 0 | 0 | 1859.856
2025-08-10 | 3421.579 | 0.25 | 3.28 | 1 | 0 | 0 | 0 | 0 | 0 | 0 | 0 | 1 | 0 | 0 | 0 | 0 | 0 | 0 | 0 | 0 | 0 | 0 | 0 | 0 | 0 | 0 | 0 | 0 | 2140.5432
2025-08-10 | 4029.595 | 0 | 4.72 | 1 | 0 | 0 | 0 | 0 | 0 | 0 | 0 | 0 | 1 | 0 | 0 | 0 | 0 | 0 | 0 | 0 | 0 | 0 | 0 | 0 | 0 | 0 | 0 | 0 | 2502.9188
2025-08-10 | 4606.824 | 0 | 6.13 | 1 | 0 | 0 | 0 | 0 | 0 | 0 | 0 | 0 | 0 | 1 | 0 | 0 | 0 | 0 | 0 | 0 | 0 | 0 | 0 | 0 | 0 | 0 | 0 | 0 | 2814.3337
2025-08-10 | 4904.239 | 0 | 7.49 | 1 | 0 | 0 | 0 | 0 | 0 | 0 | 0 | 0 | 0 | 0 | 1 | 0 | 0 | 0 | 0 | 0 | 0 | 0 | 0 | 0 | 0 | 0 | 0 | 0 | 3043.2164
2025-08-10 | 4976.846 | 0 | 7.99 | 1 | 0 | 0 | 0 | 0 | 0 | 0 | 0 | 0 | 0 | 0 | 0 | 1 | 0 | 0 | 0 | 0 | 0 | 0 | 0 | 0 | 0 | 0 | 0 | 0 | 3093.8602
2025-08-10 | 5113.346 | 0 | 8.04 | 1 | 0 | 0 | 0 | 0 | 0 | 0 | 0 | 0 | 0 | 0 | 0 | 0 | 1 | 0 | 0 | 0 | 0 | 0 | 0 | 0 | 0 | 0 | 0 | 0 | 3076.8331
2025-08-10 | 5094.786 | 0 | 8.36 | 1 | 0 | 0 | 0 | 0 | 0 | 0 | 0 | 0 | 0 | 0 | 0 | 0 | 0 | 1 | 0 | 0 | 0 | 0 | 0 | 0 | 0 | 0 | 0 | 0 | 3082.7572
2025-08-10 | 5080.007 | 0 | 9.08 | 1 | 0 | 0 | 0 | 0 | 0 | 0 | 0 | 0 | 0 | 0 | 0 | 0 | 0 | 0 | 1 | 0 | 0 | 0 | 0 | 0 | 0 | 0 | 0 | 0 | 3094.529
2025-08-10 | 5119.472 | 0 | 9.23 | 1 | 0 | 0 | 0 | 0 | 0 | 0 | 0 | 0 | 0 | 0 | 0 | 0 | 0 | 0 | 0 | 1 | 0 | 0 | 0 | 0 | 0 | 0 | 0 | 0 | 2991.0791
2025-08-10 | 4946.061 | 0 | 9.31 | 1 | 0 | 0 | 0 | 0 | 0 | 0 | 0 | 0 | 0 | 0 | 0 | 0 | 0 | 0 | 0 | 0 | 1 | 0 | 0 | 0 | 0 | 0 | 0 | 0 | 2834.7382
2025-08-10 | 4755.531 | 0 | 8.64 | 1 | 0 | 0 | 0 | 0 | 0 | 0 | 0 | 0 | 0 | 0 | 0 | 0 | 0 | 0 | 0 | 0 | 0 | 1 | 0 | 0 | 0 | 0 | 0 | 0 | 2645.39
2025-08-10 | 4436.433 | 0 | 8.09 | 1 | 0 | 0 | 0 | 0 | 0 | 0 | 0 | 0 | 0 | 0 | 0 | 0 | 0 | 0 | 0 | 0 | 0 | 0 | 1 | 0 | 0 | 0 | 0 | 0 | 2533.8599
2025-08-10 | 4267.639 | 0 | 7.23 | 1 | 0 | 0 | 0 | 0 | 0 | 0 | 0 | 0 | 0 | 0 | 0 | 0 | 0 | 0 | 0 | 0 | 0 | 0 | 0 | 1 | 0 | 0 | 0 | 0 | 2394.7727
2025-08-10 | 3947.83 | 0 | 6.26 | 1 | 0 | 0 | 0 | 0 | 0 | 0 | 0 | 0 | 0 | 0 | 0 | 0 | 0 | 0 | 0 | 0 | 0 | 0 | 0 | 0 | 1 | 0 | 0 | 0 | 2205.3716
2025-08-10 | 3599.389 | 0 | 5.61 | 1 | 0 | 0 | 0 | 0 | 0 | 0 | 0 | 0 | 0 | 0 | 0 | 0 | 0 | 0 | 0 | 0 | 0 | 0 | 0 | 0 | 0 | 1 | 0 | 0 | 2019.9131
2025-08-10 | 3249.199 | 0 | 4.86 | 1 | 0 | 0 | 0 | 0 | 0 | 0 | 0 | 0 | 0 | 0 | 0 | 0 | 0 | 0 | 0 | 0 | 0 | 0 | 0 | 0 | 0 | 0 | 1 | 0 | 1841.5118
2025-08-10 | 3099.189 | 0.11 | 4.29 | 1 | 0 | 0 | 0 | 0 | 0 | 0 | 0 | 0 | 0 | 0 | 0 | 0 | 0 | 0 | 0 | 0 | 0 | 0 | 0 | 0 | 0 | 0 | 0 | 1 | 1713.7801
2025-08-11 | 2988.061 | 0.18 | 3.91 | 0 | 1 | 0 | 0 | 0 | 0 | 0 | 0 | 0 | 0 | 0 | 0 | 0 | 0 | 0 | 0 | 0 | 0 | 0 | 0 | 0 | 0 | 0 | 0 | 0 | 1910.0928
2025-08-11 | 2942.104 | 0.39 | 3.24 | 0 | 0 | 1 | 0 | 0 | 0 | 0 | 0 | 0 | 0 | 0 | 0 | 0 | 0 | 0 | 0 | 0 | 0 | 0 | 0 | 0 | 0 | 0 | 0 | 0 | 1828.6508
2025-08-11 | 2916.456 | 0.48 | 2.72 | 0 | 0 | 0 | 1 | 0 | 0 | 0 | 0 | 0 | 0 | 0 | 0 | 0 | 0 | 0 | 0 | 0 | 0 | 0 | 0 | 0 | 0 | 0 | 0 | 0 | 1774.9744
2025-08-11 | 2917.783 | 0.88 | 2.45 | 0 | 0 | 0 | 0 | 1 | 0 | 0 | 0 | 0 | 0 | 0 | 0 | 0 | 0 | 0 | 0 | 0 | 0 | 0 | 0 | 0 | 0 | 0 | 0 | 0 | 1784.0151
2025-08-11 | 2984.582 | 0.93 | 2.36 | 0 | 0 | 0 | 0 | 0 | 1 | 0 | 0 | 0 | 0 | 0 | 0 | 0 | 0 | 0 | 0 | 0 | 0 | 0 | 0 | 0 | 0 | 0 | 0 | 0 | 1820.0878
2025-08-11 | 3043.855 | 1.09 | 2.29 | 0 | 0 | 0 | 0 | 0 | 0 | 1 | 0 | 0 | 0 | 0 | 0 | 0 | 0 | 0 | 0 | 0 | 0 | 0 | 0 | 0 | 0 | 0 | 0 | 0 | 1922.828
2025-08-11 | 3665.331 | 0.78 | 2.48 | 0 | 0 | 0 | 0 | 0 | 0 | 0 | 1 | 0 | 0 | 0 | 0 | 0 | 0 | 0 | 0 | 0 | 0 | 0 | 0 | 0 | 0 | 0 | 0 | 0 | 2130.6267
2025-08-11 | 4621.14 | 0.16 | 3.37 | 0 | 0 | 0 | 0 | 0 | 0 | 0 | 0 | 1 | 0 | 0 | 0 | 0 | 0 | 0 | 0 | 0 | 0 | 0 | 0 | 0 | 0 | 0 | 0 | 0 | 2411.1898
2025-08-11 | 5517.777 | 0 | 4.77 | 0 | 0 | 0 | 0 | 0 | 0 | 0 | 0 | 0 | 1 | 0 | 0 | 0 | 0 | 0 | 0 | 0 | 0 | 0 | 0 | 0 | 0 | 0 | 0 | 0 | 2772.8049
2025-08-11 | 6156.647 | 0 | 6.06 | 0 | 0 | 0 | 0 | 0 | 0 | 0 | 0 | 0 | 0 | 1 | 0 | 0 | 0 | 0 | 0 | 0 | 0 | 0 | 0 | 0 | 0 | 0 | 0 | 0 | 3072.8606
2025-08-11 | 6344.166 | 0.19 | 6.98 | 0 | 0 | 0 | 0 | 0 | 0 | 0 | 0 | 0 | 0 | 0 | 1 | 0 | 0 | 0 | 0 | 0 | 0 | 0 | 0 | 0 | 0 | 0 | 0 | 0 | 3266.4807
2025-08-11 | 6417.457 | 0 | 7.68 | 0 | 0 | 0 | 0 | 0 | 0 | 0 | 0 | 0 | 0 | 0 | 0 | 1 | 0 | 0 | 0 | 0 | 0 | 0 | 0 | 0 | 0 | 0 | 0 | 0 | 3329.6686
2025-08-11 | 6541.035 | 0.09 | 8.17 | 0 | 0 | 0 | 0 | 0 | 0 | 0 | 0 | 0 | 0 | 0 | 0 | 0 | 1 | 0 | 0 | 0 | 0 | 0 | 0 | 0 | 0 | 0 | 0 | 0 | 3357.3178
2025-08-11 | 6594.775 | 0 | 8.76 | 0 | 0 | 0 | 0 | 0 | 0 | 0 | 0 | 0 | 0 | 0 | 0 | 0 | 0 | 1 | 0 | 0 | 0 | 0 | 0 | 0 | 0 | 0 | 0 | 0 | 3385.7743
2025-08-11 | 6621.021 | 0 | 8.92 | 0 | 0 | 0 | 0 | 0 | 0 | 0 | 0 | 0 | 0 | 0 | 0 | 0 | 0 | 0 | 1 | 0 | 0 | 0 | 0 | 0 | 0 | 0 | 0 | 0 | 3344.5365
2025-08-11 | 6322.291 | 0 | 9.04 | 0 | 0 | 0 | 0 | 0 | 0 | 0 | 0 | 0 | 0 | 0 | 0 | 0 | 0 | 0 | 0 | 1 | 0 | 0 | 0 | 0 | 0 | 0 | 0 | 0 | 3238.2468
2025-08-11 | 5708.036 | 0 | 8.95 | 0 | 0 | 0 | 0 | 0 | 0 | 0 | 0 | 0 | 0 | 0 | 0 | 0 | 0 | 0 | 0 | 0 | 1 | 0 | 0 | 0 | 0 | 0 | 0 | 0 | 3065.8137
2025-08-11 | 5142.448 | 0 | 8.21 | 0 | 0 | 0 | 0 | 0 | 0 | 0 | 0 | 0 | 0 | 0 | 0 | 0 | 0 | 0 | 0 | 0 | 0 | 1 | 0 | 0 | 0 | 0 | 0 | 0 | 2869.8392
2025-08-11 | 4835.516 | 0 | 7.48 | 0 | 0 | 0 | 0 | 0 | 0 | 0 | 0 | 0 | 0 | 0 | 0 | 0 | 0 | 0 | 0 | 0 | 0 | 0 | 1 | 0 | 0 | 0 | 0 | 0 | 2741.2703
2025-08-11 | 4533.5 | 0 | 6.43 | 0 | 0 | 0 | 0 | 0 | 0 | 0 | 0 | 0 | 0 | 0 | 0 | 0 | 0 | 0 | 0 | 0 | 0 | 0 | 0 | 1 | 0 | 0 | 0 | 0 | 2584.1976
2025-08-11 | 4213.912 | 0.01 | 4.98 | 0 | 0 | 0 | 0 | 0 | 0 | 0 | 0 | 0 | 0 | 0 | 0 | 0 | 0 | 0 | 0 | 0 | 0 | 0 | 0 | 0 | 1 | 0 | 0 | 0 | 2349.6959
2025-08-11 | 3803.447 | 0.22 | 4.45 | 0 | 0 | 0 | 0 | 0 | 0 | 0 | 0 | 0 | 0 | 0 | 0 | 0 | 0 | 0 | 0 | 0 | 0 | 0 | 0 | 0 | 0 | 1 | 0 | 0 | 2182.6568
2025-08-11 | 3475.884 | 0.09 | 3.97 | 0 | 0 | 0 | 0 | 0 | 0 | 0 | 0 | 0 | 0 | 0 | 0 | 0 | 0 | 0 | 0 | 0 | 0 | 0 | 0 | 0 | 0 | 0 | 1 | 0 | 2025.4432
2025-08-11 | 3243.301 | 0.13 | 3.19 | 0 | 0 | 0 | 0 | 0 | 0 | 0 | 0 | 0 | 0 | 0 | 0 | 0 | 0 | 0 | 0 | 0 | 0 | 0 | 0 | 0 | 0 | 0 | 0 | 1 | 1875.4794
2025-08-12 | 3122.876 | 0.35 | 2.89 | 0 | 1 | 0 | 0 | 0 | 0 | 0 | 0 | 0 | 0 | 0 | 0 | 0 | 0 | 0 | 0 | 0 | 0 | 0 | 0 | 0 | 0 | 0 | 0 | 0 | 1819.2549
2025-08-12 | 3033.536 | 0.78 | 2.65 | 0 | 0 | 1 | 0 | 0 | 0 | 0 | 0 | 0 | 0 | 0 | 0 | 0 | 0 | 0 | 0 | 0 | 0 | 0 | 0 | 0 | 0 | 0 | 0 | 0 | 1785.9132
2025-08-12 | 2965.275 | 0.7 | 2.49 | 0 | 0 | 0 | 1 | 0 | 0 | 0 | 0 | 0 | 0 | 0 | 0 | 0 | 0 | 0 | 0 | 0 | 0 | 0 | 0 | 0 | 0 | 0 | 0 | 0 | 1760.599
2025-08-12 | 3007.146 | 1 | 2.45 | 0 | 0 | 0 | 0 | 1 | 0 | 0 | 0 | 0 | 0 | 0 | 0 | 0 | 0 | 0 | 0 | 0 | 0 | 0 | 0 | 0 | 0 | 0 | 0 | 0 | 1788.0495
2025-08-12 | 3090.7 | 0.93 | 2.37 | 0 | 0 | 0 | 0 | 0 | 1 | 0 | 0 | 0 | 0 | 0 | 0 | 0 | 0 | 0 | 0 | 0 | 0 | 0 | 0 | 0 | 0 | 0 | 0 | 0 | 1821.0344
2025-08-12 | 3220.804 | 1.1 | 2.41 | 0 | 0 | 0 | 0 | 0 | 0 | 1 | 0 | 0 | 0 | 0 | 0 | 0 | 0 | 0 | 0 | 0 | 0 | 0 | 0 | 0 | 0 | 0 | 0 | 0 | 1934.5234
2025-08-12 | 3850.312 | 0.69 | 2.43 | 0 | 0 | 0 | 0 | 0 | 0 | 0 | 1 | 0 | 0 | 0 | 0 | 0 | 0 | 0 | 0 | 0 | 0 | 0 | 0 | 0 | 0 | 0 | 0 | 0 | 2122.8678
2025-08-12 | 4739.667 | 0.3 | 3.07 | 0 | 0 | 0 | 0 | 0 | 0 | 0 | 0 | 1 | 0 | 0 | 0 | 0 | 0 | 0 | 0 | 0 | 0 | 0 | 0 | 0 | 0 | 0 | 0 | 0 | 2387.4986
2025-08-12 | 5654.534 | 0.05 | 4.24 | 0 | 0 | 0 | 0 | 0 | 0 | 0 | 0 | 0 | 1 | 0 | 0 | 0 | 0 | 0 | 0 | 0 | 0 | 0 | 0 | 0 | 0 | 0 | 0 | 0 | 2724.316
2025-08-12 | 6225.456 | 0 | 5.9 | 0 | 0 | 0 | 0 | 0 | 0 | 0 | 0 | 0 | 0 | 1 | 0 | 0 | 0 | 0 | 0 | 0 | 0 | 0 | 0 | 0 | 0 | 0 | 0 | 0 | 3057.715
2025-08-12 | 6617.195 | 0 | 6.55 | 0 | 0 | 0 | 0 | 0 | 0 | 0 | 0 | 0 | 0 | 0 | 1 | 0 | 0 | 0 | 0 | 0 | 0 | 0 | 0 | 0 | 0 | 0 | 0 | 0 | 3219.389
2025-08-12 | 6799.308 | 0 | 7.72 | 0 | 0 | 0 | 0 | 0 | 0 | 0 | 0 | 0 | 0 | 0 | 0 | 1 | 0 | 0 | 0 | 0 | 0 | 0 | 0 | 0 | 0 | 0 | 0 | 0 | 3333.455
2025-08-12 | 6885.698 | 0 | 9.04 | 0 | 0 | 0 | 0 | 0 | 0 | 0 | 0 | 0 | 0 | 0 | 0 | 0 | 1 | 0 | 0 | 0 | 0 | 0 | 0 | 0 | 0 | 0 | 0 | 0 | 3436.6463
2025-08-12 | 6966.365 | 0 | 10.02 | 0 | 0 | 0 | 0 | 0 | 0 | 0 | 0 | 0 | 0 | 0 | 0 | 0 | 0 | 1 | 0 | 0 | 0 | 0 | 0 | 0 | 0 | 0 | 0 | 0 | 3505.0461
2025-08-12 | 6974.391 | 0 | 9.68 | 0 | 0 | 0 | 0 | 0 | 0 | 0 | 0 | 0 | 0 | 0 | 0 | 0 | 0 | 0 | 1 | 0 | 0 | 0 | 0 | 0 | 0 | 0 | 0 | 0 | 3416.4782
2025-08-12 | 6792.572 | 0 | 9.22 | 0 | 0 | 0 | 0 | 0 | 0 | 0 | 0 | 0 | 0 | 0 | 0 | 0 | 0 | 0 | 0 | 1 | 0 | 0 | 0 | 0 | 0 | 0 | 0 | 0 | 3255.2856
2025-08-12 | 6093.559 | 0 | 9.16 | 0 | 0 | 0 | 0 | 0 | 0 | 0 | 0 | 0 | 0 | 0 | 0 | 0 | 0 | 0 | 0 | 0 | 1 | 0 | 0 | 0 | 0 | 0 | 0 | 0 | 3085.6923
2025-08-12 | 5545.329 | 0 | 9.03 | 0 | 0 | 0 | 0 | 0 | 0 | 0 | 0 | 0 | 0 | 0 | 0 | 0 | 0 | 0 | 0 | 0 | 0 | 1 | 0 | 0 | 0 | 0 | 0 | 0 | 2947.4605
2025-08-12 | 5040.23 | 0 | 8.22 | 0 | 0 | 0 | 0 | 0 | 0 | 0 | 0 | 0 | 0 | 0 | 0 | 0 | 0 | 0 | 0 | 0 | 0 | 0 | 1 | 0 | 0 | 0 | 0 | 0 | 2811.3188
2025-08-12 | 4769.344 | 0 | 6.74 | 0 | 0 | 0 | 0 | 0 | 0 | 0 | 0 | 0 | 0 | 0 | 0 | 0 | 0 | 0 | 0 | 0 | 0 | 0 | 0 | 1 | 0 | 0 | 0 | 0 | 2613.5423
2025-08-12 | 4423.156 | 0 | 5.69 | 0 | 0 | 0 | 0 | 0 | 0 | 0 | 0 | 0 | 0 | 0 | 0 | 0 | 0 | 0 | 0 | 0 | 0 | 0 | 0 | 0 | 1 | 0 | 0 | 0 | 2416.5684
2025-08-12 | 3978.163 | 0 | 5.18 | 0 | 0 | 0 | 0 | 0 | 0 | 0 | 0 | 0 | 0 | 0 | 0 | 0 | 0 | 0 | 0 | 0 | 0 | 0 | 0 | 0 | 0 | 1 | 0 | 0 | 2244.3623
2025-08-12 | 3675.77 | 0.02 | 4.45 | 0 | 0 | 0 | 0 | 0 | 0 | 0 | 0 | 0 | 0 | 0 | 0 | 0 | 0 | 0 | 0 | 0 | 0 | 0 | 0 | 0 | 0 | 0 | 1 | 0 | 2068.5266
2025-08-12 | 3483.109 | 0.15 | 3.81 | 0 | 0 | 0 | 0 | 0 | 0 | 0 | 0 | 0 | 0 | 0 | 0 | 0 | 0 | 0 | 0 | 0 | 0 | 0 | 0 | 0 | 0 | 0 | 0 | 1 | 1934.8411
2025-08-13 | 3375.594 | 0.21 | 3.41 | 0 | 1 | 0 | 0 | 0 | 0 | 0 | 0 | 0 | 0 | 0 | 0 | 0 | 0 | 0 | 0 | 0 | 0 | 0 | 0 | 0 | 0 | 0 | 0 | 0 | 1863.7714
2025-08-13 | 3338.124 | 0.37 | 3.08 | 0 | 0 | 1 | 0 | 0 | 0 | 0 | 0 | 0 | 0 | 0 | 0 | 0 | 0 | 0 | 0 | 0 | 0 | 0 | 0 | 0 | 0 | 0 | 0 | 0 | 1812.8328
2025-08-13 | 3254.827 | 0.64 | 2.37 | 0 | 0 | 0 | 1 | 0 | 0 | 0 | 0 | 0 | 0 | 0 | 0 | 0 | 0 | 0 | 0 | 0 | 0 | 0 | 0 | 0 | 0 | 0 | 0 | 0 | 1747.2225
2025-08-13 | 3295.364 | 0.87 | 1.97 | 0 | 0 | 0 | 0 | 1 | 0 | 0 | 0 | 0 | 0 | 0 | 0 | 0 | 0 | 0 | 0 | 0 | 0 | 0 | 0 | 0 | 0 | 0 | 0 | 0 | 1738.242
2025-08-13 | 3397.653 | 1.1 | 1.89 | 0 | 0 | 0 | 0 | 0 | 1 | 0 | 0 | 0 | 0 | 0 | 0 | 0 | 0 | 0 | 0 | 0 | 0 | 0 | 0 | 0 | 0 | 0 | 0 | 0 | 1781.313
2025-08-13 | 3467.927 | 1.37 | 1.73 | 0 | 0 | 0 | 0 | 0 | 0 | 1 | 0 | 0 | 0 | 0 | 0 | 0 | 0 | 0 | 0 | 0 | 0 | 0 | 0 | 0 | 0 | 0 | 0 | 0 | 1879.232
2025-08-13 | 4000.524 | 0.88 | 1.89 | 0 | 0 | 0 | 0 | 0 | 0 | 0 | 1 | 0 | 0 | 0 | 0 | 0 | 0 | 0 | 0 | 0 | 0 | 0 | 0 | 0 | 0 | 0 | 0 | 0 | 2078.1392
2025-08-13 | 4738.334 | 0.2 | 2.37 | 0 | 0 | 0 | 0 | 0 | 0 | 0 | 0 | 1 | 0 | 0 | 0 | 0 | 0 | 0 | 0 | 0 | 0 | 0 | 0 | 0 | 0 | 0 | 0 | 0 | 2317.8745
2025-08-13 | 5536.711 | 0 | 3.83 | 0 | 0 | 0 | 0 | 0 | 0 | 0 | 0 | 0 | 1 | 0 | 0 | 0 | 0 | 0 | 0 | 0 | 0 | 0 | 0 | 0 | 0 | 0 | 0 | 0 | 2683.8244
2025-08-13 | 6071.726 | 0 | 5.51 | 0 | 0 | 0 | 0 | 0 | 0 | 0 | 0 | 0 | 0 | 1 | 0 | 0 | 0 | 0 | 0 | 0 | 0 | 0 | 0 | 0 | 0 | 0 | 0 | 0 | 3020.7975
2025-08-13 | 6440.306 | 0 | 6.87 | 0 | 0 | 0 | 0 | 0 | 0 | 0 | 0 | 0 | 0 | 0 | 1 | 0 | 0 | 0 | 0 | 0 | 0 | 0 | 0 | 0 | 0 | 0 | 0 | 0 | 3249.6802
2025-08-13 | 6377.59 | 0 | 7.62 | 0 | 0 | 0 | 0 | 0 | 0 | 0 | 0 | 0 | 0 | 0 | 0 | 1 | 0 | 0 | 0 | 0 | 0 | 0 | 0 | 0 | 0 | 0 | 0 | 0 | 3323.989
2025-08-13 | 6495.854 | 0 | 8.32 | 0 | 0 | 0 | 0 | 0 | 0 | 0 | 0 | 0 | 0 | 0 | 0 | 0 | 1 | 0 | 0 | 0 | 0 | 0 | 0 | 0 | 0 | 0 | 0 | 0 | 3368.491
2025-08-13 | 6651.365 | 0 | 8.25 | 0 | 0 | 0 | 0 | 0 | 0 | 0 | 0 | 0 | 0 | 0 | 0 | 0 | 0 | 1 | 0 | 0 | 0 | 0 | 0 | 0 | 0 | 0 | 0 | 0 | 3337.4977
2025-08-13 | 6661.03 | 0 | 8.48 | 0 | 0 | 0 | 0 | 0 | 0 | 0 | 0 | 0 | 0 | 0 | 0 | 0 | 0 | 0 | 1 | 0 | 0 | 0 | 0 | 0 | 0 | 0 | 0 | 0 | 3302.886
2025-08-13 | 6444.691 | 0 | 8.69 | 0 | 0 | 0 | 0 | 0 | 0 | 0 | 0 | 0 | 0 | 0 | 0 | 0 | 0 | 0 | 0 | 1 | 0 | 0 | 0 | 0 | 0 | 0 | 0 | 0 | 3205.1157
2025-08-13 | 5747.73 | 0 | 8.64 | 0 | 0 | 0 | 0 | 0 | 0 | 0 | 0 | 0 | 0 | 0 | 0 | 0 | 0 | 0 | 0 | 0 | 1 | 0 | 0 | 0 | 0 | 0 | 0 | 0 | 3036.469
2025-08-13 | 5250.964 | 0 | 8.21 | 0 | 0 | 0 | 0 | 0 | 0 | 0 | 0 | 0 | 0 | 0 | 0 | 0 | 0 | 0 | 0 | 0 | 0 | 1 | 0 | 0 | 0 | 0 | 0 | 0 | 2869.8392
2025-08-13 | 4829.308 | 0 | 7.11 | 0 | 0 | 0 | 0 | 0 | 0 | 0 | 0 | 0 | 0 | 0 | 0 | 0 | 0 | 0 | 0 | 0 | 0 | 0 | 1 | 0 | 0 | 0 | 0 | 0 | 2706.246
2025-08-13 | 4601.9 | 0 | 5.94 | 0 | 0 | 0 | 0 | 0 | 0 | 0 | 0 | 0 | 0 | 0 | 0 | 0 | 0 | 0 | 0 | 0 | 0 | 0 | 0 | 1 | 0 | 0 | 0 | 0 | 2537.8142
2025-08-13 | 4315.669 | 0 | 4.94 | 0 | 0 | 0 | 0 | 0 | 0 | 0 | 0 | 0 | 0 | 0 | 0 | 0 | 0 | 0 | 0 | 0 | 0 | 0 | 0 | 0 | 1 | 0 | 0 | 0 | 2345.5733
2025-08-13 | 3801.917 | 0 | 4.25 | 0 | 0 | 0 | 0 | 0 | 0 | 0 | 0 | 0 | 0 | 0 | 0 | 0 | 0 | 0 | 0 | 0 | 0 | 0 | 0 | 0 | 0 | 1 | 0 | 0 | 2156.3283
2025-08-13 | 3449.813 | 0 | 3.82 | 0 | 0 | 0 | 0 | 0 | 0 | 0 | 0 | 0 | 0 | 0 | 0 | 0 | 0 | 0 | 0 | 0 | 0 | 0 | 0 | 0 | 0 | 0 | 1 | 0 | 2008.2183
2025-08-13 | 3234.201 | 0.02 | 3.04 | 0 | 0 | 0 | 0 | 0 | 0 | 0 | 0 | 0 | 0 | 0 | 0 | 0 | 0 | 0 | 0 | 0 | 0 | 0 | 0 | 0 | 0 | 0 | 0 | 1 | 1857.5821
2025-08-14 | 3145.785 | 0 | 2.63 | 0 | 1 | 0 | 0 | 0 | 0 | 0 | 0 | 0 | 0 | 0 | 0 | 0 | 0 | 0 | 0 | 0 | 0 | 0 | 0 | 0 | 0 | 0 | 0 | 0 | 1782.8762
2025-08-14 | 3034.166 | 0.03 | 2.06 | 0 | 0 | 1 | 0 | 0 | 0 | 0 | 0 | 0 | 0 | 0 | 0 | 0 | 0 | 0 | 0 | 0 | 0 | 0 | 0 | 0 | 0 | 0 | 0 | 0 | 1704.8485
2025-08-14 | 2971.871 | 0.24 | 1.61 | 0 | 0 | 0 | 1 | 0 | 0 | 0 | 0 | 0 | 0 | 0 | 0 | 0 | 0 | 0 | 0 | 0 | 0 | 0 | 0 | 0 | 0 | 0 | 0 | 0 | 1661.8327
2025-08-14 | 2982.083 | 0.5 | 1.34 | 0 | 0 | 0 | 0 | 1 | 0 | 0 | 0 | 0 | 0 | 0 | 0 | 0 | 0 | 0 | 0 | 0 | 0 | 0 | 0 | 0 | 0 | 0 | 0 | 0 | 1666.1666
2025-08-14 | 3045.409 | 0.82 | 1.21 | 0 | 0 | 0 | 0 | 0 | 1 | 0 | 0 | 0 | 0 | 0 | 0 | 0 | 0 | 0 | 0 | 0 | 0 | 0 | 0 | 0 | 0 | 0 | 0 | 0 | 1707.5304
2025-08-14 | 3080.243 | 0.8 | 1.18 | 0 | 0 | 0 | 0 | 0 | 0 | 1 | 0 | 0 | 0 | 0 | 0 | 0 | 0 | 0 | 0 | 0 | 0 | 0 | 0 | 0 | 0 | 0 | 0 | 0 | 1808.0053
2025-08-14 | 3630.308 | 0.55 | 1.16 | 0 | 0 | 0 | 0 | 0 | 0 | 0 | 1 | 0 | 0 | 0 | 0 | 0 | 0 | 0 | 0 | 0 | 0 | 0 | 0 | 0 | 0 | 0 | 0 | 0 | 1997.9426
2025-08-14 | 4526.471 | 0.04 | 1.74 | 0 | 0 | 0 | 0 | 0 | 0 | 0 | 0 | 1 | 0 | 0 | 0 | 0 | 0 | 0 | 0 | 0 | 0 | 0 | 0 | 0 | 0 | 0 | 0 | 0 | 2252.8593
2025-08-14 | 5363.528 | 0 | 3.34 | 0 | 0 | 0 | 0 | 0 | 0 | 0 | 0 | 0 | 1 | 0 | 0 | 0 | 0 | 0 | 0 | 0 | 0 | 0 | 0 | 0 | 0 | 0 | 0 | 0 | 2637.4409
2025-08-14 | 5819.174 | 0 | 4.85 | 0 | 0 | 0 | 0 | 0 | 0 | 0 | 0 | 0 | 0 | 1 | 0 | 0 | 0 | 0 | 0 | 0 | 0 | 0 | 0 | 0 | 0 | 0 | 0 | 0 | 2958.3218
2025-08-14 | 6124.372 | 0 | 6.19 | 0 | 0 | 0 | 0 | 0 | 0 | 0 | 0 | 0 | 0 | 0 | 1 | 0 | 0 | 0 | 0 | 0 | 0 | 0 | 0 | 0 | 0 | 0 | 0 | 0 | 3185.3113
2025-08-14 | 6345.26 | 0 | 6.87 | 0 | 0 | 0 | 0 | 0 | 0 | 0 | 0 | 0 | 0 | 0 | 0 | 1 | 0 | 0 | 0 | 0 | 0 | 0 | 0 | 0 | 0 | 0 | 0 | 0 | 3252.9939
2025-08-14 | 6392.006 | 0 | 7.68 | 0 | 0 | 0 | 0 | 0 | 0 | 0 | 0 | 0 | 0 | 0 | 0 | 0 | 1 | 0 | 0 | 0 | 0 | 0 | 0 | 0 | 0 | 0 | 0 | 0 | 3307.9085
2025-08-14 | 6401.707 | 0 | 8.38 | 0 | 0 | 0 | 0 | 0 | 0 | 0 | 0 | 0 | 0 | 0 | 0 | 0 | 0 | 1 | 0 | 0 | 0 | 0 | 0 | 0 | 0 | 0 | 0 | 0 | 3349.8035
2025-08-14 | 6403.331 | 0 | 8.52 | 0 | 0 | 0 | 0 | 0 | 0 | 0 | 0 | 0 | 0 | 0 | 0 | 0 | 0 | 0 | 1 | 0 | 0 | 0 | 0 | 0 | 0 | 0 | 0 | 0 | 3306.6724
2025-08-14 | 6200.307 | 0 | 8.42 | 0 | 0 | 0 | 0 | 0 | 0 | 0 | 0 | 0 | 0 | 0 | 0 | 0 | 0 | 0 | 0 | 1 | 0 | 0 | 0 | 0 | 0 | 0 | 0 | 0 | 3179.5575
2025-08-14 | 5588.029 | 0 | 8.32 | 0 | 0 | 0 | 0 | 0 | 0 | 0 | 0 | 0 | 0 | 0 | 0 | 0 | 0 | 0 | 0 | 0 | 1 | 0 | 0 | 0 | 0 | 0 | 0 | 0 | 3006.1778
2025-08-14 | 5067.882 | 0 | 7.57 | 0 | 0 | 0 | 0 | 0 | 0 | 0 | 0 | 0 | 0 | 0 | 0 | 0 | 0 | 0 | 0 | 0 | 0 | 1 | 0 | 0 | 0 | 0 | 0 | 0 | 2809.2567
2025-08-14 | 4724.958 | 0 | 6.78 | 0 | 0 | 0 | 0 | 0 | 0 | 0 | 0 | 0 | 0 | 0 | 0 | 0 | 0 | 0 | 0 | 0 | 0 | 0 | 1 | 0 | 0 | 0 | 0 | 0 | 2675.0082
2025-08-14 | 4360.019 | 0 | 5.72 | 0 | 0 | 0 | 0 | 0 | 0 | 0 | 0 | 0 | 0 | 0 | 0 | 0 | 0 | 0 | 0 | 0 | 0 | 0 | 0 | 1 | 0 | 0 | 0 | 0 | 2516.9889
2025-08-14 | 4007.317 | 0 | 4.71 | 0 | 0 | 0 | 0 | 0 | 0 | 0 | 0 | 0 | 0 | 0 | 0 | 0 | 0 | 0 | 0 | 0 | 0 | 0 | 0 | 0 | 1 | 0 | 0 | 0 | 2323.8014
2025-08-14 | 3573.53 | 0 | 3.79 | 0 | 0 | 0 | 0 | 0 | 0 | 0 | 0 | 0 | 0 | 0 | 0 | 0 | 0 | 0 | 0 | 0 | 0 | 0 | 0 | 0 | 0 | 1 | 0 | 0 | 2112.7847
2025-08-14 | 3265.92 | 0.08 | 2.97 | 0 | 0 | 0 | 0 | 0 | 0 | 0 | 0 | 0 | 0 | 0 | 0 | 0 | 0 | 0 | 0 | 0 | 0 | 0 | 0 | 0 | 0 | 0 | 1 | 0 | 1930.4468
2025-08-14 | 3059.876 | 0.15 | 2.62 | 0 | 0 | 0 | 0 | 0 | 0 | 0 | 0 | 0 | 0 | 0 | 0 | 0 | 0 | 0 | 0 | 0 | 0 | 0 | 0 | 0 | 0 | 0 | 0 | 1 | 1822.1955
2025-08-15 | 2937.908 | 0.24 | 2.19 | 0 | 1 | 0 | 0 | 0 | 0 | 0 | 0 | 0 | 0 | 0 | 0 | 0 | 0 | 0 | 0 | 0 | 0 | 0 | 0 | 0 | 0 | 0 | 0 | 0 | 1749.2946
2025-08-15 | 2856.676 | 0.35 | 1.6 | 0 | 0 | 1 | 0 | 0 | 0 | 0 | 0 | 0 | 0 | 0 | 0 | 0 | 0 | 0 | 0 | 0 | 0 | 0 | 0 | 0 | 0 | 0 | 0 | 0 | 1672.0633
2025-08-15 | 2757.43 | 0.48 | 1.38 | 0 | 0 | 0 | 1 | 0 | 0 | 0 | 0 | 0 | 0 | 0 | 0 | 0 | 0 | 0 | 0 | 0 | 0 | 0 | 0 | 0 | 0 | 0 | 0 | 0 | 1648.1297
2025-08-15 | 2754.004 | 0.57 | 0.96 | 0 | 0 | 0 | 0 | 1 | 0 | 0 | 0 | 0 | 0 | 0 | 0 | 0 | 0 | 0 | 0 | 0 | 0 | 0 | 0 | 0 | 0 | 0 | 0 | 0 | 1632.5492
2025-08-15 | 2828.764 | 0.83 | 0.79 | 0 | 0 | 0 | 0 | 0 | 1 | 0 | 0 | 0 | 0 | 0 | 0 | 0 | 0 | 0 | 0 | 0 | 0 | 0 | 0 | 0 | 0 | 0 | 0 | 0 | 1668.1093
2025-08-15 | 2830.788 | 0.94 | 0.54 | 0 | 0 | 0 | 0 | 0 | 0 | 1 | 0 | 0 | 0 | 0 | 0 | 0 | 0 | 0 | 0 | 0 | 0 | 0 | 0 | 0 | 0 | 0 | 0 | 0 | 1752.1297
2025-08-15 | 3347.086 | 0.74 | 0.74 | 0 | 0 | 0 | 0 | 0 | 0 | 0 | 1 | 0 | 0 | 0 | 0 | 0 | 0 | 0 | 0 | 0 | 0 | 0 | 0 | 0 | 0 | 0 | 0 | 0 | 1964.5732
2025-08-15 | 4192.361 | 0.23 | 1.94 | 0 | 0 | 0 | 0 | 0 | 0 | 0 | 0 | 1 | 0 | 0 | 0 | 0 | 0 | 0 | 0 | 0 | 0 | 0 | 0 | 0 | 0 | 0 | 0 | 0 | 2278.1792
2025-08-15 | 4950.275 | 0 | 3.47 | 0 | 0 | 0 | 0 | 0 | 0 | 0 | 0 | 0 | 1 | 0 | 0 | 0 | 0 | 0 | 0 | 0 | 0 | 0 | 0 | 0 | 0 | 0 | 0 | 0 | 2649.7467
2025-08-15 | 5562.133 | 0 | 4.81 | 0 | 0 | 0 | 0 | 0 | 0 | 0 | 0 | 0 | 0 | 1 | 0 | 0 | 0 | 0 | 0 | 0 | 0 | 0 | 0 | 0 | 0 | 0 | 0 | 0 | 2954.5354
2025-08-15 | 5847.803 | 0 | 6.22 | 0 | 0 | 0 | 0 | 0 | 0 | 0 | 0 | 0 | 0 | 0 | 1 | 0 | 0 | 0 | 0 | 0 | 0 | 0 | 0 | 0 | 0 | 0 | 0 | 0 | 3188.1511
2025-08-15 | 5985.008 | 0 | 6.95 | 0 | 0 | 0 | 0 | 0 | 0 | 0 | 0 | 0 | 0 | 0 | 0 | 1 | 0 | 0 | 0 | 0 | 0 | 0 | 0 | 0 | 0 | 0 | 0 | 0 | 3260.5667
2025-08-15 | 6102.464 | 0 | 7.45 | 0 | 0 | 0 | 0 | 0 | 0 | 0 | 0 | 0 | 0 | 0 | 0 | 0 | 1 | 0 | 0 | 0 | 0 | 0 | 0 | 0 | 0 | 0 | 0 | 0 | 3286.1367
2025-08-15 | 6189.11 | 0 | 7.75 | 0 | 0 | 0 | 0 | 0 | 0 | 0 | 0 | 0 | 0 | 0 | 0 | 0 | 0 | 1 | 0 | 0 | 0 | 0 | 0 | 0 | 0 | 0 | 0 | 0 | 3290.1676
2025-08-15 | 6076.298 | 0 | 7.68 | 0 | 0 | 0 | 0 | 0 | 0 | 0 | 0 | 0 | 0 | 0 | 0 | 0 | 0 | 0 | 1 | 0 | 0 | 0 | 0 | 0 | 0 | 0 | 0 | 0 | 3227.1579
2025-08-15 | 5920.135 | 0 | 7.55 | 0 | 0 | 0 | 0 | 0 | 0 | 0 | 0 | 0 | 0 | 0 | 0 | 0 | 0 | 0 | 0 | 1 | 0 | 0 | 0 | 0 | 0 | 0 | 0 | 0 | 3097.2031
2025-08-15 | 5345.429 | 0 | 7.58 | 0 | 0 | 0 | 0 | 0 | 0 | 0 | 0 | 0 | 0 | 0 | 0 | 0 | 0 | 0 | 0 | 0 | 1 | 0 | 0 | 0 | 0 | 0 | 0 | 0 | 2936.1292
2025-08-15 | 4898.607 | 0 | 7.13 | 0 | 0 | 0 | 0 | 0 | 0 | 0 | 0 | 0 | 0 | 0 | 0 | 0 | 0 | 0 | 0 | 0 | 0 | 1 | 0 | 0 | 0 | 0 | 0 | 0 | 2767.6062
2025-08-15 | 4531.93 | 0 | 6.33 | 0 | 0 | 0 | 0 | 0 | 0 | 0 | 0 | 0 | 0 | 0 | 0 | 0 | 0 | 0 | 0 | 0 | 0 | 0 | 1 | 0 | 0 | 0 | 0 | 0 | 2632.4111
2025-08-15 | 4237.535 | 0 | 5.23 | 0 | 0 | 0 | 0 | 0 | 0 | 0 | 0 | 0 | 0 | 0 | 0 | 0 | 0 | 0 | 0 | 0 | 0 | 0 | 0 | 1 | 0 | 0 | 0 | 0 | 2470.6055
2025-08-15 | 3848.639 | 0 | 4.44 | 0 | 0 | 0 | 0 | 0 | 0 | 0 | 0 | 0 | 0 | 0 | 0 | 0 | 0 | 0 | 0 | 0 | 0 | 0 | 0 | 0 | 1 | 0 | 0 | 0 | 2298.2432
2025-08-15 | 3440.77 | 0 | 3.94 | 0 | 0 | 0 | 0 | 0 | 0 | 0 | 0 | 0 | 0 | 0 | 0 | 0 | 0 | 0 | 0 | 0 | 0 | 0 | 0 | 0 | 0 | 1 | 0 | 0 | 2126.9837
2025-08-15 | 3167.302 | 0 | 3.41 | 0 | 0 | 0 | 0 | 0 | 0 | 0 | 0 | 0 | 0 | 0 | 0 | 0 | 0 | 0 | 0 | 0 | 0 | 0 | 0 | 0 | 0 | 0 | 1 | 0 | 1969.4077
2025-08-15 | 2963.791 | 0 | 2.97 | 0 | 0 | 0 | 0 | 0 | 0 | 0 | 0 | 0 | 0 | 0 | 0 | 0 | 0 | 0 | 0 | 0 | 0 | 0 | 0 | 0 | 0 | 0 | 0 | 1 | 1850.2835
2025-08-16 | 2832.167 | 0 | 2.38 | 1 | 1 | 0 | 0 | 0 | 0 | 0 | 0 | 0 | 0 | 0 | 0 | 0 | 0 | 0 | 0 | 0 | 0 | 0 | 0 | 0 | 0 | 0 | 0 | 0 | 1494.0581
2025-08-16 | 2788.479 | 0 | 2.24 | 1 | 0 | 1 | 0 | 0 | 0 | 0 | 0 | 0 | 0 | 0 | 0 | 0 | 0 | 0 | 0 | 0 | 0 | 0 | 0 | 0 | 0 | 0 | 0 | 0 | 1455.7256
2025-08-16 | 2763.074 | 0.2 | 1.73 | 1 | 0 | 0 | 1 | 0 | 0 | 0 | 0 | 0 | 0 | 0 | 0 | 0 | 0 | 0 | 0 | 0 | 0 | 0 | 0 | 0 | 0 | 0 | 0 | 0 | 1406.694
2025-08-16 | 2779.53 | 0.4 | 1.78 | 1 | 0 | 0 | 0 | 1 | 0 | 0 | 0 | 0 | 0 | 0 | 0 | 0 | 0 | 0 | 0 | 0 | 0 | 0 | 0 | 0 | 0 | 0 | 0 | 0 | 1439.302
2025-08-16 | 2755.426 | 0.56 | 1.41 | 1 | 0 | 0 | 0 | 0 | 1 | 0 | 0 | 0 | 0 | 0 | 0 | 0 | 0 | 0 | 0 | 0 | 0 | 0 | 0 | 0 | 0 | 0 | 0 | 0 | 1452.568
2025-08-16 | 2716.128 | 0.61 | 1.29 | 1 | 0 | 0 | 0 | 0 | 0 | 1 | 0 | 0 | 0 | 0 | 0 | 0 | 0 | 0 | 0 | 0 | 0 | 0 | 0 | 0 | 0 | 0 | 0 | 0 | 1546.877
2025-08-16 | 2978.396 | 0.54 | 1.34 | 1 | 0 | 0 | 0 | 0 | 0 | 0 | 1 | 0 | 0 | 0 | 0 | 0 | 0 | 0 | 0 | 0 | 0 | 0 | 0 | 0 | 0 | 0 | 0 | 0 | 1749.4921
2025-08-16 | 3516.259 | 0.08 | 2.24 | 1 | 0 | 0 | 0 | 0 | 0 | 0 | 0 | 1 | 0 | 0 | 0 | 0 | 0 | 0 | 0 | 0 | 0 | 0 | 0 | 0 | 0 | 0 | 0 | 0 | 2036.3811
2025-08-16 | 4242.929 | 0 | 3.91 | 1 | 0 | 0 | 0 | 0 | 0 | 0 | 0 | 0 | 1 | 0 | 0 | 0 | 0 | 0 | 0 | 0 | 0 | 0 | 0 | 0 | 0 | 0 | 0 | 0 | 2426.2441
2025-08-16 | 4883.923 | 0 | 5.09 | 1 | 0 | 0 | 0 | 0 | 0 | 0 | 0 | 0 | 0 | 1 | 0 | 0 | 0 | 0 | 0 | 0 | 0 | 0 | 0 | 0 | 0 | 0 | 0 | 0 | 2715.8872
2025-08-16 | 5236.118 | 0 | 5.94 | 1 | 0 | 0 | 0 | 0 | 0 | 0 | 0 | 0 | 0 | 0 | 1 | 0 | 0 | 0 | 0 | 0 | 0 | 0 | 0 | 0 | 0 | 0 | 0 | 0 | 2896.4932
2025-08-16 | 5384.502 | 0 | 6.86 | 1 | 0 | 0 | 0 | 0 | 0 | 0 | 0 | 0 | 0 | 0 | 0 | 1 | 0 | 0 | 0 | 0 | 0 | 0 | 0 | 0 | 0 | 0 | 0 | 0 | 2986.8942
2025-08-16 | 5380.316 | 0 | 7.23 | 1 | 0 | 0 | 0 | 0 | 0 | 0 | 0 | 0 | 0 | 0 | 0 | 0 | 1 | 0 | 0 | 0 | 0 | 0 | 0 | 0 | 0 | 0 | 0 | 0 | 3000.1583
2025-08-16 | 5368.827 | 0 | 7.59 | 1 | 0 | 0 | 0 | 0 | 0 | 0 | 0 | 0 | 0 | 0 | 0 | 0 | 0 | 1 | 0 | 0 | 0 | 0 | 0 | 0 | 0 | 0 | 0 | 0 | 3009.8689
2025-08-16 | 5421.708 | 0 | 7.62 | 1 | 0 | 0 | 0 | 0 | 0 | 0 | 0 | 0 | 0 | 0 | 0 | 0 | 0 | 0 | 1 | 0 | 0 | 0 | 0 | 0 | 0 | 0 | 0 | 0 | 2956.3252
2025-08-16 | 5098.175 | 0 | 7.79 | 1 | 0 | 0 | 0 | 0 | 0 | 0 | 0 | 0 | 0 | 0 | 0 | 0 | 0 | 0 | 0 | 1 | 0 | 0 | 0 | 0 | 0 | 0 | 0 | 0 | 2854.7685
2025-08-16 | 4898.551 | 0 | 7.22 | 1 | 0 | 0 | 0 | 0 | 0 | 0 | 0 | 0 | 0 | 0 | 0 | 0 | 0 | 0 | 0 | 0 | 1 | 0 | 0 | 0 | 0 | 0 | 0 | 0 | 2636.8985
2025-08-16 | 4831.483 | 0 | 6.96 | 1 | 0 | 0 | 0 | 0 | 0 | 0 | 0 | 0 | 0 | 0 | 0 | 0 | 0 | 0 | 0 | 0 | 0 | 1 | 0 | 0 | 0 | 0 | 0 | 0 | 2486.3609
2025-08-16 | 4516.387 | 0 | 6.34 | 1 | 0 | 0 | 0 | 0 | 0 | 0 | 0 | 0 | 0 | 0 | 0 | 0 | 0 | 0 | 0 | 0 | 0 | 0 | 1 | 0 | 0 | 0 | 0 | 0 | 2368.2046
2025-08-16 | 4273.218 | 0 | 5.19 | 1 | 0 | 0 | 0 | 0 | 0 | 0 | 0 | 0 | 0 | 0 | 0 | 0 | 0 | 0 | 0 | 0 | 0 | 0 | 0 | 1 | 0 | 0 | 0 | 0 | 2201.666
2025-08-16 | 4010.412 | 0 | 4.31 | 1 | 0 | 0 | 0 | 0 | 0 | 0 | 0 | 0 | 0 | 0 | 0 | 0 | 0 | 0 | 0 | 0 | 0 | 0 | 0 | 0 | 1 | 0 | 0 | 0 | 2020.7843
2025-08-16 | 3633.901 | 0 | 3.8 | 1 | 0 | 0 | 0 | 0 | 0 | 0 | 0 | 0 | 0 | 0 | 0 | 0 | 0 | 0 | 0 | 0 | 0 | 0 | 0 | 0 | 0 | 1 | 0 | 0 | 1848.5782
2025-08-16 | 3353.673 | 0 | 3.26 | 1 | 0 | 0 | 0 | 0 | 0 | 0 | 0 | 0 | 0 | 0 | 0 | 0 | 0 | 0 | 0 | 0 | 0 | 0 | 0 | 0 | 0 | 0 | 1 | 0 | 1690.0556
2025-08-16 | 3082.512 | 0 | 2.89 | 1 | 0 | 0 | 0 | 0 | 0 | 0 | 0 | 0 | 0 | 0 | 0 | 0 | 0 | 0 | 0 | 0 | 0 | 0 | 0 | 0 | 0 | 0 | 0 | 1 | 1577.5576
2025-08-17 | 2858.696 | 0 | 2.75 | 1 | 1 | 0 | 0 | 0 | 0 | 0 | 0 | 0 | 0 | 0 | 0 | 0 | 0 | 0 | 0 | 0 | 0 | 0 | 0 | 0 | 0 | 0 | 0 | 0 | 1529.0823
2025-08-17 | 2891.886 | 0 | 2.22 | 1 | 0 | 1 | 0 | 0 | 0 | 0 | 0 | 0 | 0 | 0 | 0 | 0 | 0 | 0 | 0 | 0 | 0 | 0 | 0 | 0 | 0 | 0 | 0 | 0 | 1453.8324
2025-08-17 | 3028.596 | 0 | 1.93 | 1 | 0 | 0 | 1 | 0 | 0 | 0 | 0 | 0 | 0 | 0 | 0 | 0 | 0 | 0 | 0 | 0 | 0 | 0 | 0 | 0 | 0 | 0 | 0 | 0 | 1418.902
2025-08-17 | 3085.098 | 0.14 | 1.55 | 1 | 0 | 0 | 0 | 1 | 0 | 0 | 0 | 0 | 0 | 0 | 0 | 0 | 0 | 0 | 0 | 0 | 0 | 0 | 0 | 0 | 0 | 0 | 0 | 0 | 1408.7888
2025-08-17 | 2965.728 | 0.31 | 1.49 | 1 | 0 | 0 | 0 | 0 | 1 | 0 | 0 | 0 | 0 | 0 | 0 | 0 | 0 | 0 | 0 | 0 | 0 | 0 | 0 | 0 | 0 | 0 | 0 | 0 | 1451.7358
2025-08-17 | 2987.914 | 0.53 | 1.57 | 1 | 0 | 0 | 0 | 0 | 0 | 1 | 0 | 0 | 0 | 0 | 0 | 0 | 0 | 0 | 0 | 0 | 0 | 0 | 0 | 0 | 0 | 0 | 0 | 0 | 1570.6922
2025-08-17 | 3019.361 | 0.42 | 1.63 | 1 | 0 | 0 | 0 | 0 | 0 | 0 | 1 | 0 | 0 | 0 | 0 | 0 | 0 | 0 | 0 | 0 | 0 | 0 | 0 | 0 | 0 | 0 | 0 | 0 | 1772.9091
2025-08-17 | 3387.397 | 0.04 | 2.4 | 1 | 0 | 0 | 0 | 0 | 0 | 0 | 0 | 1 | 0 | 0 | 0 | 0 | 0 | 0 | 0 | 0 | 0 | 0 | 0 | 0 | 0 | 0 | 0 | 0 | 2050.182
2025-08-17 | 3692.614 | 0 | 3.43 | 1 | 0 | 0 | 0 | 0 | 0 | 0 | 0 | 0 | 1 | 0 | 0 | 0 | 0 | 0 | 0 | 0 | 0 | 0 | 0 | 0 | 0 | 0 | 0 | 0 | 2380.8072
2025-08-17 | 4041.809 | 0 | 4.78 | 1 | 0 | 0 | 0 | 0 | 0 | 0 | 0 | 0 | 0 | 1 | 0 | 0 | 0 | 0 | 0 | 0 | 0 | 0 | 0 | 0 | 0 | 0 | 0 | 0 | 2686.5425
2025-08-17 | 4301.495 | 0 | 5.86 | 1 | 0 | 0 | 0 | 0 | 0 | 0 | 0 | 0 | 0 | 0 | 1 | 0 | 0 | 0 | 0 | 0 | 0 | 0 | 0 | 0 | 0 | 0 | 0 | 0 | 2888.9204
2025-08-17 | 4248.572 | 0 | 6.51 | 1 | 0 | 0 | 0 | 0 | 0 | 0 | 0 | 0 | 0 | 0 | 0 | 1 | 0 | 0 | 0 | 0 | 0 | 0 | 0 | 0 | 0 | 0 | 0 | 0 | 2953.7631
2025-08-17 | 4137.624 | 0 | 6.31 | 1 | 0 | 0 | 0 | 0 | 0 | 0 | 0 | 0 | 0 | 0 | 0 | 0 | 1 | 0 | 0 | 0 | 0 | 0 | 0 | 0 | 0 | 0 | 0 | 0 | 2913.071
2025-08-17 | 4156.63 | 0 | 6.58 | 1 | 0 | 0 | 0 | 0 | 0 | 0 | 0 | 0 | 0 | 0 | 0 | 0 | 0 | 1 | 0 | 0 | 0 | 0 | 0 | 0 | 0 | 0 | 0 | 0 | 2914.2621
2025-08-17 | 4039.37 | 0 | 5.34 | 1 | 0 | 0 | 0 | 0 | 0 | 0 | 0 | 0 | 0 | 0 | 0 | 0 | 0 | 0 | 1 | 0 | 0 | 0 | 0 | 0 | 0 | 0 | 0 | 0 | 2740.5
2025-08-17 | 4090.759 | 0 | 5.39 | 1 | 0 | 0 | 0 | 0 | 0 | 0 | 0 | 0 | 0 | 0 | 0 | 0 | 0 | 0 | 0 | 1 | 0 | 0 | 0 | 0 | 0 | 0 | 0 | 0 | 2627.5841
2025-08-17 | 4088.305 | 0 | 5.69 | 1 | 0 | 0 | 0 | 0 | 0 | 0 | 0 | 0 | 0 | 0 | 0 | 0 | 0 | 0 | 0 | 0 | 1 | 0 | 0 | 0 | 0 | 0 | 0 | 0 | 2492.0685
2025-08-17 | 3925.806 | 0 | 5.95 | 1 | 0 | 0 | 0 | 0 | 0 | 0 | 0 | 0 | 0 | 0 | 0 | 0 | 0 | 0 | 0 | 0 | 0 | 1 | 0 | 0 | 0 | 0 | 0 | 0 | 2390.7542
2025-08-17 | 3662.742 | 0 | 5.42 | 1 | 0 | 0 | 0 | 0 | 0 | 0 | 0 | 0 | 0 | 0 | 0 | 0 | 0 | 0 | 0 | 0 | 0 | 0 | 1 | 0 | 0 | 0 | 0 | 0 | 2281.1173
2025-08-17 | 3463.613 | 0 | 4.59 | 1 | 0 | 0 | 0 | 0 | 0 | 0 | 0 | 0 | 0 | 0 | 0 | 0 | 0 | 0 | 0 | 0 | 0 | 0 | 0 | 1 | 0 | 0 | 0 | 0 | 2144.8699
2025-08-17 | 3207.994 | 0 | 4.1 | 1 | 0 | 0 | 0 | 0 | 0 | 0 | 0 | 0 | 0 | 0 | 0 | 0 | 0 | 0 | 0 | 0 | 0 | 0 | 0 | 0 | 1 | 0 | 0 | 0 | 2000.9057
2025-08-17 | 2884.263 | 0 | 3.31 | 1 | 0 | 0 | 0 | 0 | 0 | 0 | 0 | 0 | 0 | 0 | 0 | 0 | 0 | 0 | 0 | 0 | 0 | 0 | 0 | 0 | 0 | 1 | 0 | 0 | 1802.1947
2025-08-17 | 2660.422 | 0 | 2.8 | 1 | 0 | 0 | 0 | 0 | 0 | 0 | 0 | 0 | 0 | 0 | 0 | 0 | 0 | 0 | 0 | 0 | 0 | 0 | 0 | 0 | 0 | 0 | 1 | 0 | 1646.5119
2025-08-17 | 2497.716 | 0 | 2.82 | 1 | 0 | 0 | 0 | 0 | 0 | 0 | 0 | 0 | 0 | 0 | 0 | 0 | 0 | 0 | 0 | 0 | 0 | 0 | 0 | 0 | 0 | 0 | 0 | 1 | 1570.9314
2025-08-18 | 2416.37 | 0 | 2.2 | 0 | 1 | 0 | 0 | 0 | 0 | 0 | 0 | 0 | 0 | 0 | 0 | 0 | 0 | 0 | 0 | 0 | 0 | 0 | 0 | 0 | 0 | 0 | 0 | 0 | 1742.1723
2025-08-18 | 2364.736 | 0.34 | 1.95 | 0 | 0 | 1 | 0 | 0 | 0 | 0 | 0 | 0 | 0 | 0 | 0 | 0 | 0 | 0 | 0 | 0 | 0 | 0 | 0 | 0 | 0 | 0 | 0 | 0 | 1704.8582
2025-08-18 | 2346.814 | 0.51 | 1.79 | 0 | 0 | 0 | 1 | 0 | 0 | 0 | 0 | 0 | 0 | 0 | 0 | 0 | 0 | 0 | 0 | 0 | 0 | 0 | 0 | 0 | 0 | 0 | 0 | 0 | 1687.949
2025-08-18 | 2399.164 | 0.84 | 1.69 | 0 | 0 | 0 | 0 | 1 | 0 | 0 | 0 | 0 | 0 | 0 | 0 | 0 | 0 | 0 | 0 | 0 | 0 | 0 | 0 | 0 | 0 | 0 | 0 | 0 | 1710.7286
2025-08-18 | 2463.122 | 0.99 | 1.52 | 0 | 0 | 0 | 0 | 0 | 1 | 0 | 0 | 0 | 0 | 0 | 0 | 0 | 0 | 0 | 0 | 0 | 0 | 0 | 0 | 0 | 0 | 0 | 0 | 0 | 1742.5905
2025-08-18 | 2556.764 | 1.12 | 1.41 | 0 | 0 | 0 | 0 | 0 | 0 | 1 | 0 | 0 | 0 | 0 | 0 | 0 | 0 | 0 | 0 | 0 | 0 | 0 | 0 | 0 | 0 | 0 | 0 | 0 | 1840.5357
2025-08-18 | 2974.288 | 1.04 | 1.35 | 0 | 0 | 0 | 0 | 0 | 0 | 0 | 1 | 0 | 0 | 0 | 0 | 0 | 0 | 0 | 0 | 0 | 0 | 0 | 0 | 0 | 0 | 0 | 0 | 0 | 2032.402
2025-08-18 | 3680.684 | 0.52 | 1.97 | 0 | 0 | 0 | 0 | 0 | 0 | 0 | 0 | 1 | 0 | 0 | 0 | 0 | 0 | 0 | 0 | 0 | 0 | 0 | 0 | 0 | 0 | 0 | 0 | 0 | 2290.7689
2025-08-18 | 4242.939 | 0.35 | 2.89 | 0 | 0 | 0 | 0 | 0 | 0 | 0 | 0 | 0 | 1 | 0 | 0 | 0 | 0 | 0 | 0 | 0 | 0 | 0 | 0 | 0 | 0 | 0 | 0 | 0 | 2606.6109
2025-08-18 | 4665.998 | 0.11 | 3.84 | 0 | 0 | 0 | 0 | 0 | 0 | 0 | 0 | 0 | 0 | 1 | 0 | 0 | 0 | 0 | 0 | 0 | 0 | 0 | 0 | 0 | 0 | 0 | 0 | 0 | 2866.4133
2025-08-18 | 4895.986 | 0.1 | 4.88 | 0 | 0 | 0 | 0 | 0 | 0 | 0 | 0 | 0 | 0 | 0 | 1 | 0 | 0 | 0 | 0 | 0 | 0 | 0 | 0 | 0 | 0 | 0 | 0 | 0 | 3064.6685
2025-08-18 | 5027.97 | 0 | 5.66 | 0 | 0 | 0 | 0 | 0 | 0 | 0 | 0 | 0 | 0 | 0 | 0 | 1 | 0 | 0 | 0 | 0 | 0 | 0 | 0 | 0 | 0 | 0 | 0 | 0 | 3138.4551
2025-08-18 | 5033.255 | 0 | 5.87 | 0 | 0 | 0 | 0 | 0 | 0 | 0 | 0 | 0 | 0 | 0 | 0 | 0 | 1 | 0 | 0 | 0 | 0 | 0 | 0 | 0 | 0 | 0 | 0 | 0 | 3136.5736
2025-08-18 | 5139.88 | 0 | 6.04 | 0 | 0 | 0 | 0 | 0 | 0 | 0 | 0 | 0 | 0 | 0 | 0 | 0 | 0 | 1 | 0 | 0 | 0 | 0 | 0 | 0 | 0 | 0 | 0 | 0 | 3128.2987
2025-08-18 | 5191.022 | 0.05 | 6.13 | 0 | 0 | 0 | 0 | 0 | 0 | 0 | 0 | 0 | 0 | 0 | 0 | 0 | 0 | 0 | 1 | 0 | 0 | 0 | 0 | 0 | 0 | 0 | 0 | 0 | 3082.1157
2025-08-18 | 4992.507 | 0.03 | 5.33 | 0 | 0 | 0 | 0 | 0 | 0 | 0 | 0 | 0 | 0 | 0 | 0 | 0 | 0 | 0 | 0 | 1 | 0 | 0 | 0 | 0 | 0 | 0 | 0 | 0 | 2888.0662
2025-08-18 | 4407.498 | 0.08 | 4.99 | 0 | 0 | 0 | 0 | 0 | 0 | 0 | 0 | 0 | 0 | 0 | 0 | 0 | 0 | 0 | 0 | 0 | 1 | 0 | 0 | 0 | 0 | 0 | 0 | 0 | 2693.6491
2025-08-18 | 3885.445 | 0.06 | 5.19 | 0 | 0 | 0 | 0 | 0 | 0 | 0 | 0 | 0 | 0 | 0 | 0 | 0 | 0 | 0 | 0 | 0 | 0 | 1 | 0 | 0 | 0 | 0 | 0 | 0 | 2585.9828
2025-08-18 | 3591.375 | 0.07 | 4.55 | 0 | 0 | 0 | 0 | 0 | 0 | 0 | 0 | 0 | 0 | 0 | 0 | 0 | 0 | 0 | 0 | 0 | 0 | 0 | 1 | 0 | 0 | 0 | 0 | 0 | 2466.2694
2025-08-18 | 3465.085 | 0.16 | 3.84 | 0 | 0 | 0 | 0 | 0 | 0 | 0 | 0 | 0 | 0 | 0 | 0 | 0 | 0 | 0 | 0 | 0 | 0 | 0 | 0 | 1 | 0 | 0 | 0 | 0 | 2344.4071
2025-08-18 | 3197.287 | 0.18 | 3.26 | 0 | 0 | 0 | 0 | 0 | 0 | 0 | 0 | 0 | 0 | 0 | 0 | 0 | 0 | 0 | 0 | 0 | 0 | 0 | 0 | 0 | 1 | 0 | 0 | 0 | 2192.5959
2025-08-18 | 2886.917 | 0.27 | 2.77 | 0 | 0 | 0 | 0 | 0 | 0 | 0 | 0 | 0 | 0 | 0 | 0 | 0 | 0 | 0 | 0 | 0 | 0 | 0 | 0 | 0 | 0 | 1 | 0 | 0 | 2025.3088
2025-08-18 | 2608.22 | 0.52 | 2.49 | 0 | 0 | 0 | 0 | 0 | 0 | 0 | 0 | 0 | 0 | 0 | 0 | 0 | 0 | 0 | 0 | 0 | 0 | 0 | 0 | 0 | 0 | 0 | 1 | 0 | 1899.8029
2025-08-18 | 2495.811 | 0.63 | 2.3 | 0 | 0 | 0 | 0 | 0 | 0 | 0 | 0 | 0 | 0 | 0 | 0 | 0 | 0 | 0 | 0 | 0 | 0 | 0 | 0 | 0 | 0 | 0 | 0 | 1 | 1808.042
2025-08-19 | 2414.421 | 0.96 | 2.1 | 0 | 1 | 0 | 0 | 0 | 0 | 0 | 0 | 0 | 0 | 0 | 0 | 0 | 0 | 0 | 0 | 0 | 0 | 0 | 0 | 0 | 0 | 0 | 0 | 0 | 1764.9818
2025-08-19 | 2404.741 | 0.92 | 1.55 | 0 | 0 | 1 | 0 | 0 | 0 | 0 | 0 | 0 | 0 | 0 | 0 | 0 | 0 | 0 | 0 | 0 | 0 | 0 | 0 | 0 | 0 | 0 | 0 | 0 | 1686.4939
2025-08-19 | 2396.333 | 0.98 | 1.06 | 0 | 0 | 0 | 1 | 0 | 0 | 0 | 0 | 0 | 0 | 0 | 0 | 0 | 0 | 0 | 0 | 0 | 0 | 0 | 0 | 0 | 0 | 0 | 0 | 0 | 1634.6487
2025-08-19 | 2429.335 | 1.12 | 0.9 | 0 | 0 | 0 | 0 | 1 | 0 | 0 | 0 | 0 | 0 | 0 | 0 | 0 | 0 | 0 | 0 | 0 | 0 | 0 | 0 | 0 | 0 | 0 | 0 | 0 | 1645.3607
2025-08-19 | 2498.442 | 1.29 | 0.71 | 0 | 0 | 0 | 0 | 0 | 1 | 0 | 0 | 0 | 0 | 0 | 0 | 0 | 0 | 0 | 0 | 0 | 0 | 0 | 0 | 0 | 0 | 0 | 0 | 0 | 1676.0018
2025-08-19 | 2645.721 | 1.62 | 0.54 | 0 | 0 | 0 | 0 | 0 | 0 | 1 | 0 | 0 | 0 | 0 | 0 | 0 | 0 | 0 | 0 | 0 | 0 | 0 | 0 | 0 | 0 | 0 | 0 | 0 | 1774.9915
2025-08-19 | 3105.453 | 1.33 | 0.74 | 0 | 0 | 0 | 0 | 0 | 0 | 0 | 1 | 0 | 0 | 0 | 0 | 0 | 0 | 0 | 0 | 0 | 0 | 0 | 0 | 0 | 0 | 0 | 0 | 0 | 1984.4092
2025-08-19 | 3807.715 | 0.78 | 1.5 | 0 | 0 | 0 | 0 | 0 | 0 | 0 | 0 | 1 | 0 | 0 | 0 | 0 | 0 | 0 | 0 | 0 | 0 | 0 | 0 | 0 | 0 | 0 | 0 | 0 | 2255.0199
2025-08-19 | 4444.437 | 0.36 | 2.67 | 0 | 0 | 0 | 0 | 0 | 0 | 0 | 0 | 0 | 1 | 0 | 0 | 0 | 0 | 0 | 0 | 0 | 0 | 0 | 0 | 0 | 0 | 0 | 0 | 0 | 2586.1219
2025-08-19 | 4908.785 | 0.3 | 4.1 | 0 | 0 | 0 | 0 | 0 | 0 | 0 | 0 | 0 | 0 | 1 | 0 | 0 | 0 | 0 | 0 | 0 | 0 | 0 | 0 | 0 | 0 | 0 | 0 | 0 | 2897.4128
2025-08-19 | 5057.001 | 0.31 | 5.09 | 0 | 0 | 0 | 0 | 0 | 0 | 0 | 0 | 0 | 0 | 0 | 1 | 0 | 0 | 0 | 0 | 0 | 0 | 0 | 0 | 0 | 0 | 0 | 0 | 0 | 3091.6074
2025-08-19 | 5088.081 | 0.21 | 5.75 | 0 | 0 | 0 | 0 | 0 | 0 | 0 | 0 | 0 | 0 | 0 | 0 | 1 | 0 | 0 | 0 | 0 | 0 | 0 | 0 | 0 | 0 | 0 | 0 | 0 | 3154.0348
2025-08-19 | 5106.759 | 0.24 | 6.2 | 0 | 0 | 0 | 0 | 0 | 0 | 0 | 0 | 0 | 0 | 0 | 0 | 0 | 1 | 0 | 0 | 0 | 0 | 0 | 0 | 0 | 0 | 0 | 0 | 0 | 3175.8803
2025-08-19 | 5127.348 | 0.24 | 6.35 | 0 | 0 | 0 | 0 | 0 | 0 | 0 | 0 | 0 | 0 | 0 | 0 | 0 | 0 | 1 | 0 | 0 | 0 | 0 | 0 | 0 | 0 | 0 | 0 | 0 | 3165.7122
2025-08-19 | 5083.389 | 0.2 | 6.41 | 0 | 0 | 0 | 0 | 0 | 0 | 0 | 0 | 0 | 0 | 0 | 0 | 0 | 0 | 0 | 1 | 0 | 0 | 0 | 0 | 0 | 0 | 0 | 0 | 0 | 3113.6636
2025-08-19 | 4723.702 | 0.17 | 6.48 | 0 | 0 | 0 | 0 | 0 | 0 | 0 | 0 | 0 | 0 | 0 | 0 | 0 | 0 | 0 | 0 | 1 | 0 | 0 | 0 | 0 | 0 | 0 | 0 | 0 | 3001.6322
2025-08-19 | 4213.622 | 0.05 | 6.09 | 0 | 0 | 0 | 0 | 0 | 0 | 0 | 0 | 0 | 0 | 0 | 0 | 0 | 0 | 0 | 0 | 0 | 1 | 0 | 0 | 0 | 0 | 0 | 0 | 0 | 2796.7666
2025-08-19 | 3856.505 | 0.08 | 5.74 | 0 | 0 | 0 | 0 | 0 | 0 | 0 | 0 | 0 | 0 | 0 | 0 | 0 | 0 | 0 | 0 | 0 | 0 | 1 | 0 | 0 | 0 | 0 | 0 | 0 | 2638.7183
2025-08-19 | 3601.125 | 0.14 | 5.25 | 0 | 0 | 0 | 0 | 0 | 0 | 0 | 0 | 0 | 0 | 0 | 0 | 0 | 0 | 0 | 0 | 0 | 0 | 0 | 1 | 0 | 0 | 0 | 0 | 0 | 2534.885
2025-08-19 | 3467.993 | 0.24 | 4.42 | 0 | 0 | 0 | 0 | 0 | 0 | 0 | 0 | 0 | 0 | 0 | 0 | 0 | 0 | 0 | 0 | 0 | 0 | 0 | 0 | 1 | 0 | 0 | 0 | 0 | 2401.9996
2025-08-19 | 3164.414 | 0.37 | 3.55 | 0 | 0 | 0 | 0 | 0 | 0 | 0 | 0 | 0 | 0 | 0 | 0 | 0 | 0 | 0 | 0 | 0 | 0 | 0 | 0 | 0 | 1 | 0 | 0 | 0 | 2226.4352
2025-08-19 | 2853.534 | 0.39 | 2.73 | 0 | 0 | 0 | 0 | 0 | 0 | 0 | 0 | 0 | 0 | 0 | 0 | 0 | 0 | 0 | 0 | 0 | 0 | 0 | 0 | 0 | 0 | 1 | 0 | 0 | 2025.5568
2025-08-19 | 2639.135 | 0.57 | 2.15 | 0 | 0 | 0 | 0 | 0 | 0 | 0 | 0 | 0 | 0 | 0 | 0 | 0 | 0 | 0 | 0 | 0 | 0 | 0 | 0 | 0 | 0 | 0 | 1 | 0 | 1869.2995
2025-08-19 | 2551.448 | 0.71 | 1.83 | 0 | 0 | 0 | 0 | 0 | 0 | 0 | 0 | 0 | 0 | 0 | 0 | 0 | 0 | 0 | 0 | 0 | 0 | 0 | 0 | 0 | 0 | 0 | 0 | 1 | 1766.2414
2025-08-20 | 2500.222 | 0.97 | 1.58 | 0 | 1 | 0 | 0 | 0 | 0 | 0 | 0 | 0 | 0 | 0 | 0 | 0 | 0 | 0 | 0 | 0 | 0 | 0 | 0 | 0 | 0 | 0 | 0 | 0 | 1716.0947
2025-08-20 | 2474.488 | 1.15 | 1.41 | 0 | 0 | 1 | 0 | 0 | 0 | 0 | 0 | 0 | 0 | 0 | 0 | 0 | 0 | 0 | 0 | 0 | 0 | 0 | 0 | 0 | 0 | 0 | 0 | 0 | 1680.9742
2025-08-20 | 2473.277 | 1.31 | 0.92 | 0 | 0 | 0 | 1 | 0 | 0 | 0 | 0 | 0 | 0 | 0 | 0 | 0 | 0 | 0 | 0 | 0 | 0 | 0 | 0 | 0 | 0 | 0 | 0 | 0 | 1632.4909
2025-08-20 | 2542.614 | 1.2 | 0.64 | 0 | 0 | 0 | 0 | 1 | 0 | 0 | 0 | 0 | 0 | 0 | 0 | 0 | 0 | 0 | 0 | 0 | 0 | 0 | 0 | 0 | 0 | 0 | 0 | 0 | 1623.4387
2025-08-20 | 2662.521 | 1.37 | 0.61 | 0 | 0 | 0 | 0 | 0 | 1 | 0 | 0 | 0 | 0 | 0 | 0 | 0 | 0 | 0 | 0 | 0 | 0 | 0 | 0 | 0 | 0 | 0 | 0 | 0 | 1669.2254
2025-08-20 | 2875.262 | 1.58 | 0.53 | 0 | 0 | 0 | 0 | 0 | 0 | 1 | 0 | 0 | 0 | 0 | 0 | 0 | 0 | 0 | 0 | 0 | 0 | 0 | 0 | 0 | 0 | 0 | 0 | 0 | 1772.7001
2025-08-20 | 3250.957 | 1.57 | 0.54 | 0 | 0 | 0 | 0 | 0 | 0 | 0 | 1 | 0 | 0 | 0 | 0 | 0 | 0 | 0 | 0 | 0 | 0 | 0 | 0 | 0 | 0 | 0 | 0 | 0 | 1973.546
2025-08-20 | 3885.012 | 0.82 | 1.33 | 0 | 0 | 0 | 0 | 0 | 0 | 0 | 0 | 1 | 0 | 0 | 0 | 0 | 0 | 0 | 0 | 0 | 0 | 0 | 0 | 0 | 0 | 0 | 0 | 0 | 2240.2725
2025-08-20 | 4351.069 | 0.42 | 2.97 | 0 | 0 | 0 | 0 | 0 | 0 | 0 | 0 | 0 | 1 | 0 | 0 | 0 | 0 | 0 | 0 | 0 | 0 | 0 | 0 | 0 | 0 | 0 | 0 | 0 | 2616.5372
2025-08-20 | 4682.369 | 0.26 | 4.6 | 0 | 0 | 0 | 0 | 0 | 0 | 0 | 0 | 0 | 0 | 1 | 0 | 0 | 0 | 0 | 0 | 0 | 0 | 0 | 0 | 0 | 0 | 0 | 0 | 0 | 2943.3981
2025-08-20 | 4836.22 | 0.11 | 5.94 | 0 | 0 | 0 | 0 | 0 | 0 | 0 | 0 | 0 | 0 | 0 | 1 | 0 | 0 | 0 | 0 | 0 | 0 | 0 | 0 | 0 | 0 | 0 | 0 | 0 | 3165.3445
2025-08-20 | 4885.242 | 0 | 6.68 | 0 | 0 | 0 | 0 | 0 | 0 | 0 | 0 | 0 | 0 | 0 | 0 | 1 | 0 | 0 | 0 | 0 | 0 | 0 | 0 | 0 | 0 | 0 | 0 | 0 | 3235.0085
2025-08-20 | 4968.355 | 0 | 7.32 | 0 | 0 | 0 | 0 | 0 | 0 | 0 | 0 | 0 | 0 | 0 | 0 | 0 | 1 | 0 | 0 | 0 | 0 | 0 | 0 | 0 | 0 | 0 | 0 | 0 | 3273.8308
2025-08-20 | 4939.877 | 0 | 8.05 | 0 | 0 | 0 | 0 | 0 | 0 | 0 | 0 | 0 | 0 | 0 | 0 | 0 | 0 | 1 | 0 | 0 | 0 | 0 | 0 | 0 | 0 | 0 | 0 | 0 | 3318.5656
2025-08-20 | 4847.557 | 0 | 8.36 | 0 | 0 | 0 | 0 | 0 | 0 | 0 | 0 | 0 | 0 | 0 | 0 | 0 | 0 | 0 | 1 | 0 | 0 | 0 | 0 | 0 | 0 | 0 | 0 | 0 | 3291.5268
2025-08-20 | 4598.13 | 0 | 7.96 | 0 | 0 | 0 | 0 | 0 | 0 | 0 | 0 | 0 | 0 | 0 | 0 | 0 | 0 | 0 | 0 | 1 | 0 | 0 | 0 | 0 | 0 | 0 | 0 | 0 | 3136.0138
2025-08-20 | 4154.927 | 0 | 7.85 | 0 | 0 | 0 | 0 | 0 | 0 | 0 | 0 | 0 | 0 | 0 | 0 | 0 | 0 | 0 | 0 | 0 | 1 | 0 | 0 | 0 | 0 | 0 | 0 | 0 | 2961.6875
2025-08-20 | 3713.535 | 0 | 7.2 | 0 | 0 | 0 | 0 | 0 | 0 | 0 | 0 | 0 | 0 | 0 | 0 | 0 | 0 | 0 | 0 | 0 | 0 | 1 | 0 | 0 | 0 | 0 | 0 | 0 | 2774.2325
2025-08-20 | 3473.868 | 0.05 | 6.46 | 0 | 0 | 0 | 0 | 0 | 0 | 0 | 0 | 0 | 0 | 0 | 0 | 0 | 0 | 0 | 0 | 0 | 0 | 0 | 1 | 0 | 0 | 0 | 0 | 0 | 2646.3979
2025-08-20 | 3356.142 | 0.09 | 5.69 | 0 | 0 | 0 | 0 | 0 | 0 | 0 | 0 | 0 | 0 | 0 | 0 | 0 | 0 | 0 | 0 | 0 | 0 | 0 | 0 | 1 | 0 | 0 | 0 | 0 | 2517.175
2025-08-20 | 3118.703 | 0.1 | 5.17 | 0 | 0 | 0 | 0 | 0 | 0 | 0 | 0 | 0 | 0 | 0 | 0 | 0 | 0 | 0 | 0 | 0 | 0 | 0 | 0 | 0 | 1 | 0 | 0 | 0 | 2370.7071
2025-08-20 | 2803.678 | 0.18 | 4.68 | 0 | 0 | 0 | 0 | 0 | 0 | 0 | 0 | 0 | 0 | 0 | 0 | 0 | 0 | 0 | 0 | 0 | 0 | 0 | 0 | 0 | 0 | 1 | 0 | 0 | 2203.0838
2025-08-20 | 2583.189 | 0.27 | 4.38 | 0 | 0 | 0 | 0 | 0 | 0 | 0 | 0 | 0 | 0 | 0 | 0 | 0 | 0 | 0 | 0 | 0 | 0 | 0 | 0 | 0 | 0 | 0 | 1 | 0 | 2070.3055
2025-08-20 | 2441.185 | 0.43 | 4.17 | 0 | 0 | 0 | 0 | 0 | 0 | 0 | 0 | 0 | 0 | 0 | 0 | 0 | 0 | 0 | 0 | 0 | 0 | 0 | 0 | 0 | 0 | 0 | 0 | 1 | 1978.3325
2025-08-21 | 2381.405 | 0.41 | 3.85 | 0 | 1 | 0 | 0 | 0 | 0 | 0 | 0 | 0 | 0 | 0 | 0 | 0 | 0 | 0 | 0 | 0 | 0 | 0 | 0 | 0 | 0 | 0 | 0 | 0 | 1912.1459
2025-08-21 | 2338.23 | 0.55 | 3.49 | 0 | 0 | 1 | 0 | 0 | 0 | 0 | 0 | 0 | 0 | 0 | 0 | 0 | 0 | 0 | 0 | 0 | 0 | 0 | 0 | 0 | 0 | 0 | 0 | 0 | 1857.6951
2025-08-21 | 2345.862 | 0.65 | 3.08 | 0 | 0 | 0 | 1 | 0 | 0 | 0 | 0 | 0 | 0 | 0 | 0 | 0 | 0 | 0 | 0 | 0 | 0 | 0 | 0 | 0 | 0 | 0 | 0 | 0 | 1814.7675
2025-08-21 | 2367.383 | 0.75 | 2.52 | 0 | 0 | 0 | 0 | 1 | 0 | 0 | 0 | 0 | 0 | 0 | 0 | 0 | 0 | 0 | 0 | 0 | 0 | 0 | 0 | 0 | 0 | 0 | 0 | 0 | 1786.2707
2025-08-21 | 2463.267 | 0.73 | 2.32 | 0 | 0 | 0 | 0 | 0 | 1 | 0 | 0 | 0 | 0 | 0 | 0 | 0 | 0 | 0 | 0 | 0 | 0 | 0 | 0 | 0 | 0 | 0 | 0 | 0 | 1809.5773
2025-08-21 | 2594.17 | 0.76 | 2.13 | 0 | 0 | 0 | 0 | 0 | 0 | 1 | 0 | 0 | 0 | 0 | 0 | 0 | 0 | 0 | 0 | 0 | 0 | 0 | 0 | 0 | 0 | 0 | 0 | 0 | 1896.5877
2025-08-21 | 2996.565 | 0.75 | 2.27 | 0 | 0 | 0 | 0 | 0 | 0 | 0 | 1 | 0 | 0 | 0 | 0 | 0 | 0 | 0 | 0 | 0 | 0 | 0 | 0 | 0 | 0 | 0 | 0 | 0 | 2109.7394
2025-08-21 | 3636.967 | 0.45 | 2.28 | 0 | 0 | 0 | 0 | 0 | 0 | 0 | 0 | 1 | 0 | 0 | 0 | 0 | 0 | 0 | 0 | 0 | 0 | 0 | 0 | 0 | 0 | 0 | 0 | 0 | 2317.7602
2025-08-21 | 4208.2 | 0.23 | 3.06 | 0 | 0 | 0 | 0 | 0 | 0 | 0 | 0 | 0 | 1 | 0 | 0 | 0 | 0 | 0 | 0 | 0 | 0 | 0 | 0 | 0 | 0 | 0 | 0 | 0 | 2618.6687
2025-08-21 | 4641.285 | 0 | 3.97 | 0 | 0 | 0 | 0 | 0 | 0 | 0 | 0 | 0 | 0 | 1 | 0 | 0 | 0 | 0 | 0 | 0 | 0 | 0 | 0 | 0 | 0 | 0 | 0 | 0 | 2875.0209
2025-08-21 | 4807.168 | 0 | 5.43 | 0 | 0 | 0 | 0 | 0 | 0 | 0 | 0 | 0 | 0 | 0 | 1 | 0 | 0 | 0 | 0 | 0 | 0 | 0 | 0 | 0 | 0 | 0 | 0 | 0 | 3113.3696
2025-08-21 | 4909.742 | 0 | 6.41 | 0 | 0 | 0 | 0 | 0 | 0 | 0 | 0 | 0 | 0 | 0 | 0 | 1 | 0 | 0 | 0 | 0 | 0 | 0 | 0 | 0 | 0 | 0 | 0 | 0 | 3209.4502
2025-08-21 | 5017.404 | 0 | 6.87 | 0 | 0 | 0 | 0 | 0 | 0 | 0 | 0 | 0 | 0 | 0 | 0 | 0 | 1 | 0 | 0 | 0 | 0 | 0 | 0 | 0 | 0 | 0 | 0 | 0 | 3231.2338
2025-08-21 | 5056.101 | 0 | 7.59 | 0 | 0 | 0 | 0 | 0 | 0 | 0 | 0 | 0 | 0 | 0 | 0 | 0 | 0 | 1 | 0 | 0 | 0 | 0 | 0 | 0 | 0 | 0 | 0 | 0 | 3275.022
2025-08-21 | 5200.909 | 0 | 7.6 | 0 | 0 | 0 | 0 | 0 | 0 | 0 | 0 | 0 | 0 | 0 | 0 | 0 | 0 | 0 | 1 | 0 | 0 | 0 | 0 | 0 | 0 | 0 | 0 | 0 | 3219.5851
2025-08-21 | 5163.463 | 0 | 7.95 | 0 | 0 | 0 | 0 | 0 | 0 | 0 | 0 | 0 | 0 | 0 | 0 | 0 | 0 | 0 | 0 | 1 | 0 | 0 | 0 | 0 | 0 | 0 | 0 | 0 | 3135.0672
2025-08-21 | 4688.132 | 0 | 7.58 | 0 | 0 | 0 | 0 | 0 | 0 | 0 | 0 | 0 | 0 | 0 | 0 | 0 | 0 | 0 | 0 | 0 | 1 | 0 | 0 | 0 | 0 | 0 | 0 | 0 | 2936.1292
2025-08-21 | 4261.675 | 0 | 6.58 | 0 | 0 | 0 | 0 | 0 | 0 | 0 | 0 | 0 | 0 | 0 | 0 | 0 | 0 | 0 | 0 | 0 | 0 | 1 | 0 | 0 | 0 | 0 | 0 | 0 | 2715.5432
2025-08-21 | 3872.578 | 0 | 6.18 | 0 | 0 | 0 | 0 | 0 | 0 | 0 | 0 | 0 | 0 | 0 | 0 | 0 | 0 | 0 | 0 | 0 | 0 | 0 | 1 | 0 | 0 | 0 | 0 | 0 | 2618.2121
2025-08-21 | 3665.554 | 0 | 4.96 | 0 | 0 | 0 | 0 | 0 | 0 | 0 | 0 | 0 | 0 | 0 | 0 | 0 | 0 | 0 | 0 | 0 | 0 | 0 | 0 | 1 | 0 | 0 | 0 | 0 | 2445.0472
2025-08-21 | 3318.847 | 0.05 | 4.25 | 0 | 0 | 0 | 0 | 0 | 0 | 0 | 0 | 0 | 0 | 0 | 0 | 0 | 0 | 0 | 0 | 0 | 0 | 0 | 0 | 0 | 1 | 0 | 0 | 0 | 2281.9388
2025-08-21 | 2977.691 | 0.15 | 3.89 | 0 | 0 | 0 | 0 | 0 | 0 | 0 | 0 | 0 | 0 | 0 | 0 | 0 | 0 | 0 | 0 | 0 | 0 | 0 | 0 | 0 | 0 | 1 | 0 | 0 | 2127.2937
2025-08-21 | 2648.113 | 0.19 | 3.19 | 0 | 0 | 0 | 0 | 0 | 0 | 0 | 0 | 0 | 0 | 0 | 0 | 0 | 0 | 0 | 0 | 0 | 0 | 0 | 0 | 0 | 0 | 0 | 1 | 0 | 1954.9703
2025-08-21 | 2501.751 | 0.3 | 2.58 | 0 | 0 | 0 | 0 | 0 | 0 | 0 | 0 | 0 | 0 | 0 | 0 | 0 | 0 | 0 | 0 | 0 | 0 | 0 | 0 | 0 | 0 | 0 | 0 | 1 | 1823.4522
2025-08-22 | 2432.831 | 0.57 | 1.98 | 0 | 1 | 0 | 0 | 0 | 0 | 0 | 0 | 0 | 0 | 0 | 0 | 0 | 0 | 0 | 0 | 0 | 0 | 0 | 0 | 0 | 0 | 0 | 0 | 0 | 1740.5107
2025-08-22 | 2395.288 | 0.76 | 1.58 | 0 | 0 | 1 | 0 | 0 | 0 | 0 | 0 | 0 | 0 | 0 | 0 | 0 | 0 | 0 | 0 | 0 | 0 | 0 | 0 | 0 | 0 | 0 | 0 | 0 | 1683.9545
2025-08-22 | 2376.004 | 0.97 | 1.37 | 0 | 0 | 0 | 1 | 0 | 0 | 0 | 0 | 0 | 0 | 0 | 0 | 0 | 0 | 0 | 0 | 0 | 0 | 0 | 0 | 0 | 0 | 0 | 0 | 0 | 1663.6571
2025-08-22 | 2428.459 | 1.28 | 1.36 | 0 | 0 | 0 | 0 | 1 | 0 | 0 | 0 | 0 | 0 | 0 | 0 | 0 | 0 | 0 | 0 | 0 | 0 | 0 | 0 | 0 | 0 | 0 | 0 | 0 | 1694.2837
2025-08-22 | 2520.212 | 1.47 | 1.21 | 0 | 0 | 0 | 0 | 0 | 1 | 0 | 0 | 0 | 0 | 0 | 0 | 0 | 0 | 0 | 0 | 0 | 0 | 0 | 0 | 0 | 0 | 0 | 0 | 0 | 1729.3836
2025-08-22 | 2603.298 | 1.63 | 1.23 | 0 | 0 | 0 | 0 | 0 | 0 | 1 | 0 | 0 | 0 | 0 | 0 | 0 | 0 | 0 | 0 | 0 | 0 | 0 | 0 | 0 | 0 | 0 | 0 | 0 | 1840.6432
2025-08-22 | 3084.559 | 1.44 | 1.25 | 0 | 0 | 0 | 0 | 0 | 0 | 0 | 1 | 0 | 0 | 0 | 0 | 0 | 0 | 0 | 0 | 0 | 0 | 0 | 0 | 0 | 0 | 0 | 0 | 0 | 2036.3841
2025-08-22 | 3877.394 | 0.72 | 1.82 | 0 | 0 | 0 | 0 | 0 | 0 | 0 | 0 | 1 | 0 | 0 | 0 | 0 | 0 | 0 | 0 | 0 | 0 | 0 | 0 | 0 | 0 | 0 | 0 | 0 | 2283.294
2025-08-22 | 4562.352 | 0.05 | 2.52 | 0 | 0 | 0 | 0 | 0 | 0 | 0 | 0 | 0 | 1 | 0 | 0 | 0 | 0 | 0 | 0 | 0 | 0 | 0 | 0 | 0 | 0 | 0 | 0 | 0 | 2561.5006
2025-08-22 | 5163.828 | 0.02 | 3.54 | 0 | 0 | 0 | 0 | 0 | 0 | 0 | 0 | 0 | 0 | 1 | 0 | 0 | 0 | 0 | 0 | 0 | 0 | 0 | 0 | 0 | 0 | 0 | 0 | 0 | 2834.9894
2025-08-22 | 5415.586 | 0 | 4.81 | 0 | 0 | 0 | 0 | 0 | 0 | 0 | 0 | 0 | 0 | 0 | 1 | 0 | 0 | 0 | 0 | 0 | 0 | 0 | 0 | 0 | 0 | 0 | 0 | 0 | 3054.6803
2025-08-22 | 5512.835 | 0 | 5.66 | 0 | 0 | 0 | 0 | 0 | 0 | 0 | 0 | 0 | 0 | 0 | 0 | 1 | 0 | 0 | 0 | 0 | 0 | 0 | 0 | 0 | 0 | 0 | 0 | 0 | 3138.4551
2025-08-22 | 5689.535 | 0 | 6.5 | 0 | 0 | 0 | 0 | 0 | 0 | 0 | 0 | 0 | 0 | 0 | 0 | 0 | 1 | 0 | 0 | 0 | 0 | 0 | 0 | 0 | 0 | 0 | 0 | 0 | 3196.2095
2025-08-22 | 5718.521 | 0 | 6.3 | 0 | 0 | 0 | 0 | 0 | 0 | 0 | 0 | 0 | 0 | 0 | 0 | 0 | 0 | 1 | 0 | 0 | 0 | 0 | 0 | 0 | 0 | 0 | 0 | 0 | 3152.9104
2025-08-22 | 5613.358 | 0 | 6.65 | 0 | 0 | 0 | 0 | 0 | 0 | 0 | 0 | 0 | 0 | 0 | 0 | 0 | 0 | 0 | 1 | 0 | 0 | 0 | 0 | 0 | 0 | 0 | 0 | 0 | 3129.6579
2025-08-22 | 5386.13 | 0 | 6.77 | 0 | 0 | 0 | 0 | 0 | 0 | 0 | 0 | 0 | 0 | 0 | 0 | 0 | 0 | 0 | 0 | 1 | 0 | 0 | 0 | 0 | 0 | 0 | 0 | 0 | 3023.3682
2025-08-22 | 4904.755 | 0 | 6.7 | 0 | 0 | 0 | 0 | 0 | 0 | 0 | 0 | 0 | 0 | 0 | 0 | 0 | 0 | 0 | 0 | 0 | 1 | 0 | 0 | 0 | 0 | 0 | 0 | 0 | 2852.8283
2025-08-22 | 4451.318 | 0 | 6.33 | 0 | 0 | 0 | 0 | 0 | 0 | 0 | 0 | 0 | 0 | 0 | 0 | 0 | 0 | 0 | 0 | 0 | 0 | 1 | 0 | 0 | 0 | 0 | 0 | 0 | 2691.8781
2025-08-22 | 4197.738 | 0 | 5.31 | 0 | 0 | 0 | 0 | 0 | 0 | 0 | 0 | 0 | 0 | 0 | 0 | 0 | 0 | 0 | 0 | 0 | 0 | 0 | 1 | 0 | 0 | 0 | 0 | 0 | 2535.8577
2025-08-22 | 3970.585 | 0 | 4.22 | 0 | 0 | 0 | 0 | 0 | 0 | 0 | 0 | 0 | 0 | 0 | 0 | 0 | 0 | 0 | 0 | 0 | 0 | 0 | 0 | 1 | 0 | 0 | 0 | 0 | 2374.9987
2025-08-22 | 3629.503 | 0.08 | 3.52 | 0 | 0 | 0 | 0 | 0 | 0 | 0 | 0 | 0 | 0 | 0 | 0 | 0 | 0 | 0 | 0 | 0 | 0 | 0 | 0 | 0 | 1 | 0 | 0 | 0 | 2213.8455
2025-08-22 | 3212.839 | 0.14 | 2.6 | 0 | 0 | 0 | 0 | 0 | 0 | 0 | 0 | 0 | 0 | 0 | 0 | 0 | 0 | 0 | 0 | 0 | 0 | 0 | 0 | 0 | 0 | 1 | 0 | 0 | 2004.8459
2025-08-22 | 2873.546 | 0.54 | 2.11 | 0 | 0 | 0 | 0 | 0 | 0 | 0 | 0 | 0 | 0 | 0 | 0 | 0 | 0 | 0 | 0 | 0 | 0 | 0 | 0 | 0 | 0 | 0 | 1 | 0 | 1864.5044
2025-08-22 | 2705.072 | 0.61 | 1.78 | 0 | 0 | 0 | 0 | 0 | 0 | 0 | 0 | 0 | 0 | 0 | 0 | 0 | 0 | 0 | 0 | 0 | 0 | 0 | 0 | 0 | 0 | 0 | 0 | 1 | 1758.1463
2025-08-23 | 2614.393 | 1.26 | 1.63 | 1 | 1 | 0 | 0 | 0 | 0 | 0 | 0 | 0 | 0 | 0 | 0 | 0 | 0 | 0 | 0 | 0 | 0 | 0 | 0 | 0 | 0 | 0 | 0 | 0 | 1465.4246
2025-08-23 | 2551.116 | 1.37 | 1.47 | 1 | 0 | 1 | 0 | 0 | 0 | 0 | 0 | 0 | 0 | 0 | 0 | 0 | 0 | 0 | 0 | 0 | 0 | 0 | 0 | 0 | 0 | 0 | 0 | 0 | 1428.8971
2025-08-23 | 2501.543 | 1.47 | 1.41 | 1 | 0 | 0 | 1 | 0 | 0 | 0 | 0 | 0 | 0 | 0 | 0 | 0 | 0 | 0 | 0 | 0 | 0 | 0 | 0 | 0 | 0 | 0 | 0 | 0 | 1419.1006
2025-08-23 | 2515.174 | 1.56 | 1.28 | 1 | 0 | 0 | 0 | 1 | 0 | 0 | 0 | 0 | 0 | 0 | 0 | 0 | 0 | 0 | 0 | 0 | 0 | 0 | 0 | 0 | 0 | 0 | 0 | 0 | 1430.9715
2025-08-23 | 2524.035 | 1.54 | 1.03 | 1 | 0 | 0 | 0 | 0 | 1 | 0 | 0 | 0 | 0 | 0 | 0 | 0 | 0 | 0 | 0 | 0 | 0 | 0 | 0 | 0 | 0 | 0 | 0 | 0 | 1449.5451
2025-08-23 | 2553.841 | 1.64 | 0.73 | 1 | 0 | 0 | 0 | 0 | 0 | 1 | 0 | 0 | 0 | 0 | 0 | 0 | 0 | 0 | 0 | 0 | 0 | 0 | 0 | 0 | 0 | 0 | 0 | 0 | 1528.4963
2025-08-23 | 2736.356 | 1.69 | 0.84 | 1 | 0 | 0 | 0 | 0 | 0 | 0 | 1 | 0 | 0 | 0 | 0 | 0 | 0 | 0 | 0 | 0 | 0 | 0 | 0 | 0 | 0 | 0 | 0 | 0 | 1740.8254
2025-08-23 | 3173.273 | 0.75 | 1.47 | 1 | 0 | 0 | 0 | 0 | 0 | 0 | 0 | 1 | 0 | 0 | 0 | 0 | 0 | 0 | 0 | 0 | 0 | 0 | 0 | 0 | 0 | 0 | 0 | 0 | 1986.0184
2025-08-23 | 3832.444 | 0.23 | 2.85 | 1 | 0 | 0 | 0 | 0 | 0 | 0 | 0 | 0 | 1 | 0 | 0 | 0 | 0 | 0 | 0 | 0 | 0 | 0 | 0 | 0 | 0 | 0 | 0 | 0 | 2333.637
2025-08-23 | 4327.23 | 0.16 | 4.55 | 1 | 0 | 0 | 0 | 0 | 0 | 0 | 0 | 0 | 0 | 1 | 0 | 0 | 0 | 0 | 0 | 0 | 0 | 0 | 0 | 0 | 0 | 0 | 0 | 0 | 2670.1499
2025-08-23 | 4553.394 | 0.12 | 5.87 | 1 | 0 | 0 | 0 | 0 | 0 | 0 | 0 | 0 | 0 | 0 | 1 | 0 | 0 | 0 | 0 | 0 | 0 | 0 | 0 | 0 | 0 | 0 | 0 | 0 | 2893.9014
2025-08-23 | 4687.685 | 0.22 | 6.74 | 1 | 0 | 0 | 0 | 0 | 0 | 0 | 0 | 0 | 0 | 0 | 0 | 1 | 0 | 0 | 0 | 0 | 0 | 0 | 0 | 0 | 0 | 0 | 0 | 0 | 2982.9315
2025-08-23 | 4805.179 | 0.15 | 7.28 | 1 | 0 | 0 | 0 | 0 | 0 | 0 | 0 | 0 | 0 | 0 | 0 | 0 | 1 | 0 | 0 | 0 | 0 | 0 | 0 | 0 | 0 | 0 | 0 | 0 | 3009.9344
2025-08-23 | 4776.723 | 0.08 | 7.48 | 1 | 0 | 0 | 0 | 0 | 0 | 0 | 0 | 0 | 0 | 0 | 0 | 0 | 0 | 1 | 0 | 0 | 0 | 0 | 0 | 0 | 0 | 0 | 0 | 0 | 3002.1459
2025-08-23 | 4574.941 | 0.02 | 7.41 | 1 | 0 | 0 | 0 | 0 | 0 | 0 | 0 | 0 | 0 | 0 | 0 | 0 | 0 | 0 | 1 | 0 | 0 | 0 | 0 | 0 | 0 | 0 | 0 | 0 | 2937.119
2025-08-23 | 4387.603 | 0.02 | 7.99 | 1 | 0 | 0 | 0 | 0 | 0 | 0 | 0 | 0 | 0 | 0 | 0 | 0 | 0 | 0 | 0 | 1 | 0 | 0 | 0 | 0 | 0 | 0 | 0 | 0 | 2874.3729
2025-08-23 | 4112.046 | 0.03 | 7.73 | 1 | 0 | 0 | 0 | 0 | 0 | 0 | 0 | 0 | 0 | 0 | 0 | 0 | 0 | 0 | 0 | 0 | 1 | 0 | 0 | 0 | 0 | 0 | 0 | 0 | 2686.1838
2025-08-23 | 4033.094 | 0.03 | 7.18 | 1 | 0 | 0 | 0 | 0 | 0 | 0 | 0 | 0 | 0 | 0 | 0 | 0 | 0 | 0 | 0 | 0 | 0 | 1 | 0 | 0 | 0 | 0 | 0 | 0 | 2508.1948
2025-08-23 | 3949.046 | 0.06 | 6.05 | 1 | 0 | 0 | 0 | 0 | 0 | 0 | 0 | 0 | 0 | 0 | 0 | 0 | 0 | 0 | 0 | 0 | 0 | 0 | 1 | 0 | 0 | 0 | 0 | 0 | 2342.7704
2025-08-23 | 3888.837 | 0.04 | 4.5 | 1 | 0 | 0 | 0 | 0 | 0 | 0 | 0 | 0 | 0 | 0 | 0 | 0 | 0 | 0 | 0 | 0 | 0 | 0 | 0 | 1 | 0 | 0 | 0 | 0 | 2137.6953
2025-08-23 | 3713.006 | 0.13 | 3.65 | 1 | 0 | 0 | 0 | 0 | 0 | 0 | 0 | 0 | 0 | 0 | 0 | 0 | 0 | 0 | 0 | 0 | 0 | 0 | 0 | 0 | 1 | 0 | 0 | 0 | 1962.6792
2025-08-23 | 3347.883 | 0.35 | 3.4 | 1 | 0 | 0 | 0 | 0 | 0 | 0 | 0 | 0 | 0 | 0 | 0 | 0 | 0 | 0 | 0 | 0 | 0 | 0 | 0 | 0 | 0 | 1 | 0 | 0 | 1822.4812
2025-08-23 | 3087.19 | 0.42 | 2.7 | 1 | 0 | 0 | 0 | 0 | 0 | 0 | 0 | 0 | 0 | 0 | 0 | 0 | 0 | 0 | 0 | 0 | 0 | 0 | 0 | 0 | 0 | 0 | 1 | 0 | 1651.1664
2025-08-23 | 2903.361 | 0.7 | 2.28 | 1 | 0 | 0 | 0 | 0 | 0 | 0 | 0 | 0 | 0 | 0 | 0 | 0 | 0 | 0 | 0 | 0 | 0 | 0 | 0 | 0 | 0 | 0 | 0 | 1 | 1543.3492
2025-08-24 | 2782.417 | 1.08 | 1.73 | 1 | 1 | 0 | 0 | 0 | 0 | 0 | 0 | 0 | 0 | 0 | 0 | 0 | 0 | 0 | 0 | 0 | 0 | 0 | 0 | 0 | 0 | 0 | 0 | 0 | 1468.8389
2025-08-24 | 2702.065 | 1.21 | 1.01 | 1 | 0 | 1 | 0 | 0 | 0 | 0 | 0 | 0 | 0 | 0 | 0 | 0 | 0 | 0 | 0 | 0 | 0 | 0 | 0 | 0 | 0 | 0 | 0 | 0 | 1379.9742
2025-08-24 | 2730.348 | 1.43 | 0.76 | 1 | 0 | 0 | 1 | 0 | 0 | 0 | 0 | 0 | 0 | 0 | 0 | 0 | 0 | 0 | 0 | 0 | 0 | 0 | 0 | 0 | 0 | 0 | 0 | 0 | 1356.2267
2025-08-24 | 2670.101 | 1.62 | 0.64 | 1 | 0 | 0 | 0 | 1 | 0 | 0 | 0 | 0 | 0 | 0 | 0 | 0 | 0 | 0 | 0 | 0 | 0 | 0 | 0 | 0 | 0 | 0 | 0 | 0 | 1372.4062
2025-08-24 | 2642.363 | 1.93 | 0.56 | 1 | 0 | 0 | 0 | 0 | 1 | 0 | 0 | 0 | 0 | 0 | 0 | 0 | 0 | 0 | 0 | 0 | 0 | 0 | 0 | 0 | 0 | 0 | 0 | 0 | 1418.1667
2025-08-24 | 2574.232 | 2.06 | 0.59 | 1 | 0 | 0 | 0 | 0 | 0 | 1 | 0 | 0 | 0 | 0 | 0 | 0 | 0 | 0 | 0 | 0 | 0 | 0 | 0 | 0 | 0 | 0 | 0 | 0 | 1529.3644
2025-08-24 | 2681.841 | 1.7 | 0.6 | 1 | 0 | 0 | 0 | 0 | 0 | 0 | 1 | 0 | 0 | 0 | 0 | 0 | 0 | 0 | 0 | 0 | 0 | 0 | 0 | 0 | 0 | 0 | 0 | 0 | 1718.4432
2025-08-24 | 3015.068 | 0.77 | 1.38 | 1 | 0 | 0 | 0 | 0 | 0 | 0 | 0 | 1 | 0 | 0 | 0 | 0 | 0 | 0 | 0 | 0 | 0 | 0 | 0 | 0 | 0 | 0 | 0 | 0 | 1978.1714
2025-08-24 | 3395.945 | 0.41 | 3.06 | 1 | 0 | 0 | 0 | 0 | 0 | 0 | 0 | 0 | 1 | 0 | 0 | 0 | 0 | 0 | 0 | 0 | 0 | 0 | 0 | 0 | 0 | 0 | 0 | 0 | 2359.5673
2025-08-24 | 3866.103 | 0.15 | 4.73 | 1 | 0 | 0 | 0 | 0 | 0 | 0 | 0 | 0 | 0 | 1 | 0 | 0 | 0 | 0 | 0 | 0 | 0 | 0 | 0 | 0 | 0 | 0 | 0 | 0 | 2686.8526
2025-08-24 | 4064.978 | 0 | 5.78 | 1 | 0 | 0 | 0 | 0 | 0 | 0 | 0 | 0 | 0 | 0 | 1 | 0 | 0 | 0 | 0 | 0 | 0 | 0 | 0 | 0 | 0 | 0 | 0 | 0 | 2881.3476
2025-08-24 | 4182.893 | 0.03 | 6.48 | 1 | 0 | 0 | 0 | 0 | 0 | 0 | 0 | 0 | 0 | 0 | 0 | 1 | 0 | 0 | 0 | 0 | 0 | 0 | 0 | 0 | 0 | 0 | 0 | 0 | 2951.932
2025-08-24 | 4255.03 | 0.07 | 6.47 | 1 | 0 | 0 | 0 | 0 | 0 | 0 | 0 | 0 | 0 | 0 | 0 | 0 | 1 | 0 | 0 | 0 | 0 | 0 | 0 | 0 | 0 | 0 | 0 | 0 | 2930.57
2025-08-24 | 4300.207 | 0 | 7.41 | 1 | 0 | 0 | 0 | 0 | 0 | 0 | 0 | 0 | 0 | 0 | 0 | 0 | 0 | 1 | 0 | 0 | 0 | 0 | 0 | 0 | 0 | 0 | 0 | 0 | 2992.8301
2025-08-24 | 4304.66 | 0 | 7.68 | 1 | 0 | 0 | 0 | 0 | 0 | 0 | 0 | 0 | 0 | 0 | 0 | 0 | 0 | 0 | 1 | 0 | 0 | 0 | 0 | 0 | 0 | 0 | 0 | 0 | 2962.0048
2025-08-24 | 4280.892 | 0 | 7.94 | 1 | 0 | 0 | 0 | 0 | 0 | 0 | 0 | 0 | 0 | 0 | 0 | 0 | 0 | 0 | 0 | 1 | 0 | 0 | 0 | 0 | 0 | 0 | 0 | 0 | 2868.9675
2025-08-24 | 4145.967 | 0 | 7.99 | 1 | 0 | 0 | 0 | 0 | 0 | 0 | 0 | 0 | 0 | 0 | 0 | 0 | 0 | 0 | 0 | 0 | 1 | 0 | 0 | 0 | 0 | 0 | 0 | 0 | 2709.7868
2025-08-24 | 3923.137 | 0 | 7.21 | 1 | 0 | 0 | 0 | 0 | 0 | 0 | 0 | 0 | 0 | 0 | 0 | 0 | 0 | 0 | 0 | 0 | 0 | 1 | 0 | 0 | 0 | 0 | 0 | 0 | 2510.026
2025-08-24 | 3720.854 | 0 | 6.48 | 1 | 0 | 0 | 0 | 0 | 0 | 0 | 0 | 0 | 0 | 0 | 0 | 0 | 0 | 0 | 0 | 0 | 0 | 0 | 1 | 0 | 0 | 0 | 0 | 0 | 2381.457
2025-08-24 | 3618.006 | 0.03 | 5.39 | 1 | 0 | 0 | 0 | 0 | 0 | 0 | 0 | 0 | 0 | 0 | 0 | 0 | 0 | 0 | 0 | 0 | 0 | 0 | 0 | 1 | 0 | 0 | 0 | 0 | 2221.6066
2025-08-24 | 3315.11 | 0.14 | 4.64 | 1 | 0 | 0 | 0 | 0 | 0 | 0 | 0 | 0 | 0 | 0 | 0 | 0 | 0 | 0 | 0 | 0 | 0 | 0 | 0 | 0 | 1 | 0 | 0 | 0 | 2056.729
2025-08-24 | 2991.351 | 0.33 | 4.11 | 1 | 0 | 0 | 0 | 0 | 0 | 0 | 0 | 0 | 0 | 0 | 0 | 0 | 0 | 0 | 0 | 0 | 0 | 0 | 0 | 0 | 0 | 1 | 0 | 0 | 1889.0175
2025-08-24 | 2706.566 | 0.52 | 3.58 | 1 | 0 | 0 | 0 | 0 | 0 | 0 | 0 | 0 | 0 | 0 | 0 | 0 | 0 | 0 | 0 | 0 | 0 | 0 | 0 | 0 | 0 | 0 | 1 | 0 | 1737.8294
2025-08-24 | 2593.29 | 0.73 | 3.18 | 1 | 0 | 0 | 0 | 0 | 0 | 0 | 0 | 0 | 0 | 0 | 0 | 0 | 0 | 0 | 0 | 0 | 0 | 0 | 0 | 0 | 0 | 0 | 0 | 1 | 1629.5519
2025-08-25 | 2476.676 | 0.8 | 3.1 | 0 | 1 | 0 | 0 | 0 | 0 | 0 | 0 | 0 | 0 | 0 | 0 | 0 | 0 | 0 | 0 | 0 | 0 | 0 | 0 | 0 | 0 | 0 | 0 | 0 | 1854.2627
2025-08-25 | 2482.786 | 0.95 | 2.63 | 0 | 0 | 1 | 0 | 0 | 0 | 0 | 0 | 0 | 0 | 0 | 0 | 0 | 0 | 0 | 0 | 0 | 0 | 0 | 0 | 0 | 0 | 0 | 0 | 0 | 1789.7355
2025-08-25 | 2438.775 | 1.07 | 2.46 | 0 | 0 | 0 | 1 | 0 | 0 | 0 | 0 | 0 | 0 | 0 | 0 | 0 | 0 | 0 | 0 | 0 | 0 | 0 | 0 | 0 | 0 | 0 | 0 | 0 | 1770.1987
2025-08-25 | 2456.115 | 1.37 | 2.07 | 0 | 0 | 0 | 0 | 1 | 0 | 0 | 0 | 0 | 0 | 0 | 0 | 0 | 0 | 0 | 0 | 0 | 0 | 0 | 0 | 0 | 0 | 0 | 0 | 0 | 1764.5182
2025-08-25 | 2529.636 | 1.51 | 1.74 | 0 | 0 | 0 | 0 | 0 | 1 | 0 | 0 | 0 | 0 | 0 | 0 | 0 | 0 | 0 | 0 | 0 | 0 | 0 | 0 | 0 | 0 | 0 | 0 | 0 | 1780.8983
2025-08-25 | 2634.166 | 1.49 | 1.76 | 0 | 0 | 0 | 0 | 0 | 0 | 1 | 0 | 0 | 0 | 0 | 0 | 0 | 0 | 0 | 0 | 0 | 0 | 0 | 0 | 0 | 0 | 0 | 0 | 0 | 1886.1062
2025-08-25 | 2996.347 | 1.45 | 1.96 | 0 | 0 | 0 | 0 | 0 | 0 | 0 | 1 | 0 | 0 | 0 | 0 | 0 | 0 | 0 | 0 | 0 | 0 | 0 | 0 | 0 | 0 | 0 | 0 | 0 | 2103.929
2025-08-25 | 3787.776 | 0.89 | 2.69 | 0 | 0 | 0 | 0 | 0 | 0 | 0 | 0 | 1 | 0 | 0 | 0 | 0 | 0 | 0 | 0 | 0 | 0 | 0 | 0 | 0 | 0 | 0 | 0 | 0 | 2371.3638
2025-08-25 | 4468.905 | 0.42 | 3.7 | 0 | 0 | 0 | 0 | 0 | 0 | 0 | 0 | 0 | 1 | 0 | 0 | 0 | 0 | 0 | 0 | 0 | 0 | 0 | 0 | 0 | 0 | 0 | 0 | 0 | 2685.6391
2025-08-25 | 4910.885 | 0.05 | 4.49 | 0 | 0 | 0 | 0 | 0 | 0 | 0 | 0 | 0 | 0 | 1 | 0 | 0 | 0 | 0 | 0 | 0 | 0 | 0 | 0 | 0 | 0 | 0 | 0 | 0 | 2925.9252
2025-08-25 | 5132.665 | 0 | 5.36 | 0 | 0 | 0 | 0 | 0 | 0 | 0 | 0 | 0 | 0 | 0 | 1 | 0 | 0 | 0 | 0 | 0 | 0 | 0 | 0 | 0 | 0 | 0 | 0 | 0 | 3106.7434
2025-08-25 | 5199.052 | 0 | 5.97 | 0 | 0 | 0 | 0 | 0 | 0 | 0 | 0 | 0 | 0 | 0 | 0 | 1 | 0 | 0 | 0 | 0 | 0 | 0 | 0 | 0 | 0 | 0 | 0 | 0 | 3167.7997
2025-08-25 | 5299.84 | 0 | 6.55 | 0 | 0 | 0 | 0 | 0 | 0 | 0 | 0 | 0 | 0 | 0 | 0 | 0 | 1 | 0 | 0 | 0 | 0 | 0 | 0 | 0 | 0 | 0 | 0 | 0 | 3200.9425
2025-08-25 | 5234.091 | 0 | 6.52 | 0 | 0 | 0 | 0 | 0 | 0 | 0 | 0 | 0 | 0 | 0 | 0 | 0 | 0 | 1 | 0 | 0 | 0 | 0 | 0 | 0 | 0 | 0 | 0 | 0 | 3173.7356
2025-08-25 | 5118.294 | 0 | 6.47 | 0 | 0 | 0 | 0 | 0 | 0 | 0 | 0 | 0 | 0 | 0 | 0 | 0 | 0 | 0 | 1 | 0 | 0 | 0 | 0 | 0 | 0 | 0 | 0 | 0 | 3112.6191
2025-08-25 | 4757.413 | 0 | 6.56 | 0 | 0 | 0 | 0 | 0 | 0 | 0 | 0 | 0 | 0 | 0 | 0 | 0 | 0 | 0 | 0 | 1 | 0 | 0 | 0 | 0 | 0 | 0 | 0 | 0 | 3003.4896
2025-08-25 | 4167.733 | 0 | 6.28 | 0 | 0 | 0 | 0 | 0 | 0 | 0 | 0 | 0 | 0 | 0 | 0 | 0 | 0 | 0 | 0 | 0 | 1 | 0 | 0 | 0 | 0 | 0 | 0 | 0 | 2813.071
2025-08-25 | 3756.282 | 0 | 5.38 | 0 | 0 | 0 | 0 | 0 | 0 | 0 | 0 | 0 | 0 | 0 | 0 | 0 | 0 | 0 | 0 | 0 | 0 | 1 | 0 | 0 | 0 | 0 | 0 | 0 | 2601.951
2025-08-25 | 3442.137 | 0 | 4.64 | 0 | 0 | 0 | 0 | 0 | 0 | 0 | 0 | 0 | 0 | 0 | 0 | 0 | 0 | 0 | 0 | 0 | 0 | 0 | 1 | 0 | 0 | 0 | 0 | 0 | 2472.4354
2025-08-25 | 3267.917 | 0.09 | 3.8 | 0 | 0 | 0 | 0 | 0 | 0 | 0 | 0 | 0 | 0 | 0 | 0 | 0 | 0 | 0 | 0 | 0 | 0 | 0 | 0 | 1 | 0 | 0 | 0 | 0 | 2338.2673
2025-08-25 | 2970.015 | 0.22 | 3.47 | 0 | 0 | 0 | 0 | 0 | 0 | 0 | 0 | 0 | 0 | 0 | 0 | 0 | 0 | 0 | 0 | 0 | 0 | 0 | 0 | 0 | 1 | 0 | 0 | 0 | 2213.8193
2025-08-25 | 2675.005 | 0.41 | 3.06 | 0 | 0 | 0 | 0 | 0 | 0 | 0 | 0 | 0 | 0 | 0 | 0 | 0 | 0 | 0 | 0 | 0 | 0 | 0 | 0 | 0 | 0 | 1 | 0 | 0 | 2057.4671
2025-08-25 | 2504.668 | 0.64 | 2.77 | 0 | 0 | 0 | 0 | 0 | 0 | 0 | 0 | 0 | 0 | 0 | 0 | 0 | 0 | 0 | 0 | 0 | 0 | 0 | 0 | 0 | 0 | 0 | 1 | 0 | 1930.3422
2025-08-25 | 2379.708 | 0.69 | 2.43 | 0 | 0 | 0 | 0 | 0 | 0 | 0 | 0 | 0 | 0 | 0 | 0 | 0 | 0 | 0 | 0 | 0 | 0 | 0 | 0 | 0 | 0 | 0 | 0 | 1 | 1822.3651
2025-08-26 | 2330.472 | 0.8 | 1.87 | 0 | 1 | 0 | 0 | 0 | 0 | 0 | 0 | 0 | 0 | 0 | 0 | 0 | 0 | 0 | 0 | 0 | 0 | 0 | 0 | 0 | 0 | 0 | 0 | 0 | 1737.8307
2025-08-26 | 2264.933 | 0.99 | 1.69 | 0 | 0 | 1 | 0 | 0 | 0 | 0 | 0 | 0 | 0 | 0 | 0 | 0 | 0 | 0 | 0 | 0 | 0 | 0 | 0 | 0 | 0 | 0 | 0 | 0 | 1702.0997
2025-08-26 | 2257.403 | 1.2 | 1.57 | 0 | 0 | 0 | 1 | 0 | 0 | 0 | 0 | 0 | 0 | 0 | 0 | 0 | 0 | 0 | 0 | 0 | 0 | 0 | 0 | 0 | 0 | 0 | 0 | 0 | 1690.3218
2025-08-26 | 2315.704 | 1.53 | 1.57 | 0 | 0 | 0 | 0 | 1 | 0 | 0 | 0 | 0 | 0 | 0 | 0 | 0 | 0 | 0 | 0 | 0 | 0 | 0 | 0 | 0 | 0 | 0 | 0 | 0 | 1722.5674
2025-08-26 | 2367.641 | 1.78 | 1.17 | 0 | 0 | 0 | 0 | 0 | 1 | 0 | 0 | 0 | 0 | 0 | 0 | 0 | 0 | 0 | 0 | 0 | 0 | 0 | 0 | 0 | 0 | 0 | 0 | 0 | 1736.0195
2025-08-26 | 2507.246 | 2.02 | 1.11 | 0 | 0 | 0 | 0 | 0 | 0 | 1 | 0 | 0 | 0 | 0 | 0 | 0 | 0 | 0 | 0 | 0 | 0 | 0 | 0 | 0 | 0 | 0 | 0 | 0 | 1842.3959
2025-08-26 | 2936.232 | 1.77 | 1.2 | 0 | 0 | 0 | 0 | 0 | 0 | 0 | 1 | 0 | 0 | 0 | 0 | 0 | 0 | 0 | 0 | 0 | 0 | 0 | 0 | 0 | 0 | 0 | 0 | 0 | 2042.7458
2025-08-26 | 3562.153 | 1.26 | 1.92 | 0 | 0 | 0 | 0 | 0 | 0 | 0 | 0 | 1 | 0 | 0 | 0 | 0 | 0 | 0 | 0 | 0 | 0 | 0 | 0 | 0 | 0 | 0 | 0 | 0 | 2310.915
2025-08-26 | 4178.795 | 0.64 | 3.07 | 0 | 0 | 0 | 0 | 0 | 0 | 0 | 0 | 0 | 1 | 0 | 0 | 0 | 0 | 0 | 0 | 0 | 0 | 0 | 0 | 0 | 0 | 0 | 0 | 0 | 2633.3997
2025-08-26 | 4621.477 | 0.19 | 3.99 | 0 | 0 | 0 | 0 | 0 | 0 | 0 | 0 | 0 | 0 | 1 | 0 | 0 | 0 | 0 | 0 | 0 | 0 | 0 | 0 | 0 | 0 | 0 | 0 | 0 | 2883.3019
2025-08-26 | 4734.64 | 0 | 4.79 | 0 | 0 | 0 | 0 | 0 | 0 | 0 | 0 | 0 | 0 | 0 | 1 | 0 | 0 | 0 | 0 | 0 | 0 | 0 | 0 | 0 | 0 | 0 | 0 | 0 | 3052.7871
2025-08-26 | 4770.518 | 0 | 5.7 | 0 | 0 | 0 | 0 | 0 | 0 | 0 | 0 | 0 | 0 | 0 | 0 | 1 | 0 | 0 | 0 | 0 | 0 | 0 | 0 | 0 | 0 | 0 | 0 | 0 | 3142.2415
2025-08-26 | 4834.99 | 0 | 6.31 | 0 | 0 | 0 | 0 | 0 | 0 | 0 | 0 | 0 | 0 | 0 | 0 | 0 | 1 | 0 | 0 | 0 | 0 | 0 | 0 | 0 | 0 | 0 | 0 | 0 | 3178.2241
2025-08-26 | 4843.668 | 0 | 6.32 | 0 | 0 | 0 | 0 | 0 | 0 | 0 | 0 | 0 | 0 | 0 | 0 | 0 | 0 | 1 | 0 | 0 | 0 | 0 | 0 | 0 | 0 | 0 | 0 | 0 | 3154.8036
2025-08-26 | 4771.204 | 0 | 6.82 | 0 | 0 | 0 | 0 | 0 | 0 | 0 | 0 | 0 | 0 | 0 | 0 | 0 | 0 | 0 | 1 | 0 | 0 | 0 | 0 | 0 | 0 | 0 | 0 | 0 | 3145.7502
2025-08-26 | 4571.2 | 0.07 | 6.45 | 0 | 0 | 0 | 0 | 0 | 0 | 0 | 0 | 0 | 0 | 0 | 0 | 0 | 0 | 0 | 0 | 1 | 0 | 0 | 0 | 0 | 0 | 0 | 0 | 0 | 2995.4304
2025-08-26 | 4094.203 | 0.11 | 5.57 | 0 | 0 | 0 | 0 | 0 | 0 | 0 | 0 | 0 | 0 | 0 | 0 | 0 | 0 | 0 | 0 | 0 | 1 | 0 | 0 | 0 | 0 | 0 | 0 | 0 | 2749.5606
2025-08-26 | 3710.694 | 0.11 | 5.12 | 0 | 0 | 0 | 0 | 0 | 0 | 0 | 0 | 0 | 0 | 0 | 0 | 0 | 0 | 0 | 0 | 0 | 0 | 1 | 0 | 0 | 0 | 0 | 0 | 0 | 2581.0376
2025-08-26 | 3433.72 | 0.14 | 4.61 | 0 | 0 | 0 | 0 | 0 | 0 | 0 | 0 | 0 | 0 | 0 | 0 | 0 | 0 | 0 | 0 | 0 | 0 | 0 | 1 | 0 | 0 | 0 | 0 | 0 | 2474.3025
2025-08-26 | 3254.493 | 0.15 | 3.51 | 0 | 0 | 0 | 0 | 0 | 0 | 0 | 0 | 0 | 0 | 0 | 0 | 0 | 0 | 0 | 0 | 0 | 0 | 0 | 0 | 1 | 0 | 0 | 0 | 0 | 2312.833
2025-08-26 | 3048.721 | 0.19 | 2.83 | 0 | 0 | 0 | 0 | 0 | 0 | 0 | 0 | 0 | 0 | 0 | 0 | 0 | 0 | 0 | 0 | 0 | 0 | 0 | 0 | 0 | 1 | 0 | 0 | 0 | 2152.2282
2025-08-26 | 2734.588 | 0.43 | 2.66 | 0 | 0 | 0 | 0 | 0 | 0 | 0 | 0 | 0 | 0 | 0 | 0 | 0 | 0 | 0 | 0 | 0 | 0 | 0 | 0 | 0 | 0 | 1 | 0 | 0 | 2020.2754
2025-08-26 | 2506.195 | 0.78 | 2.25 | 0 | 0 | 0 | 0 | 0 | 0 | 0 | 0 | 0 | 0 | 0 | 0 | 0 | 0 | 0 | 0 | 0 | 0 | 0 | 0 | 0 | 0 | 0 | 1 | 0 | 1885.8257
2025-08-26 | 2380.546 | 1.01 | 1.78 | 0 | 0 | 0 | 0 | 0 | 0 | 0 | 0 | 0 | 0 | 0 | 0 | 0 | 0 | 0 | 0 | 0 | 0 | 0 | 0 | 0 | 0 | 0 | 0 | 1 | 1771.5945
2025-08-27 | 2296.27 | 1.37 | 1.68 | 0 | 1 | 0 | 0 | 0 | 0 | 0 | 0 | 0 | 0 | 0 | 0 | 0 | 0 | 0 | 0 | 0 | 0 | 0 | 0 | 0 | 0 | 0 | 0 | 0 | 1739.0089
2025-08-27 | 2245.924 | 1.67 | 1.67 | 0 | 0 | 1 | 0 | 0 | 0 | 0 | 0 | 0 | 0 | 0 | 0 | 0 | 0 | 0 | 0 | 0 | 0 | 0 | 0 | 0 | 0 | 0 | 0 | 0 | 1723.0684
2025-08-27 | 2227.105 | 2.04 | 1.44 | 0 | 0 | 0 | 1 | 0 | 0 | 0 | 0 | 0 | 0 | 0 | 0 | 0 | 0 | 0 | 0 | 0 | 0 | 0 | 0 | 0 | 0 | 0 | 0 | 0 | 1706.2571
2025-08-27 | 2273.072 | 2.09 | 1.43 | 0 | 0 | 0 | 0 | 1 | 0 | 0 | 0 | 0 | 0 | 0 | 0 | 0 | 0 | 0 | 0 | 0 | 0 | 0 | 0 | 0 | 0 | 0 | 0 | 0 | 1728.1423
2025-08-27 | 2379.322 | 2.51 | 1.21 | 0 | 0 | 0 | 0 | 0 | 1 | 0 | 0 | 0 | 0 | 0 | 0 | 0 | 0 | 0 | 0 | 0 | 0 | 0 | 0 | 0 | 0 | 0 | 0 | 0 | 1764.3487
2025-08-27 | 2523.868 | 2.23 | 1.16 | 0 | 0 | 0 | 0 | 0 | 0 | 1 | 0 | 0 | 0 | 0 | 0 | 0 | 0 | 0 | 0 | 0 | 0 | 0 | 0 | 0 | 0 | 0 | 0 | 0 | 1854.1892
2025-08-27 | 3449.637 | 2.29 | 1.32 | 0 | 0 | 0 | 0 | 0 | 0 | 0 | 1 | 0 | 0 | 0 | 0 | 0 | 0 | 0 | 0 | 0 | 0 | 0 | 0 | 0 | 0 | 0 | 0 | 0 | 2071.5876
2025-08-27 | 3575.068 | 1.61 | 1.82 | 0 | 0 | 0 | 0 | 0 | 0 | 0 | 0 | 1 | 0 | 0 | 0 | 0 | 0 | 0 | 0 | 0 | 0 | 0 | 0 | 0 | 0 | 0 | 0 | 0 | 2313.2161
2025-08-27 | 4133.41 | 0.63 | 2.43 | 0 | 0 | 0 | 0 | 0 | 0 | 0 | 0 | 0 | 1 | 0 | 0 | 0 | 0 | 0 | 0 | 0 | 0 | 0 | 0 | 0 | 0 | 0 | 0 | 0 | 2572.4809
2025-08-27 | 4603.102 | 0.07 | 3.2 | 0 | 0 | 0 | 0 | 0 | 0 | 0 | 0 | 0 | 0 | 1 | 0 | 0 | 0 | 0 | 0 | 0 | 0 | 0 | 0 | 0 | 0 | 0 | 0 | 0 | 2804.486
2025-08-27 | 4876.26 | 0 | 3.99 | 0 | 0 | 0 | 0 | 0 | 0 | 0 | 0 | 0 | 0 | 0 | 1 | 0 | 0 | 0 | 0 | 0 | 0 | 0 | 0 | 0 | 0 | 0 | 0 | 0 | 2977.059
2025-08-27 | 4978.022 | 0 | 4.83 | 0 | 0 | 0 | 0 | 0 | 0 | 0 | 0 | 0 | 0 | 0 | 0 | 1 | 0 | 0 | 0 | 0 | 0 | 0 | 0 | 0 | 0 | 0 | 0 | 0 | 3059.8872
2025-08-27 | 5023.544 | 0 | 5.25 | 0 | 0 | 0 | 0 | 0 | 0 | 0 | 0 | 0 | 0 | 0 | 0 | 0 | 1 | 0 | 0 | 0 | 0 | 0 | 0 | 0 | 0 | 0 | 0 | 0 | 3077.8843
2025-08-27 | 5110.707 | 0 | 5.9 | 0 | 0 | 0 | 0 | 0 | 0 | 0 | 0 | 0 | 0 | 0 | 0 | 0 | 0 | 1 | 0 | 0 | 0 | 0 | 0 | 0 | 0 | 0 | 0 | 0 | 3115.0463
2025-08-27 | 5097.644 | 0 | 6.55 | 0 | 0 | 0 | 0 | 0 | 0 | 0 | 0 | 0 | 0 | 0 | 0 | 0 | 0 | 0 | 1 | 0 | 0 | 0 | 0 | 0 | 0 | 0 | 0 | 0 | 3120.1919
2025-08-27 | 4823.771 | 0 | 6.7 | 0 | 0 | 0 | 0 | 0 | 0 | 0 | 0 | 0 | 0 | 0 | 0 | 0 | 0 | 0 | 0 | 1 | 0 | 0 | 0 | 0 | 0 | 0 | 0 | 0 | 3016.742
2025-08-27 | 4253.238 | 0 | 6.27 | 0 | 0 | 0 | 0 | 0 | 0 | 0 | 0 | 0 | 0 | 0 | 0 | 0 | 0 | 0 | 0 | 0 | 1 | 0 | 0 | 0 | 0 | 0 | 0 | 0 | 2812.1244
2025-08-27 | 3863.921 | 0 | 6.32 | 0 | 0 | 0 | 0 | 0 | 0 | 0 | 0 | 0 | 0 | 0 | 0 | 0 | 0 | 0 | 0 | 0 | 0 | 1 | 0 | 0 | 0 | 0 | 0 | 0 | 2690.9315
2025-08-27 | 3611.707 | 0 | 5.47 | 0 | 0 | 0 | 0 | 0 | 0 | 0 | 0 | 0 | 0 | 0 | 0 | 0 | 0 | 0 | 0 | 0 | 0 | 0 | 1 | 0 | 0 | 0 | 0 | 0 | 2551.0034
2025-08-27 | 3488.491 | 0 | 4.47 | 0 | 0 | 0 | 0 | 0 | 0 | 0 | 0 | 0 | 0 | 0 | 0 | 0 | 0 | 0 | 0 | 0 | 0 | 0 | 0 | 1 | 0 | 0 | 0 | 0 | 2398.6637
2025-08-27 | 3157.006 | 0.22 | 3.94 | 0 | 0 | 0 | 0 | 0 | 0 | 0 | 0 | 0 | 0 | 0 | 0 | 0 | 0 | 0 | 0 | 0 | 0 | 0 | 0 | 0 | 1 | 0 | 0 | 0 | 2258.3096
2025-08-27 | 2783.617 | 0.28 | 3.56 | 0 | 0 | 0 | 0 | 0 | 0 | 0 | 0 | 0 | 0 | 0 | 0 | 0 | 0 | 0 | 0 | 0 | 0 | 0 | 0 | 0 | 0 | 1 | 0 | 0 | 2100.4265
2025-08-27 | 2484.766 | 0.36 | 3.21 | 0 | 0 | 0 | 0 | 0 | 0 | 0 | 0 | 0 | 0 | 0 | 0 | 0 | 0 | 0 | 0 | 0 | 0 | 0 | 0 | 0 | 0 | 0 | 1 | 0 | 1962.5789
2025-08-27 | 2343.252 | 0.5 | 2.88 | 0 | 0 | 0 | 0 | 0 | 0 | 0 | 0 | 0 | 0 | 0 | 0 | 0 | 0 | 0 | 0 | 0 | 0 | 0 | 0 | 0 | 0 | 0 | 0 | 1 | 1858.5743
2025-08-28 | 2275.074 | 0.64 | 2.75 | 0 | 1 | 0 | 0 | 0 | 0 | 0 | 0 | 0 | 0 | 0 | 0 | 0 | 0 | 0 | 0 | 0 | 0 | 0 | 0 | 0 | 0 | 0 | 0 | 0 | 1815.7524
2025-08-28 | 2285.027 | 0.57 | 2.64 | 0 | 0 | 1 | 0 | 0 | 0 | 0 | 0 | 0 | 0 | 0 | 0 | 0 | 0 | 0 | 0 | 0 | 0 | 0 | 0 | 0 | 0 | 0 | 0 | 0 | 1777.9064
2025-08-28 | 2266.558 | 0.67 | 2.46 | 0 | 0 | 0 | 1 | 0 | 0 | 0 | 0 | 0 | 0 | 0 | 0 | 0 | 0 | 0 | 0 | 0 | 0 | 0 | 0 | 0 | 0 | 0 | 0 | 0 | 1756.7506
2025-08-28 | 2303.36 | 0.85 | 2.18 | 0 | 0 | 0 | 0 | 1 | 0 | 0 | 0 | 0 | 0 | 0 | 0 | 0 | 0 | 0 | 0 | 0 | 0 | 0 | 0 | 0 | 0 | 0 | 0 | 0 | 1757.4482
2025-08-28 | 2423.488 | 0.96 | 1.83 | 0 | 0 | 0 | 0 | 0 | 1 | 0 | 0 | 0 | 0 | 0 | 0 | 0 | 0 | 0 | 0 | 0 | 0 | 0 | 0 | 0 | 0 | 0 | 0 | 0 | 1770.9265
2025-08-28 | 2541.678 | 1.34 | 1.6 | 0 | 0 | 0 | 0 | 0 | 0 | 1 | 0 | 0 | 0 | 0 | 0 | 0 | 0 | 0 | 0 | 0 | 0 | 0 | 0 | 0 | 0 | 0 | 0 | 0 | 1865.9176
2025-08-28 | 2946.563 | 1.24 | 1.54 | 0 | 0 | 0 | 0 | 0 | 0 | 0 | 1 | 0 | 0 | 0 | 0 | 0 | 0 | 0 | 0 | 0 | 0 | 0 | 0 | 0 | 0 | 0 | 0 | 0 | 2057.1115
2025-08-28 | 3643.502 | 0.46 | 1.97 | 0 | 0 | 0 | 0 | 0 | 0 | 0 | 0 | 1 | 0 | 0 | 0 | 0 | 0 | 0 | 0 | 0 | 0 | 0 | 0 | 0 | 0 | 0 | 0 | 0 | 2288.7517
2025-08-28 | 4191.553 | 0.04 | 3.14 | 0 | 0 | 0 | 0 | 0 | 0 | 0 | 0 | 0 | 1 | 0 | 0 | 0 | 0 | 0 | 0 | 0 | 0 | 0 | 0 | 0 | 0 | 0 | 0 | 0 | 2619.8537
2025-08-28 | 4644.576 | 0 | 4.22 | 0 | 0 | 0 | 0 | 0 | 0 | 0 | 0 | 0 | 0 | 1 | 0 | 0 | 0 | 0 | 0 | 0 | 0 | 0 | 0 | 0 | 0 | 0 | 0 | 0 | 2898.6859
2025-08-28 | 4700.806 | 0.1 | 5.26 | 0 | 0 | 0 | 0 | 0 | 0 | 0 | 0 | 0 | 0 | 0 | 1 | 0 | 0 | 0 | 0 | 0 | 0 | 0 | 0 | 0 | 0 | 0 | 0 | 0 | 3100.6394
2025-08-28 | 4692.355 | 0.06 | 5.85 | 0 | 0 | 0 | 0 | 0 | 0 | 0 | 0 | 0 | 0 | 0 | 0 | 1 | 0 | 0 | 0 | 0 | 0 | 0 | 0 | 0 | 0 | 0 | 0 | 0 | 3158.4577
2025-08-28 | 4726.649 | 0.05 | 6.18 | 0 | 0 | 0 | 0 | 0 | 0 | 0 | 0 | 0 | 0 | 0 | 0 | 0 | 1 | 0 | 0 | 0 | 0 | 0 | 0 | 0 | 0 | 0 | 0 | 0 | 3167.5993
2025-08-28 | 4878.515 | 0.07 | 6.38 | 0 | 0 | 0 | 0 | 0 | 0 | 0 | 0 | 0 | 0 | 0 | 0 | 0 | 0 | 1 | 0 | 0 | 0 | 0 | 0 | 0 | 0 | 0 | 0 | 0 | 3162.8366
2025-08-28 | 4682.924 | 0.15 | 6.73 | 0 | 0 | 0 | 0 | 0 | 0 | 0 | 0 | 0 | 0 | 0 | 0 | 0 | 0 | 0 | 1 | 0 | 0 | 0 | 0 | 0 | 0 | 0 | 0 | 0 | 3142.2738
2025-08-28 | 4345.997 | 0.14 | 6.89 | 0 | 0 | 0 | 0 | 0 | 0 | 0 | 0 | 0 | 0 | 0 | 0 | 0 | 0 | 0 | 0 | 1 | 0 | 0 | 0 | 0 | 0 | 0 | 0 | 0 | 3039.4343
2025-08-28 | 3907.029 | 0.06 | 6.41 | 0 | 0 | 0 | 0 | 0 | 0 | 0 | 0 | 0 | 0 | 0 | 0 | 0 | 0 | 0 | 0 | 0 | 1 | 0 | 0 | 0 | 0 | 0 | 0 | 0 | 2827.3941
2025-08-28 | 3525.242 | 0 | 5.64 | 0 | 0 | 0 | 0 | 0 | 0 | 0 | 0 | 0 | 0 | 0 | 0 | 0 | 0 | 0 | 0 | 0 | 0 | 1 | 0 | 0 | 0 | 0 | 0 | 0 | 2626.5626
2025-08-28 | 3321.331 | 0.03 | 4.61 | 0 | 0 | 0 | 0 | 0 | 0 | 0 | 0 | 0 | 0 | 0 | 0 | 0 | 0 | 0 | 0 | 0 | 0 | 0 | 1 | 0 | 0 | 0 | 0 | 0 | 2470.6042
2025-08-28 | 3247.636 | 0.24 | 3.69 | 0 | 0 | 0 | 0 | 0 | 0 | 0 | 0 | 0 | 0 | 0 | 0 | 0 | 0 | 0 | 0 | 0 | 0 | 0 | 0 | 1 | 0 | 0 | 0 | 0 | 2332.8977
2025-08-28 | 2983.053 | 0.41 | 3.29 | 0 | 0 | 0 | 0 | 0 | 0 | 0 | 0 | 0 | 0 | 0 | 0 | 0 | 0 | 0 | 0 | 0 | 0 | 0 | 0 | 0 | 1 | 0 | 0 | 0 | 2203.1684
2025-08-28 | 2720.102 | 0.57 | 3.02 | 0 | 0 | 0 | 0 | 0 | 0 | 0 | 0 | 0 | 0 | 0 | 0 | 0 | 0 | 0 | 0 | 0 | 0 | 0 | 0 | 0 | 0 | 1 | 0 | 0 | 2059.0599
2025-08-28 | 2463.478 | 0.6 | 2.73 | 0 | 0 | 0 | 0 | 0 | 0 | 0 | 0 | 0 | 0 | 0 | 0 | 0 | 0 | 0 | 0 | 0 | 0 | 0 | 0 | 0 | 0 | 0 | 1 | 0 | 1925.211
2025-08-28 | 2338.512 | 0.61 | 2.27 | 0 | 0 | 0 | 0 | 0 | 0 | 0 | 0 | 0 | 0 | 0 | 0 | 0 | 0 | 0 | 0 | 0 | 0 | 0 | 0 | 0 | 0 | 0 | 0 | 1 | 1804.5298
2025-08-29 | 2278.685 | 0.93 | 2.08 | 0 | 1 | 0 | 0 | 0 | 0 | 0 | 0 | 0 | 0 | 0 | 0 | 0 | 0 | 0 | 0 | 0 | 0 | 0 | 0 | 0 | 0 | 0 | 0 | 0 | 1762.08
2025-08-29 | 2253.269 | 1 | 1.93 | 0 | 0 | 1 | 0 | 0 | 0 | 0 | 0 | 0 | 0 | 0 | 0 | 0 | 0 | 0 | 0 | 0 | 0 | 0 | 0 | 0 | 0 | 0 | 0 | 0 | 1725.1544
2025-08-29 | 2243.683 | 1.32 | 1.86 | 0 | 0 | 0 | 1 | 0 | 0 | 0 | 0 | 0 | 0 | 0 | 0 | 0 | 0 | 0 | 0 | 0 | 0 | 0 | 0 | 0 | 0 | 0 | 0 | 0 | 1721.8077
2025-08-29 | 2272.282 | 1.39 | 1.76 | 0 | 0 | 0 | 0 | 1 | 0 | 0 | 0 | 0 | 0 | 0 | 0 | 0 | 0 | 0 | 0 | 0 | 0 | 0 | 0 | 0 | 0 | 0 | 0 | 0 | 1735.846
2025-08-29 | 2346.203 | 1.66 | 1.71 | 0 | 0 | 0 | 0 | 0 | 1 | 0 | 0 | 0 | 0 | 0 | 0 | 0 | 0 | 0 | 0 | 0 | 0 | 0 | 0 | 0 | 0 | 0 | 0 | 0 | 1783.1015
2025-08-29 | 2503.35 | 1.77 | 1.76 | 0 | 0 | 0 | 0 | 0 | 0 | 1 | 0 | 0 | 0 | 0 | 0 | 0 | 0 | 0 | 0 | 0 | 0 | 0 | 0 | 0 | 0 | 0 | 0 | 0 | 1895.5199
2025-08-29 | 2890.961 | 1.69 | 1.75 | 0 | 0 | 0 | 0 | 0 | 0 | 0 | 1 | 0 | 0 | 0 | 0 | 0 | 0 | 0 | 0 | 0 | 0 | 0 | 0 | 0 | 0 | 0 | 0 | 0 | 2092.1192
2025-08-29 | 3522.283 | 1.06 | 2.26 | 0 | 0 | 0 | 0 | 0 | 0 | 0 | 0 | 1 | 0 | 0 | 0 | 0 | 0 | 0 | 0 | 0 | 0 | 0 | 0 | 0 | 0 | 0 | 0 | 0 | 2336.3753
2025-08-29 | 3904.595 | 0.59 | 3.17 | 0 | 0 | 0 | 0 | 0 | 0 | 0 | 0 | 0 | 1 | 0 | 0 | 0 | 0 | 0 | 0 | 0 | 0 | 0 | 0 | 0 | 0 | 0 | 0 | 0 | 2641.1846
2025-08-29 | 4125.478 | 0.36 | 4.38 | 0 | 0 | 0 | 0 | 0 | 0 | 0 | 0 | 0 | 0 | 1 | 0 | 0 | 0 | 0 | 0 | 0 | 0 | 0 | 0 | 0 | 0 | 0 | 0 | 0 | 2925.9349
2025-08-29 | 4350.074 | 0.31 | 5.53 | 0 | 0 | 0 | 0 | 0 | 0 | 0 | 0 | 0 | 0 | 0 | 1 | 0 | 0 | 0 | 0 | 0 | 0 | 0 | 0 | 0 | 0 | 0 | 0 | 0 | 3133.2579
2025-08-29 | 4409.31 | 0.24 | 6 | 0 | 0 | 0 | 0 | 0 | 0 | 0 | 0 | 0 | 0 | 0 | 0 | 1 | 0 | 0 | 0 | 0 | 0 | 0 | 0 | 0 | 0 | 0 | 0 | 0 | 3178.7084
2025-08-29 | 4368.932 | 0.21 | 6.43 | 0 | 0 | 0 | 0 | 0 | 0 | 0 | 0 | 0 | 0 | 0 | 0 | 0 | 1 | 0 | 0 | 0 | 0 | 0 | 0 | 0 | 0 | 0 | 0 | 0 | 3196.6436
2025-08-29 | 4329.353 | 0.2 | 6.42 | 0 | 0 | 0 | 0 | 0 | 0 | 0 | 0 | 0 | 0 | 0 | 0 | 0 | 0 | 1 | 0 | 0 | 0 | 0 | 0 | 0 | 0 | 0 | 0 | 0 | 3170.9936
2025-08-29 | 4269.618 | 0.14 | 6.09 | 0 | 0 | 0 | 0 | 0 | 0 | 0 | 0 | 0 | 0 | 0 | 0 | 0 | 0 | 0 | 1 | 0 | 0 | 0 | 0 | 0 | 0 | 0 | 0 | 0 | 3081.3551
2025-08-29 | 4167.795 | 0.03 | 6.42 | 0 | 0 | 0 | 0 | 0 | 0 | 0 | 0 | 0 | 0 | 0 | 0 | 0 | 0 | 0 | 0 | 1 | 0 | 0 | 0 | 0 | 0 | 0 | 0 | 0 | 2991.2458
2025-08-29 | 3812.361 | 0.02 | 6.3 | 0 | 0 | 0 | 0 | 0 | 0 | 0 | 0 | 0 | 0 | 0 | 0 | 0 | 0 | 0 | 0 | 0 | 1 | 0 | 0 | 0 | 0 | 0 | 0 | 0 | 2815.6367
2025-08-29 | 3446.004 | 0.14 | 5.92 | 0 | 0 | 0 | 0 | 0 | 0 | 0 | 0 | 0 | 0 | 0 | 0 | 0 | 0 | 0 | 0 | 0 | 0 | 1 | 0 | 0 | 0 | 0 | 0 | 0 | 2657.7743
2025-08-29 | 3264.407 | 0.14 | 5.39 | 0 | 0 | 0 | 0 | 0 | 0 | 0 | 0 | 0 | 0 | 0 | 0 | 0 | 0 | 0 | 0 | 0 | 0 | 0 | 1 | 0 | 0 | 0 | 0 | 0 | 2548.1374
2025-08-29 | 3241.411 | 0.28 | 4.36 | 0 | 0 | 0 | 0 | 0 | 0 | 0 | 0 | 0 | 0 | 0 | 0 | 0 | 0 | 0 | 0 | 0 | 0 | 0 | 0 | 1 | 0 | 0 | 0 | 0 | 2397.6648
2025-08-29 | 2971.879 | 0.35 | 3.74 | 0 | 0 | 0 | 0 | 0 | 0 | 0 | 0 | 0 | 0 | 0 | 0 | 0 | 0 | 0 | 0 | 0 | 0 | 0 | 0 | 0 | 1 | 0 | 0 | 0 | 2243.7482
2025-08-29 | 2663.98 | 0.49 | 2.97 | 0 | 0 | 0 | 0 | 0 | 0 | 0 | 0 | 0 | 0 | 0 | 0 | 0 | 0 | 0 | 0 | 0 | 0 | 0 | 0 | 0 | 0 | 1 | 0 | 0 | 2051.6373
2025-08-29 | 2454.309 | 0.69 | 2.03 | 0 | 0 | 0 | 0 | 0 | 0 | 0 | 0 | 0 | 0 | 0 | 0 | 0 | 0 | 0 | 0 | 0 | 0 | 0 | 0 | 0 | 0 | 0 | 1 | 0 | 1861.9747
2025-08-29 | 2323.526 | 1.08 | 1.78 | 0 | 0 | 0 | 0 | 0 | 0 | 0 | 0 | 0 | 0 | 0 | 0 | 0 | 0 | 0 | 0 | 0 | 0 | 0 | 0 | 0 | 0 | 0 | 0 | 1 | 1773.9479
2025-08-30 | 2243.04 | 1.4 | 1.26 | 1 | 1 | 0 | 0 | 0 | 0 | 0 | 0 | 0 | 0 | 0 | 0 | 0 | 0 | 0 | 0 | 0 | 0 | 0 | 0 | 0 | 0 | 0 | 0 | 0 | 1435.1071
2025-08-30 | 2235.791 | 1.57 | 1.36 | 1 | 0 | 1 | 0 | 0 | 0 | 0 | 0 | 0 | 0 | 0 | 0 | 0 | 0 | 0 | 0 | 0 | 0 | 0 | 0 | 0 | 0 | 0 | 0 | 0 | 1425.2086
2025-08-30 | 2230.5 | 1.77 | 1.14 | 1 | 0 | 0 | 1 | 0 | 0 | 0 | 0 | 0 | 0 | 0 | 0 | 0 | 0 | 0 | 0 | 0 | 0 | 0 | 0 | 0 | 0 | 0 | 0 | 0 | 1403.6284
2025-08-30 | 2251.784 | 2.13 | 1 | 1 | 0 | 0 | 0 | 1 | 0 | 0 | 0 | 0 | 0 | 0 | 0 | 0 | 0 | 0 | 0 | 0 | 0 | 0 | 0 | 0 | 0 | 0 | 0 | 0 | 1423.6302
2025-08-30 | 2278.277 | 2.08 | 0.7 | 1 | 0 | 0 | 0 | 0 | 1 | 0 | 0 | 0 | 0 | 0 | 0 | 0 | 0 | 0 | 0 | 0 | 0 | 0 | 0 | 0 | 0 | 0 | 0 | 0 | 1436.4622
2025-08-30 | 2321.088 | 2.22 | 0.67 | 1 | 0 | 0 | 0 | 0 | 0 | 1 | 0 | 0 | 0 | 0 | 0 | 0 | 0 | 0 | 0 | 0 | 0 | 0 | 0 | 0 | 0 | 0 | 0 | 0 | 1542.3164
2025-08-30 | 2410.481 | 2.15 | 0.68 | 1 | 0 | 0 | 0 | 0 | 0 | 0 | 1 | 0 | 0 | 0 | 0 | 0 | 0 | 0 | 0 | 0 | 0 | 0 | 0 | 0 | 0 | 0 | 0 | 0 | 1741.1451
2025-08-30 | 2676.433 | 1.36 | 1 | 1 | 0 | 0 | 0 | 0 | 0 | 0 | 0 | 1 | 0 | 0 | 0 | 0 | 0 | 0 | 0 | 0 | 0 | 0 | 0 | 0 | 0 | 0 | 0 | 0 | 1962.0366
2025-08-30 | 3107.644 | 0.59 | 1.57 | 1 | 0 | 0 | 0 | 0 | 0 | 0 | 0 | 0 | 1 | 0 | 0 | 0 | 0 | 0 | 0 | 0 | 0 | 0 | 0 | 0 | 0 | 0 | 0 | 0 | 2224.5753
2025-08-30 | 3508.178 | 0.29 | 2.58 | 1 | 0 | 0 | 0 | 0 | 0 | 0 | 0 | 0 | 0 | 1 | 0 | 0 | 0 | 0 | 0 | 0 | 0 | 0 | 0 | 0 | 0 | 0 | 0 | 0 | 2488.0401
2025-08-30 | 3682.596 | 0.2 | 3.27 | 1 | 0 | 0 | 0 | 0 | 0 | 0 | 0 | 0 | 0 | 0 | 1 | 0 | 0 | 0 | 0 | 0 | 0 | 0 | 0 | 0 | 0 | 0 | 0 | 0 | 2650.4746
2025-08-30 | 3768.292 | 0.16 | 4.08 | 1 | 0 | 0 | 0 | 0 | 0 | 0 | 0 | 0 | 0 | 0 | 0 | 1 | 0 | 0 | 0 | 0 | 0 | 0 | 0 | 0 | 0 | 0 | 0 | 0 | 2729.1182
2025-08-30 | 3818.514 | 0.2 | 4.69 | 1 | 0 | 0 | 0 | 0 | 0 | 0 | 0 | 0 | 0 | 0 | 0 | 0 | 1 | 0 | 0 | 0 | 0 | 0 | 0 | 0 | 0 | 0 | 0 | 0 | 2766.4456
2025-08-30 | 3824.294 | 0.04 | 4.99 | 1 | 0 | 0 | 0 | 0 | 0 | 0 | 0 | 0 | 0 | 0 | 0 | 0 | 0 | 1 | 0 | 0 | 0 | 0 | 0 | 0 | 0 | 0 | 0 | 0 | 2765.0973
2025-08-30 | 3774.611 | 0.02 | 5.23 | 1 | 0 | 0 | 0 | 0 | 0 | 0 | 0 | 0 | 0 | 0 | 0 | 0 | 0 | 0 | 1 | 0 | 0 | 0 | 0 | 0 | 0 | 0 | 0 | 0 | 2730.7598
2025-08-30 | 3671.955 | 0 | 5.65 | 1 | 0 | 0 | 0 | 0 | 0 | 0 | 0 | 0 | 0 | 0 | 0 | 0 | 0 | 0 | 0 | 1 | 0 | 0 | 0 | 0 | 0 | 0 | 0 | 0 | 2652.1958
2025-08-30 | 3474.965 | 0.01 | 5.44 | 1 | 0 | 0 | 0 | 0 | 0 | 0 | 0 | 0 | 0 | 0 | 0 | 0 | 0 | 0 | 0 | 0 | 1 | 0 | 0 | 0 | 0 | 0 | 0 | 0 | 2468.7396
2025-08-30 | 3340.072 | 0.17 | 4.57 | 1 | 0 | 0 | 0 | 0 | 0 | 0 | 0 | 0 | 0 | 0 | 0 | 0 | 0 | 0 | 0 | 0 | 0 | 1 | 0 | 0 | 0 | 0 | 0 | 0 | 2265.8386
2025-08-30 | 3179.942 | 0.22 | 3.8 | 1 | 0 | 0 | 0 | 0 | 0 | 0 | 0 | 0 | 0 | 0 | 0 | 0 | 0 | 0 | 0 | 0 | 0 | 0 | 1 | 0 | 0 | 0 | 0 | 0 | 2135.1643
2025-08-30 | 3094.296 | 0.26 | 3.06 | 1 | 0 | 0 | 0 | 0 | 0 | 0 | 0 | 0 | 0 | 0 | 0 | 0 | 0 | 0 | 0 | 0 | 0 | 0 | 0 | 1 | 0 | 0 | 0 | 0 | 2008.7811
2025-08-30 | 2877.938 | 0.34 | 2.83 | 1 | 0 | 0 | 0 | 0 | 0 | 0 | 0 | 0 | 0 | 0 | 0 | 0 | 0 | 0 | 0 | 0 | 0 | 0 | 0 | 0 | 1 | 0 | 0 | 0 | 1892.1182
2025-08-30 | 2658.468 | 0.54 | 2.23 | 1 | 0 | 0 | 0 | 0 | 0 | 0 | 0 | 0 | 0 | 0 | 0 | 0 | 0 | 0 | 0 | 0 | 0 | 0 | 0 | 0 | 0 | 1 | 0 | 0 | 1718.1167
2025-08-30 | 2461.577 | 0.81 | 1.69 | 1 | 0 | 0 | 0 | 0 | 0 | 0 | 0 | 0 | 0 | 0 | 0 | 0 | 0 | 0 | 0 | 0 | 0 | 0 | 0 | 0 | 0 | 0 | 1 | 0 | 1568.6716
2025-08-30 | 2297.547 | 1.2 | 1.22 | 1 | 0 | 0 | 0 | 0 | 0 | 0 | 0 | 0 | 0 | 0 | 0 | 0 | 0 | 0 | 0 | 0 | 0 | 0 | 0 | 0 | 0 | 0 | 0 | 1 | 1459.8196
2025-08-31 | 2245.574 | 1.54 | 1.15 | 1 | 1 | 0 | 0 | 0 | 0 | 0 | 0 | 0 | 0 | 0 | 0 | 0 | 0 | 0 | 0 | 0 | 0 | 0 | 0 | 0 | 0 | 0 | 0 | 0 | 1429.4014
2025-08-31 | 2201.996 | 1.97 | 1.02 | 1 | 0 | 1 | 0 | 0 | 0 | 0 | 0 | 0 | 0 | 0 | 0 | 0 | 0 | 0 | 0 | 0 | 0 | 0 | 0 | 0 | 0 | 0 | 0 | 0 | 1406.4723
2025-08-31 | 2209.549 | 2.19 | 0.92 | 1 | 0 | 0 | 1 | 0 | 0 | 0 | 0 | 0 | 0 | 0 | 0 | 0 | 0 | 0 | 0 | 0 | 0 | 0 | 0 | 0 | 0 | 0 | 0 | 0 | 1396.9237
2025-08-31 | 2235.761 | 2.59 | 0.85 | 1 | 0 | 0 | 0 | 1 | 0 | 0 | 0 | 0 | 0 | 0 | 0 | 0 | 0 | 0 | 0 | 0 | 0 | 0 | 0 | 0 | 0 | 0 | 0 | 0 | 1424.8965
2025-08-31 | 2248.734 | 2.8 | 0.86 | 1 | 0 | 0 | 0 | 0 | 1 | 0 | 0 | 0 | 0 | 0 | 0 | 0 | 0 | 0 | 0 | 0 | 0 | 0 | 0 | 0 | 0 | 0 | 0 | 0 | 1475.8145
2025-08-31 | 2230.029 | 2.95 | 0.78 | 1 | 0 | 0 | 0 | 0 | 0 | 1 | 0 | 0 | 0 | 0 | 0 | 0 | 0 | 0 | 0 | 0 | 0 | 0 | 0 | 0 | 0 | 0 | 0 | 0 | 1577.2719
2025-08-31 | 2319.792 | 2.92 | 0.82 | 1 | 0 | 0 | 0 | 0 | 0 | 0 | 1 | 0 | 0 | 0 | 0 | 0 | 0 | 0 | 0 | 0 | 0 | 0 | 0 | 0 | 0 | 0 | 0 | 0 | 1780.2852
2025-08-31 | 2523.349 | 1.97 | 0.88 | 1 | 0 | 0 | 0 | 0 | 0 | 0 | 0 | 1 | 0 | 0 | 0 | 0 | 0 | 0 | 0 | 0 | 0 | 0 | 0 | 0 | 0 | 0 | 0 | 0 | 1971.1857
2025-08-31 | 2826.826 | 1.01 | 1.42 | 1 | 0 | 0 | 0 | 0 | 0 | 0 | 0 | 0 | 1 | 0 | 0 | 0 | 0 | 0 | 0 | 0 | 0 | 0 | 0 | 0 | 0 | 0 | 0 | 0 | 2224.4968
2025-08-31 | 3266.359 | 0.4 | 2.22 | 1 | 0 | 0 | 0 | 0 | 0 | 0 | 0 | 0 | 0 | 1 | 0 | 0 | 0 | 0 | 0 | 0 | 0 | 0 | 0 | 0 | 0 | 0 | 0 | 0 | 2457.6607
2025-08-31 | 3443.981 | 0.13 | 3.12 | 1 | 0 | 0 | 0 | 0 | 0 | 0 | 0 | 0 | 0 | 0 | 1 | 0 | 0 | 0 | 0 | 0 | 0 | 0 | 0 | 0 | 0 | 0 | 0 | 0 | 2633.9222
2025-08-31 | 3503.267 | 0 | 3.97 | 1 | 0 | 0 | 0 | 0 | 0 | 0 | 0 | 0 | 0 | 0 | 0 | 1 | 0 | 0 | 0 | 0 | 0 | 0 | 0 | 0 | 0 | 0 | 0 | 0 | 2713.3264
2025-08-31 | 3606.325 | 0.12 | 4.61 | 1 | 0 | 0 | 0 | 0 | 0 | 0 | 0 | 0 | 0 | 0 | 0 | 0 | 1 | 0 | 0 | 0 | 0 | 0 | 0 | 0 | 0 | 0 | 0 | 0 | 2756.1832
2025-08-31 | 3582.619 | 0 | 5.34 | 1 | 0 | 0 | 0 | 0 | 0 | 0 | 0 | 0 | 0 | 0 | 0 | 0 | 0 | 1 | 0 | 0 | 0 | 0 | 0 | 0 | 0 | 0 | 0 | 0 | 2796.8835
2025-08-31 | 3574.008 | 0 | 5.77 | 1 | 0 | 0 | 0 | 0 | 0 | 0 | 0 | 0 | 0 | 0 | 0 | 0 | 0 | 0 | 1 | 0 | 0 | 0 | 0 | 0 | 0 | 0 | 0 | 0 | 2781.2039
2025-08-31 | 3557.954 | 0 | 5.37 | 1 | 0 | 0 | 0 | 0 | 0 | 0 | 0 | 0 | 0 | 0 | 0 | 0 | 0 | 0 | 0 | 1 | 0 | 0 | 0 | 0 | 0 | 0 | 0 | 0 | 2625.6909
2025-08-31 | 3411.326 | 0.12 | 5 | 1 | 0 | 0 | 0 | 0 | 0 | 0 | 0 | 0 | 0 | 0 | 0 | 0 | 0 | 0 | 0 | 0 | 1 | 0 | 0 | 0 | 0 | 0 | 0 | 0 | 2430.7874
2025-08-31 | 3276.093 | 0.2 | 4.41 | 1 | 0 | 0 | 0 | 0 | 0 | 0 | 0 | 0 | 0 | 0 | 0 | 0 | 0 | 0 | 0 | 0 | 0 | 1 | 0 | 0 | 0 | 0 | 0 | 0 | 2251.7016
2025-08-31 | 3095.979 | 0.26 | 3.58 | 1 | 0 | 0 | 0 | 0 | 0 | 0 | 0 | 0 | 0 | 0 | 0 | 0 | 0 | 0 | 0 | 0 | 0 | 0 | 1 | 0 | 0 | 0 | 0 | 0 | 2115.6839
2025-08-31 | 2993.191 | 0.39 | 2.6 | 1 | 0 | 0 | 0 | 0 | 0 | 0 | 0 | 0 | 0 | 0 | 0 | 0 | 0 | 0 | 0 | 0 | 0 | 0 | 0 | 1 | 0 | 0 | 0 | 0 | 1969.6081
2025-08-31 | 2805.813 | 0.48 | 1.87 | 1 | 0 | 0 | 0 | 0 | 0 | 0 | 0 | 0 | 0 | 0 | 0 | 0 | 0 | 0 | 0 | 0 | 0 | 0 | 0 | 0 | 1 | 0 | 0 | 0 | 1805.9513
2025-08-31 | 2606.684 | 0.56 | 1.29 | 1 | 0 | 0 | 0 | 0 | 0 | 0 | 0 | 0 | 0 | 0 | 0 | 0 | 0 | 0 | 0 | 0 | 0 | 0 | 0 | 0 | 0 | 1 | 0 | 0 | 1629.8086
2025-08-31 | 2380.268 | 0.79 | 0.72 | 1 | 0 | 0 | 0 | 0 | 0 | 0 | 0 | 0 | 0 | 0 | 0 | 0 | 0 | 0 | 0 | 0 | 0 | 0 | 0 | 0 | 0 | 0 | 1 | 0 | 1476.1788
2025-08-31 | 2291.345 | 1.25 | 0.36 | 1 | 0 | 0 | 0 | 0 | 0 | 0 | 0 | 0 | 0 | 0 | 0 | 0 | 0 | 0 | 0 | 0 | 0 | 0 | 0 | 0 | 0 | 0 | 0 | 1 | 1380.0928
2025-09-01 | 2248.944 | 1.63 | 0.24 | 0 | 1 | 0 | 0 | 0 | 0 | 0 | 0 | 0 | 0 | 0 | 0 | 0 | 0 | 0 | 0 | 0 | 0 | 0 | 0 | 0 | 0 | 0 | 0 | 0 | 1611.4395
2025-09-01 | 2231.207 | 2.23 | 0.17 | 0 | 0 | 1 | 0 | 0 | 0 | 0 | 0 | 0 | 0 | 0 | 0 | 0 | 0 | 0 | 0 | 0 | 0 | 0 | 0 | 0 | 0 | 0 | 0 | 0 | 1599.9055
2025-09-01 | 2185.589 | 2.67 | 0.14 | 0 | 0 | 0 | 1 | 0 | 0 | 0 | 0 | 0 | 0 | 0 | 0 | 0 | 0 | 0 | 0 | 0 | 0 | 0 | 0 | 0 | 0 | 0 | 0 | 0 | 1604.3797
2025-09-01 | 2206.844 | 2.86 | 0.14 | 0 | 0 | 0 | 0 | 1 | 0 | 0 | 0 | 0 | 0 | 0 | 0 | 0 | 0 | 0 | 0 | 0 | 0 | 0 | 0 | 0 | 0 | 0 | 0 | 0 | 1631.9184
2025-09-01 | 2236.723 | 3.38 | 0.18 | 0 | 0 | 0 | 0 | 0 | 1 | 0 | 0 | 0 | 0 | 0 | 0 | 0 | 0 | 0 | 0 | 0 | 0 | 0 | 0 | 0 | 0 | 0 | 0 | 0 | 1696.0984
2025-09-01 | 2264.712 | 3.53 | 0.18 | 0 | 0 | 0 | 0 | 0 | 0 | 1 | 0 | 0 | 0 | 0 | 0 | 0 | 0 | 0 | 0 | 0 | 0 | 0 | 0 | 0 | 0 | 0 | 0 | 0 | 1805.1287
2025-09-01 | 2352.08 | 3.26 | 0.14 | 0 | 0 | 0 | 0 | 0 | 0 | 0 | 1 | 0 | 0 | 0 | 0 | 0 | 0 | 0 | 0 | 0 | 0 | 0 | 0 | 0 | 0 | 0 | 0 | 0 | 1992.5003
2025-09-01 | 2553.919 | 2.42 | 0.42 | 0 | 0 | 0 | 0 | 0 | 0 | 0 | 0 | 1 | 0 | 0 | 0 | 0 | 0 | 0 | 0 | 0 | 0 | 0 | 0 | 0 | 0 | 0 | 0 | 0 | 2207.9243
2025-09-01 | 2809.718 | 1.2 | 0.88 | 0 | 0 | 0 | 0 | 0 | 0 | 0 | 0 | 0 | 1 | 0 | 0 | 0 | 0 | 0 | 0 | 0 | 0 | 0 | 0 | 0 | 0 | 0 | 0 | 0 | 2444.9213
2025-09-01 | 3125.94 | 0.66 | 1.94 | 0 | 0 | 0 | 0 | 0 | 0 | 0 | 0 | 0 | 0 | 1 | 0 | 0 | 0 | 0 | 0 | 0 | 0 | 0 | 0 | 0 | 0 | 0 | 0 | 0 | 2705.0502
2025-09-01 | 3325.261 | 0.39 | 3.16 | 0 | 0 | 0 | 0 | 0 | 0 | 0 | 0 | 0 | 0 | 0 | 1 | 0 | 0 | 0 | 0 | 0 | 0 | 0 | 0 | 0 | 0 | 0 | 0 | 0 | 2911.603
2025-09-01 | 3431.25 | 0.35 | 3.84 | 0 | 0 | 0 | 0 | 0 | 0 | 0 | 0 | 0 | 0 | 0 | 0 | 1 | 0 | 0 | 0 | 0 | 0 | 0 | 0 | 0 | 0 | 0 | 0 | 0 | 2977.9407
2025-09-01 | 3524.302 | 0.26 | 4.43 | 0 | 0 | 0 | 0 | 0 | 0 | 0 | 0 | 0 | 0 | 0 | 0 | 0 | 1 | 0 | 0 | 0 | 0 | 0 | 0 | 0 | 0 | 0 | 0 | 0 | 3009.0043
2025-09-01 | 3588.035 | 0.11 | 4.64 | 0 | 0 | 0 | 0 | 0 | 0 | 0 | 0 | 0 | 0 | 0 | 0 | 0 | 0 | 1 | 0 | 0 | 0 | 0 | 0 | 0 | 0 | 0 | 0 | 0 | 2999.4727
2025-09-01 | 3633.531 | 0.1 | 4.92 | 0 | 0 | 0 | 0 | 0 | 0 | 0 | 0 | 0 | 0 | 0 | 0 | 0 | 0 | 0 | 1 | 0 | 0 | 0 | 0 | 0 | 0 | 0 | 0 | 0 | 2969.2579
2025-09-01 | 3624.958 | 0.02 | 4.86 | 0 | 0 | 0 | 0 | 0 | 0 | 0 | 0 | 0 | 0 | 0 | 0 | 0 | 0 | 0 | 0 | 1 | 0 | 0 | 0 | 0 | 0 | 0 | 0 | 0 | 2843.2397
2025-09-01 | 3516.924 | 0.17 | 4.88 | 0 | 0 | 0 | 0 | 0 | 0 | 0 | 0 | 0 | 0 | 0 | 0 | 0 | 0 | 0 | 0 | 0 | 1 | 0 | 0 | 0 | 0 | 0 | 0 | 0 | 2686.2623
2025-09-01 | 3361.55 | 0.17 | 4.12 | 0 | 0 | 0 | 0 | 0 | 0 | 0 | 0 | 0 | 0 | 0 | 0 | 0 | 0 | 0 | 0 | 0 | 0 | 1 | 0 | 0 | 0 | 0 | 0 | 0 | 2488.3946
2025-09-01 | 3148.125 | 0.33 | 3.5 | 0 | 0 | 0 | 0 | 0 | 0 | 0 | 0 | 0 | 0 | 0 | 0 | 0 | 0 | 0 | 0 | 0 | 0 | 0 | 1 | 0 | 0 | 0 | 0 | 0 | 2375.6176
2025-09-01 | 3042.456 | 0.43 | 2.55 | 0 | 0 | 0 | 0 | 0 | 0 | 0 | 0 | 0 | 0 | 0 | 0 | 0 | 0 | 0 | 0 | 0 | 0 | 0 | 0 | 1 | 0 | 0 | 0 | 0 | 2231.373
2025-09-01 | 2874.528 | 0.5 | 1.87 | 0 | 0 | 0 | 0 | 0 | 0 | 0 | 0 | 0 | 0 | 0 | 0 | 0 | 0 | 0 | 0 | 0 | 0 | 0 | 0 | 0 | 1 | 0 | 0 | 0 | 2071.7768
2025-09-01 | 2629.01 | 0.6 | 1.63 | 0 | 0 | 0 | 0 | 0 | 0 | 0 | 0 | 0 | 0 | 0 | 0 | 0 | 0 | 0 | 0 | 0 | 0 | 0 | 0 | 0 | 0 | 1 | 0 | 0 | 1928.4909
2025-09-01 | 2379.042 | 0.79 | 1.32 | 0 | 0 | 0 | 0 | 0 | 0 | 0 | 0 | 0 | 0 | 0 | 0 | 0 | 0 | 0 | 0 | 0 | 0 | 0 | 0 | 0 | 0 | 0 | 1 | 0 | 1798.128
2025-09-01 | 2284.998 | 1.09 | 1.14 | 0 | 0 | 0 | 0 | 0 | 0 | 0 | 0 | 0 | 0 | 0 | 0 | 0 | 0 | 0 | 0 | 0 | 0 | 0 | 0 | 0 | 0 | 0 | 0 | 1 | 1713.7016
2025-09-02 | 2246.267 | 1.53 | 1.11 | 0 | 1 | 0 | 0 | 0 | 0 | 0 | 0 | 0 | 0 | 0 | 0 | 0 | 0 | 0 | 0 | 0 | 0 | 0 | 0 | 0 | 0 | 0 | 0 | 0 | 1690.4318
2025-09-02 | 2198.947 | 2.06 | 0.89 | 0 | 0 | 1 | 0 | 0 | 0 | 0 | 0 | 0 | 0 | 0 | 0 | 0 | 0 | 0 | 0 | 0 | 0 | 0 | 0 | 0 | 0 | 0 | 0 | 0 | 1662.3454
2025-09-02 | 2196.544 | 2.36 | 0.83 | 0 | 0 | 0 | 1 | 0 | 0 | 0 | 0 | 0 | 0 | 0 | 0 | 0 | 0 | 0 | 0 | 0 | 0 | 0 | 0 | 0 | 0 | 0 | 0 | 0 | 1659.2729
2025-09-02 | 2239.549 | 2.88 | 0.78 | 0 | 0 | 0 | 0 | 1 | 0 | 0 | 0 | 0 | 0 | 0 | 0 | 0 | 0 | 0 | 0 | 0 | 0 | 0 | 0 | 0 | 0 | 0 | 0 | 0 | 1693.1733
2025-09-02 | 2288.846 | 3.01 | 0.74 | 0 | 0 | 0 | 0 | 0 | 1 | 0 | 0 | 0 | 0 | 0 | 0 | 0 | 0 | 0 | 0 | 0 | 0 | 0 | 0 | 0 | 0 | 0 | 0 | 0 | 1736.6686
2025-09-02 | 2479.268 | 3.49 | 0.78 | 0 | 0 | 0 | 0 | 0 | 0 | 1 | 0 | 0 | 0 | 0 | 0 | 0 | 0 | 0 | 0 | 0 | 0 | 0 | 0 | 0 | 0 | 0 | 0 | 0 | 1860.5799
2025-09-02 | 2933.858 | 3.47 | 0.78 | 0 | 0 | 0 | 0 | 0 | 0 | 0 | 1 | 0 | 0 | 0 | 0 | 0 | 0 | 0 | 0 | 0 | 0 | 0 | 0 | 0 | 0 | 0 | 0 | 0 | 2060.1431
2025-09-02 | 3708.803 | 2.47 | 0.9 | 0 | 0 | 0 | 0 | 0 | 0 | 0 | 0 | 1 | 0 | 0 | 0 | 0 | 0 | 0 | 0 | 0 | 0 | 0 | 0 | 0 | 0 | 0 | 0 | 0 | 2255.0422
2025-09-02 | 4317.391 | 1.23 | 1.51 | 0 | 0 | 0 | 0 | 0 | 0 | 0 | 0 | 0 | 1 | 0 | 0 | 0 | 0 | 0 | 0 | 0 | 0 | 0 | 0 | 0 | 0 | 0 | 0 | 0 | 2505.5658
2025-09-02 | 4790.529 | 0.46 | 2.46 | 0 | 0 | 0 | 0 | 0 | 0 | 0 | 0 | 0 | 0 | 1 | 0 | 0 | 0 | 0 | 0 | 0 | 0 | 0 | 0 | 0 | 0 | 0 | 0 | 0 | 2747.5494
2025-09-02 | 5070.074 | 0.35 | 3.65 | 0 | 0 | 0 | 0 | 0 | 0 | 0 | 0 | 0 | 0 | 0 | 1 | 0 | 0 | 0 | 0 | 0 | 0 | 0 | 0 | 0 | 0 | 0 | 0 | 0 | 2956.6416
2025-09-02 | 5202.037 | 0.12 | 4.48 | 0 | 0 | 0 | 0 | 0 | 0 | 0 | 0 | 0 | 0 | 0 | 0 | 1 | 0 | 0 | 0 | 0 | 0 | 0 | 0 | 0 | 0 | 0 | 0 | 0 | 3030.7906
2025-09-02 | 5330.846 | 0.04 | 5 | 0 | 0 | 0 | 0 | 0 | 0 | 0 | 0 | 0 | 0 | 0 | 0 | 0 | 1 | 0 | 0 | 0 | 0 | 0 | 0 | 0 | 0 | 0 | 0 | 0 | 3055.5641
2025-09-02 | 5484.591 | 0 | 5.38 | 0 | 0 | 0 | 0 | 0 | 0 | 0 | 0 | 0 | 0 | 0 | 0 | 0 | 0 | 1 | 0 | 0 | 0 | 0 | 0 | 0 | 0 | 0 | 0 | 0 | 3065.823
2025-09-02 | 5383.159 | 0 | 5.6 | 0 | 0 | 0 | 0 | 0 | 0 | 0 | 0 | 0 | 0 | 0 | 0 | 0 | 0 | 0 | 1 | 0 | 0 | 0 | 0 | 0 | 0 | 0 | 0 | 0 | 3030.2648
2025-09-02 | 5121.666 | 0 | 5.43 | 0 | 0 | 0 | 0 | 0 | 0 | 0 | 0 | 0 | 0 | 0 | 0 | 0 | 0 | 0 | 0 | 1 | 0 | 0 | 0 | 0 | 0 | 0 | 0 | 0 | 2896.5236
2025-09-02 | 4558.017 | 0.06 | 5.36 | 0 | 0 | 0 | 0 | 0 | 0 | 0 | 0 | 0 | 0 | 0 | 0 | 0 | 0 | 0 | 0 | 0 | 1 | 0 | 0 | 0 | 0 | 0 | 0 | 0 | 2728.0009
2025-09-02 | 3994.596 | 0.08 | 4.81 | 0 | 0 | 0 | 0 | 0 | 0 | 0 | 0 | 0 | 0 | 0 | 0 | 0 | 0 | 0 | 0 | 0 | 0 | 1 | 0 | 0 | 0 | 0 | 0 | 0 | 2550.6843
2025-09-02 | 3715.025 | 0.21 | 4.04 | 0 | 0 | 0 | 0 | 0 | 0 | 0 | 0 | 0 | 0 | 0 | 0 | 0 | 0 | 0 | 0 | 0 | 0 | 0 | 1 | 0 | 0 | 0 | 0 | 0 | 2422.6996
2025-09-02 | 3575.132 | 0.4 | 3.08 | 0 | 0 | 0 | 0 | 0 | 0 | 0 | 0 | 0 | 0 | 0 | 0 | 0 | 0 | 0 | 0 | 0 | 0 | 0 | 0 | 1 | 0 | 0 | 0 | 0 | 2280.5342
2025-09-02 | 3138.208 | 0.59 | 2.37 | 0 | 0 | 0 | 0 | 0 | 0 | 0 | 0 | 0 | 0 | 0 | 0 | 0 | 0 | 0 | 0 | 0 | 0 | 0 | 0 | 0 | 1 | 0 | 0 | 0 | 2122.1327
2025-09-02 | 2836.739 | 0.83 | 1.92 | 0 | 0 | 0 | 0 | 0 | 0 | 0 | 0 | 0 | 0 | 0 | 0 | 0 | 0 | 0 | 0 | 0 | 0 | 0 | 0 | 0 | 0 | 1 | 0 | 0 | 1963.675
2025-09-02 | 2546.017 | 1.13 | 1.55 | 0 | 0 | 0 | 0 | 0 | 0 | 0 | 0 | 0 | 0 | 0 | 0 | 0 | 0 | 0 | 0 | 0 | 0 | 0 | 0 | 0 | 0 | 0 | 1 | 0 | 1831.3307
2025-09-02 | 2419.698 | 1.4 | 1.25 | 0 | 0 | 0 | 0 | 0 | 0 | 0 | 0 | 0 | 0 | 0 | 0 | 0 | 0 | 0 | 0 | 0 | 0 | 0 | 0 | 0 | 0 | 0 | 0 | 1 | 1734.5365
2025-09-03 | 2346.068 | 1.54 | 1.18 | 0 | 1 | 0 | 0 | 0 | 0 | 0 | 0 | 0 | 0 | 0 | 0 | 0 | 0 | 0 | 0 | 0 | 0 | 0 | 0 | 0 | 0 | 0 | 0 | 0 | 1697.3943
2025-09-03 | 2284.789 | 1.99 | 1.06 | 0 | 0 | 1 | 0 | 0 | 0 | 0 | 0 | 0 | 0 | 0 | 0 | 0 | 0 | 0 | 0 | 0 | 0 | 0 | 0 | 0 | 0 | 0 | 0 | 0 | 1676.0842
2025-09-03 | 2294.102 | 2.36 | 0.8 | 0 | 0 | 0 | 1 | 0 | 0 | 0 | 0 | 0 | 0 | 0 | 0 | 0 | 0 | 0 | 0 | 0 | 0 | 0 | 0 | 0 | 0 | 0 | 0 | 0 | 1656.4331
2025-09-03 | 2322.363 | 2.92 | 0.74 | 0 | 0 | 0 | 0 | 1 | 0 | 0 | 0 | 0 | 0 | 0 | 0 | 0 | 0 | 0 | 0 | 0 | 0 | 0 | 0 | 0 | 0 | 0 | 0 | 0 | 1690.7317
2025-09-03 | 2400.953 | 2.92 | 0.62 | 0 | 0 | 0 | 0 | 0 | 1 | 0 | 0 | 0 | 0 | 0 | 0 | 0 | 0 | 0 | 0 | 0 | 0 | 0 | 0 | 0 | 0 | 0 | 0 | 0 | 1722.2835
2025-09-03 | 2560.532 | 3.04 | 0.6 | 0 | 0 | 0 | 0 | 0 | 0 | 1 | 0 | 0 | 0 | 0 | 0 | 0 | 0 | 0 | 0 | 0 | 0 | 0 | 0 | 0 | 0 | 0 | 0 | 0 | 1828.412
2025-09-03 | 2991.335 | 2.91 | 0.7 | 0 | 0 | 0 | 0 | 0 | 0 | 0 | 1 | 0 | 0 | 0 | 0 | 0 | 0 | 0 | 0 | 0 | 0 | 0 | 0 | 0 | 0 | 0 | 0 | 0 | 2033.7429
2025-09-03 | 3666.236 | 2.05 | 1 | 0 | 0 | 0 | 0 | 0 | 0 | 0 | 0 | 1 | 0 | 0 | 0 | 0 | 0 | 0 | 0 | 0 | 0 | 0 | 0 | 0 | 0 | 0 | 0 | 0 | 2250.3877
2025-09-03 | 4416.24 | 0.74 | 1.61 | 0 | 0 | 0 | 0 | 0 | 0 | 0 | 0 | 0 | 1 | 0 | 0 | 0 | 0 | 0 | 0 | 0 | 0 | 0 | 0 | 0 | 0 | 0 | 0 | 0 | 2498.5579
2025-09-03 | 4904.791 | 0.19 | 3.29 | 0 | 0 | 0 | 0 | 0 | 0 | 0 | 0 | 0 | 0 | 1 | 0 | 0 | 0 | 0 | 0 | 0 | 0 | 0 | 0 | 0 | 0 | 0 | 0 | 0 | 2817.0398
2025-09-03 | 5184.935 | 0 | 4.41 | 0 | 0 | 0 | 0 | 0 | 0 | 0 | 0 | 0 | 0 | 0 | 1 | 0 | 0 | 0 | 0 | 0 | 0 | 0 | 0 | 0 | 0 | 0 | 0 | 0 | 3016.8162
2025-09-03 | 5262.829 | 0 | 5.47 | 0 | 0 | 0 | 0 | 0 | 0 | 0 | 0 | 0 | 0 | 0 | 0 | 1 | 0 | 0 | 0 | 0 | 0 | 0 | 0 | 0 | 0 | 0 | 0 | 0 | 3120.4697
2025-09-03 | 5378.401 | 0 | 6.35 | 0 | 0 | 0 | 0 | 0 | 0 | 0 | 0 | 0 | 0 | 0 | 0 | 0 | 1 | 0 | 0 | 0 | 0 | 0 | 0 | 0 | 0 | 0 | 0 | 0 | 3182.0105
2025-09-03 | 5431.824 | 0.09 | 6.66 | 0 | 0 | 0 | 0 | 0 | 0 | 0 | 0 | 0 | 0 | 0 | 0 | 0 | 0 | 1 | 0 | 0 | 0 | 0 | 0 | 0 | 0 | 0 | 0 | 0 | 3190.0138
2025-09-03 | 5365.423 | 0 | 7.21 | 0 | 0 | 0 | 0 | 0 | 0 | 0 | 0 | 0 | 0 | 0 | 0 | 0 | 0 | 0 | 1 | 0 | 0 | 0 | 0 | 0 | 0 | 0 | 0 | 0 | 3182.6676
2025-09-03 | 5076.385 | 0 | 6.92 | 0 | 0 | 0 | 0 | 0 | 0 | 0 | 0 | 0 | 0 | 0 | 0 | 0 | 0 | 0 | 0 | 1 | 0 | 0 | 0 | 0 | 0 | 0 | 0 | 0 | 3037.5672
2025-09-03 | 4495.71 | 0 | 6.78 | 0 | 0 | 0 | 0 | 0 | 0 | 0 | 0 | 0 | 0 | 0 | 0 | 0 | 0 | 0 | 0 | 0 | 1 | 0 | 0 | 0 | 0 | 0 | 0 | 0 | 2860.4011
2025-09-03 | 4105.123 | 0 | 6.53 | 0 | 0 | 0 | 0 | 0 | 0 | 0 | 0 | 0 | 0 | 0 | 0 | 0 | 0 | 0 | 0 | 0 | 0 | 1 | 0 | 0 | 0 | 0 | 0 | 0 | 2710.8101
2025-09-03 | 3867.312 | 0 | 5.81 | 0 | 0 | 0 | 0 | 0 | 0 | 0 | 0 | 0 | 0 | 0 | 0 | 0 | 0 | 0 | 0 | 0 | 0 | 0 | 1 | 0 | 0 | 0 | 0 | 0 | 2583.1878
2025-09-03 | 3725.612 | 0.07 | 4.56 | 0 | 0 | 0 | 0 | 0 | 0 | 0 | 0 | 0 | 0 | 0 | 0 | 0 | 0 | 0 | 0 | 0 | 0 | 0 | 0 | 1 | 0 | 0 | 0 | 0 | 2409.5366
2025-09-03 | 3363.87 | 0.17 | 3.65 | 0 | 0 | 0 | 0 | 0 | 0 | 0 | 0 | 0 | 0 | 0 | 0 | 0 | 0 | 0 | 0 | 0 | 0 | 0 | 0 | 0 | 1 | 0 | 0 | 0 | 2229.1771
2025-09-03 | 2966.289 | 0.36 | 3.02 | 0 | 0 | 0 | 0 | 0 | 0 | 0 | 0 | 0 | 0 | 0 | 0 | 0 | 0 | 0 | 0 | 0 | 0 | 0 | 0 | 0 | 0 | 1 | 0 | 0 | 2051.9997
2025-09-03 | 2644.92 | 0.54 | 2.68 | 0 | 0 | 0 | 0 | 0 | 0 | 0 | 0 | 0 | 0 | 0 | 0 | 0 | 0 | 0 | 0 | 0 | 0 | 0 | 0 | 0 | 0 | 0 | 1 | 0 | 1918.4607
2025-09-03 | 2533.634 | 0.7 | 2.17 | 0 | 0 | 0 | 0 | 0 | 0 | 0 | 0 | 0 | 0 | 0 | 0 | 0 | 0 | 0 | 0 | 0 | 0 | 0 | 0 | 0 | 0 | 0 | 0 | 1 | 1798.0896
2025-09-04 | 2490.011 | 0.94 | 1.84 | 0 | 1 | 0 | 0 | 0 | 0 | 0 | 0 | 0 | 0 | 0 | 0 | 0 | 0 | 0 | 0 | 0 | 0 | 0 | 0 | 0 | 0 | 0 | 0 | 0 | 1739.6978
2025-09-04 | 2394.308 | 1.3 | 1.47 | 0 | 0 | 1 | 0 | 0 | 0 | 0 | 0 | 0 | 0 | 0 | 0 | 0 | 0 | 0 | 0 | 0 | 0 | 0 | 0 | 0 | 0 | 0 | 0 | 0 | 1691.6968
2025-09-04 | 2388.406 | 1.55 | 1.39 | 0 | 0 | 0 | 1 | 0 | 0 | 0 | 0 | 0 | 0 | 0 | 0 | 0 | 0 | 0 | 0 | 0 | 0 | 0 | 0 | 0 | 0 | 0 | 0 | 0 | 1685.0501
2025-09-04 | 2420.21 | 1.98 | 1.25 | 0 | 0 | 0 | 0 | 1 | 0 | 0 | 0 | 0 | 0 | 0 | 0 | 0 | 0 | 0 | 0 | 0 | 0 | 0 | 0 | 0 | 0 | 0 | 0 | 0 | 1707.4053
2025-09-04 | 2507.174 | 2.03 | 1.2 | 0 | 0 | 0 | 0 | 0 | 1 | 0 | 0 | 0 | 0 | 0 | 0 | 0 | 0 | 0 | 0 | 0 | 0 | 0 | 0 | 0 | 0 | 0 | 0 | 0 | 1747.2643
2025-09-04 | 2719.926 | 2.05 | 0.81 | 0 | 0 | 0 | 0 | 0 | 0 | 1 | 0 | 0 | 0 | 0 | 0 | 0 | 0 | 0 | 0 | 0 | 0 | 0 | 0 | 0 | 0 | 0 | 0 | 0 | 1815.0065
2025-09-04 | 3215.666 | 2.09 | 0.6 | 0 | 0 | 0 | 0 | 0 | 0 | 0 | 1 | 0 | 0 | 0 | 0 | 0 | 0 | 0 | 0 | 0 | 0 | 0 | 0 | 0 | 0 | 0 | 0 | 0 | 1996.7082
2025-09-04 | 3848.4 | 1.69 | 0.82 | 0 | 0 | 0 | 0 | 0 | 0 | 0 | 0 | 1 | 0 | 0 | 0 | 0 | 0 | 0 | 0 | 0 | 0 | 0 | 0 | 0 | 0 | 0 | 0 | 0 | 2221.2455
2025-09-04 | 4359.364 | 0.9 | 1.2 | 0 | 0 | 0 | 0 | 0 | 0 | 0 | 0 | 0 | 1 | 0 | 0 | 0 | 0 | 0 | 0 | 0 | 0 | 0 | 0 | 0 | 0 | 0 | 0 | 0 | 2465.1264
2025-09-04 | 4590.54 | 0.72 | 2.39 | 0 | 0 | 0 | 0 | 0 | 0 | 0 | 0 | 0 | 0 | 1 | 0 | 0 | 0 | 0 | 0 | 0 | 0 | 0 | 0 | 0 | 0 | 0 | 0 | 0 | 2749.6645
2025-09-04 | 4674.099 | 0.62 | 3.37 | 0 | 0 | 0 | 0 | 0 | 0 | 0 | 0 | 0 | 0 | 0 | 1 | 0 | 0 | 0 | 0 | 0 | 0 | 0 | 0 | 0 | 0 | 0 | 0 | 0 | 2939.2143
2025-09-04 | 4630.664 | 0.52 | 4.21 | 0 | 0 | 0 | 0 | 0 | 0 | 0 | 0 | 0 | 0 | 0 | 0 | 1 | 0 | 0 | 0 | 0 | 0 | 0 | 0 | 0 | 0 | 0 | 0 | 0 | 3018.6804
2025-09-04 | 4635.459 | 0.31 | 4.79 | 0 | 0 | 0 | 0 | 0 | 0 | 0 | 0 | 0 | 0 | 0 | 0 | 0 | 1 | 0 | 0 | 0 | 0 | 0 | 0 | 0 | 0 | 0 | 0 | 0 | 3044.7629
2025-09-04 | 4603.702 | 0.17 | 5.25 | 0 | 0 | 0 | 0 | 0 | 0 | 0 | 0 | 0 | 0 | 0 | 0 | 0 | 0 | 1 | 0 | 0 | 0 | 0 | 0 | 0 | 0 | 0 | 0 | 0 | 3059.2327
2025-09-04 | 4571.214 | 0.17 | 5.54 | 0 | 0 | 0 | 0 | 0 | 0 | 0 | 0 | 0 | 0 | 0 | 0 | 0 | 0 | 0 | 1 | 0 | 0 | 0 | 0 | 0 | 0 | 0 | 0 | 0 | 3030.3006
2025-09-04 | 4452.647 | 0.17 | 5.77 | 0 | 0 | 0 | 0 | 0 | 0 | 0 | 0 | 0 | 0 | 0 | 0 | 0 | 0 | 0 | 0 | 1 | 0 | 0 | 0 | 0 | 0 | 0 | 0 | 0 | 2934.4235
2025-09-04 | 3993.468 | 0.16 | 5.46 | 0 | 0 | 0 | 0 | 0 | 0 | 0 | 0 | 0 | 0 | 0 | 0 | 0 | 0 | 0 | 0 | 0 | 1 | 0 | 0 | 0 | 0 | 0 | 0 | 0 | 2740.829
2025-09-04 | 3581.729 | 0.17 | 4.92 | 0 | 0 | 0 | 0 | 0 | 0 | 0 | 0 | 0 | 0 | 0 | 0 | 0 | 0 | 0 | 0 | 0 | 0 | 1 | 0 | 0 | 0 | 0 | 0 | 0 | 2564.1228
2025-09-04 | 3320.521 | 0.21 | 3.95 | 0 | 0 | 0 | 0 | 0 | 0 | 0 | 0 | 0 | 0 | 0 | 0 | 0 | 0 | 0 | 0 | 0 | 0 | 0 | 1 | 0 | 0 | 0 | 0 | 0 | 2414.1802
2025-09-04 | 3202.819 | 0.51 | 2.65 | 0 | 0 | 0 | 0 | 0 | 0 | 0 | 0 | 0 | 0 | 0 | 0 | 0 | 0 | 0 | 0 | 0 | 0 | 0 | 0 | 1 | 0 | 0 | 0 | 0 | 2243.5286
2025-09-04 | 2889.06 | 0.9 | 2.22 | 0 | 0 | 0 | 0 | 0 | 0 | 0 | 0 | 0 | 0 | 0 | 0 | 0 | 0 | 0 | 0 | 0 | 0 | 0 | 0 | 0 | 1 | 0 | 0 | 0 | 2118.3559
2025-09-04 | 2621.458 | 1.12 | 2.19 | 0 | 0 | 0 | 0 | 0 | 0 | 0 | 0 | 0 | 0 | 0 | 0 | 0 | 0 | 0 | 0 | 0 | 0 | 0 | 0 | 0 | 0 | 1 | 0 | 0 | 1998.9832
2025-09-04 | 2398.827 | 1.2 | 1.83 | 0 | 0 | 0 | 0 | 0 | 0 | 0 | 0 | 0 | 0 | 0 | 0 | 0 | 0 | 0 | 0 | 0 | 0 | 0 | 0 | 0 | 0 | 0 | 1 | 0 | 1860.189
2025-09-04 | 2293.73 | 1.45 | 1.56 | 0 | 0 | 0 | 0 | 0 | 0 | 0 | 0 | 0 | 0 | 0 | 0 | 0 | 0 | 0 | 0 | 0 | 0 | 0 | 0 | 0 | 0 | 0 | 0 | 1 | 1765.5622
2025-09-05 | 2243.222 | 1.88 | 1.02 | 0 | 1 | 0 | 0 | 0 | 0 | 0 | 0 | 0 | 0 | 0 | 0 | 0 | 0 | 0 | 0 | 0 | 0 | 0 | 0 | 0 | 0 | 0 | 0 | 0 | 1693.6795
2025-09-05 | 2179.919 | 1.9 | 0.88 | 0 | 0 | 1 | 0 | 0 | 0 | 0 | 0 | 0 | 0 | 0 | 0 | 0 | 0 | 0 | 0 | 0 | 0 | 0 | 0 | 0 | 0 | 0 | 0 | 0 | 1656.0195
2025-09-05 | 2167.124 | 2.27 | 0.69 | 0 | 0 | 0 | 1 | 0 | 0 | 0 | 0 | 0 | 0 | 0 | 0 | 0 | 0 | 0 | 0 | 0 | 0 | 0 | 0 | 0 | 0 | 0 | 0 | 0 | 1642.9946
2025-09-05 | 2213.218 | 2.61 | 0.71 | 0 | 0 | 0 | 0 | 1 | 0 | 0 | 0 | 0 | 0 | 0 | 0 | 0 | 0 | 0 | 0 | 0 | 0 | 0 | 0 | 0 | 0 | 0 | 0 | 0 | 1677.4696
2025-09-05 | 2313.547 | 2.67 | 0.78 | 0 | 0 | 0 | 0 | 0 | 1 | 0 | 0 | 0 | 0 | 0 | 0 | 0 | 0 | 0 | 0 | 0 | 0 | 0 | 0 | 0 | 0 | 0 | 0 | 0 | 1729.0241
2025-09-05 | 2468.911 | 2.68 | 0.78 | 0 | 0 | 0 | 0 | 0 | 0 | 1 | 0 | 0 | 0 | 0 | 0 | 0 | 0 | 0 | 0 | 0 | 0 | 0 | 0 | 0 | 0 | 0 | 0 | 0 | 1833.3475
2025-09-05 | 2876.251 | 2.57 | 0.84 | 0 | 0 | 0 | 0 | 0 | 0 | 0 | 1 | 0 | 0 | 0 | 0 | 0 | 0 | 0 | 0 | 0 | 0 | 0 | 0 | 0 | 0 | 0 | 0 | 0 | 2035.5644
2025-09-05 | 3527.448 | 1.72 | 1.2 | 0 | 0 | 0 | 0 | 0 | 0 | 0 | 0 | 1 | 0 | 0 | 0 | 0 | 0 | 0 | 0 | 0 | 0 | 0 | 0 | 0 | 0 | 0 | 0 | 0 | 2258.225
2025-09-05 | 4022.929 | 0.87 | 2.09 | 0 | 0 | 0 | 0 | 0 | 0 | 0 | 0 | 0 | 1 | 0 | 0 | 0 | 0 | 0 | 0 | 0 | 0 | 0 | 0 | 0 | 0 | 0 | 0 | 0 | 2548.3654
2025-09-05 | 4538.746 | 0.34 | 3.41 | 0 | 0 | 0 | 0 | 0 | 0 | 0 | 0 | 0 | 0 | 1 | 0 | 0 | 0 | 0 | 0 | 0 | 0 | 0 | 0 | 0 | 0 | 0 | 0 | 0 | 2833.4421
2025-09-05 | 4752.262 | 0.14 | 4.52 | 0 | 0 | 0 | 0 | 0 | 0 | 0 | 0 | 0 | 0 | 0 | 1 | 0 | 0 | 0 | 0 | 0 | 0 | 0 | 0 | 0 | 0 | 0 | 0 | 0 | 3031.9357
2025-09-05 | 4808.582 | 0 | 5.21 | 0 | 0 | 0 | 0 | 0 | 0 | 0 | 0 | 0 | 0 | 0 | 0 | 1 | 0 | 0 | 0 | 0 | 0 | 0 | 0 | 0 | 0 | 0 | 0 | 0 | 3095.858
2025-09-05 | 4958.818 | 0 | 5.67 | 0 | 0 | 0 | 0 | 0 | 0 | 0 | 0 | 0 | 0 | 0 | 0 | 0 | 1 | 0 | 0 | 0 | 0 | 0 | 0 | 0 | 0 | 0 | 0 | 0 | 3117.6416
2025-09-05 | 4912.839 | 0.27 | 5.94 | 0 | 0 | 0 | 0 | 0 | 0 | 0 | 0 | 0 | 0 | 0 | 0 | 0 | 0 | 1 | 0 | 0 | 0 | 0 | 0 | 0 | 0 | 0 | 0 | 0 | 3127.9102
2025-09-05 | 4754.676 | 0 | 6.53 | 0 | 0 | 0 | 0 | 0 | 0 | 0 | 0 | 0 | 0 | 0 | 0 | 0 | 0 | 0 | 1 | 0 | 0 | 0 | 0 | 0 | 0 | 0 | 0 | 0 | 3118.2987
2025-09-05 | 4557.016 | 0 | 6.79 | 0 | 0 | 0 | 0 | 0 | 0 | 0 | 0 | 0 | 0 | 0 | 0 | 0 | 0 | 0 | 0 | 1 | 0 | 0 | 0 | 0 | 0 | 0 | 0 | 0 | 3025.2614
2025-09-05 | 4151.819 | 0 | 6.5 | 0 | 0 | 0 | 0 | 0 | 0 | 0 | 0 | 0 | 0 | 0 | 0 | 0 | 0 | 0 | 0 | 0 | 1 | 0 | 0 | 0 | 0 | 0 | 0 | 0 | 2833.8963
2025-09-05 | 3745.519 | 0 | 5.74 | 0 | 0 | 0 | 0 | 0 | 0 | 0 | 0 | 0 | 0 | 0 | 0 | 0 | 0 | 0 | 0 | 0 | 0 | 1 | 0 | 0 | 0 | 0 | 0 | 0 | 2636.0286
2025-09-05 | 3523.162 | 0 | 4.8 | 0 | 0 | 0 | 0 | 0 | 0 | 0 | 0 | 0 | 0 | 0 | 0 | 0 | 0 | 0 | 0 | 0 | 0 | 0 | 1 | 0 | 0 | 0 | 0 | 0 | 2487.5811
2025-09-05 | 3382.181 | 0.25 | 3.59 | 0 | 0 | 0 | 0 | 0 | 0 | 0 | 0 | 0 | 0 | 0 | 0 | 0 | 0 | 0 | 0 | 0 | 0 | 0 | 0 | 1 | 0 | 0 | 0 | 0 | 2323.7679
2025-09-05 | 3049.57 | 0.52 | 3.12 | 0 | 0 | 0 | 0 | 0 | 0 | 0 | 0 | 0 | 0 | 0 | 0 | 0 | 0 | 0 | 0 | 0 | 0 | 0 | 0 | 0 | 1 | 0 | 0 | 0 | 2190.7744
2025-09-05 | 2753.884 | 0.85 | 2.85 | 0 | 0 | 0 | 0 | 0 | 0 | 0 | 0 | 0 | 0 | 0 | 0 | 0 | 0 | 0 | 0 | 0 | 0 | 0 | 0 | 0 | 0 | 1 | 0 | 0 | 2052.3814
2025-09-05 | 2495.011 | 1.08 | 2.4 | 0 | 0 | 0 | 0 | 0 | 0 | 0 | 0 | 0 | 0 | 0 | 0 | 0 | 0 | 0 | 0 | 0 | 0 | 0 | 0 | 0 | 0 | 0 | 1 | 0 | 1910.1109
2025-09-05 | 2366.902 | 1.48 | 1.95 | 0 | 0 | 0 | 0 | 0 | 0 | 0 | 0 | 0 | 0 | 0 | 0 | 0 | 0 | 0 | 0 | 0 | 0 | 0 | 0 | 0 | 0 | 0 | 0 | 1 | 1803.4882
2025-09-06 | 2264.516 | 1.67 | 1.61 | 1 | 1 | 0 | 0 | 0 | 0 | 0 | 0 | 0 | 0 | 0 | 0 | 0 | 0 | 0 | 0 | 0 | 0 | 0 | 0 | 0 | 0 | 0 | 0 | 0 | 1477.3157
2025-09-06 | 2243.88 | 2.17 | 1.48 | 1 | 0 | 1 | 0 | 0 | 0 | 0 | 0 | 0 | 0 | 0 | 0 | 0 | 0 | 0 | 0 | 0 | 0 | 0 | 0 | 0 | 0 | 0 | 0 | 0 | 1456.74
2025-09-06 | 2218.025 | 2.6 | 1.28 | 1 | 0 | 0 | 1 | 0 | 0 | 0 | 0 | 0 | 0 | 0 | 0 | 0 | 0 | 0 | 0 | 0 | 0 | 0 | 0 | 0 | 0 | 0 | 0 | 0 | 1444.7857
2025-09-06 | 2249.891 | 2.65 | 1.21 | 1 | 0 | 0 | 0 | 1 | 0 | 0 | 0 | 0 | 0 | 0 | 0 | 0 | 0 | 0 | 0 | 0 | 0 | 0 | 0 | 0 | 0 | 0 | 0 | 0 | 1460.9914
2025-09-06 | 2271.529 | 2.91 | 1.08 | 1 | 0 | 0 | 0 | 0 | 1 | 0 | 0 | 0 | 0 | 0 | 0 | 0 | 0 | 0 | 0 | 0 | 0 | 0 | 0 | 0 | 0 | 0 | 0 | 0 | 1500.3379
2025-09-06 | 2373.479 | 3 | 1.16 | 1 | 0 | 0 | 0 | 0 | 0 | 1 | 0 | 0 | 0 | 0 | 0 | 0 | 0 | 0 | 0 | 0 | 0 | 0 | 0 | 0 | 0 | 0 | 0 | 0 | 1614.9238
2025-09-06 | 2483.418 | 3.1 | 1.18 | 1 | 0 | 0 | 0 | 0 | 0 | 0 | 1 | 0 | 0 | 0 | 0 | 0 | 0 | 0 | 0 | 0 | 0 | 0 | 0 | 0 | 0 | 0 | 0 | 0 | 1820.4145
2025-09-06 | 2763.539 | 2.43 | 1.26 | 1 | 0 | 0 | 0 | 0 | 0 | 0 | 0 | 1 | 0 | 0 | 0 | 0 | 0 | 0 | 0 | 0 | 0 | 0 | 0 | 0 | 0 | 0 | 0 | 0 | 2022.622
2025-09-06 | 3152.473 | 1.28 | 1.69 | 1 | 0 | 0 | 0 | 0 | 0 | 0 | 0 | 0 | 1 | 0 | 0 | 0 | 0 | 0 | 0 | 0 | 0 | 0 | 0 | 0 | 0 | 0 | 0 | 0 | 2259.1326
2025-09-06 | 3508.128 | 0.48 | 2.24 | 1 | 0 | 0 | 0 | 0 | 0 | 0 | 0 | 0 | 0 | 1 | 0 | 0 | 0 | 0 | 0 | 0 | 0 | 0 | 0 | 0 | 0 | 0 | 0 | 0 | 2462.2435
2025-09-06 | 3590.024 | 0.19 | 3.33 | 1 | 0 | 0 | 0 | 0 | 0 | 0 | 0 | 0 | 0 | 0 | 1 | 0 | 0 | 0 | 0 | 0 | 0 | 0 | 0 | 0 | 0 | 0 | 0 | 0 | 2655.818
2025-09-06 | 3690.437 | 0 | 4.41 | 1 | 0 | 0 | 0 | 0 | 0 | 0 | 0 | 0 | 0 | 0 | 0 | 1 | 0 | 0 | 0 | 0 | 0 | 0 | 0 | 0 | 0 | 0 | 0 | 0 | 2754.9768
2025-09-06 | 3701.151 | 0 | 4.86 | 1 | 0 | 0 | 0 | 0 | 0 | 0 | 0 | 0 | 0 | 0 | 0 | 0 | 1 | 0 | 0 | 0 | 0 | 0 | 0 | 0 | 0 | 0 | 0 | 0 | 2775.8138
2025-09-06 | 3723.766 | 0 | 4.85 | 1 | 0 | 0 | 0 | 0 | 0 | 0 | 0 | 0 | 0 | 0 | 0 | 0 | 0 | 1 | 0 | 0 | 0 | 0 | 0 | 0 | 0 | 0 | 0 | 0 | 2750.5001
2025-09-06 | 3645.758 | 0.01 | 4.97 | 1 | 0 | 0 | 0 | 0 | 0 | 0 | 0 | 0 | 0 | 0 | 0 | 0 | 0 | 0 | 1 | 0 | 0 | 0 | 0 | 0 | 0 | 0 | 0 | 0 | 2705.812
2025-09-06 | 3544.748 | 0.07 | 5.15 | 1 | 0 | 0 | 0 | 0 | 0 | 0 | 0 | 0 | 0 | 0 | 0 | 0 | 0 | 0 | 0 | 1 | 0 | 0 | 0 | 0 | 0 | 0 | 0 | 0 | 2607.2191
2025-09-06 | 3403.644 | 0.07 | 4.87 | 1 | 0 | 0 | 0 | 0 | 0 | 0 | 0 | 0 | 0 | 0 | 0 | 0 | 0 | 0 | 0 | 0 | 1 | 0 | 0 | 0 | 0 | 0 | 0 | 0 | 2416.8006
2025-09-06 | 3213.067 | 0.16 | 4.09 | 1 | 0 | 0 | 0 | 0 | 0 | 0 | 0 | 0 | 0 | 0 | 0 | 0 | 0 | 0 | 0 | 0 | 0 | 1 | 0 | 0 | 0 | 0 | 0 | 0 | 2220.0655
2025-09-06 | 3136.433 | 0.36 | 3.11 | 1 | 0 | 0 | 0 | 0 | 0 | 0 | 0 | 0 | 0 | 0 | 0 | 0 | 0 | 0 | 0 | 0 | 0 | 0 | 1 | 0 | 0 | 0 | 0 | 0 | 2074.5556
2025-09-06 | 3054.984 | 0.57 | 2.07 | 1 | 0 | 0 | 0 | 0 | 0 | 0 | 0 | 0 | 0 | 0 | 0 | 0 | 0 | 0 | 0 | 0 | 0 | 0 | 0 | 1 | 0 | 0 | 0 | 0 | 1925.4899
2025-09-06 | 2865.052 | 0.91 | 1.64 | 1 | 0 | 0 | 0 | 0 | 0 | 0 | 0 | 0 | 0 | 0 | 0 | 0 | 0 | 0 | 0 | 0 | 0 | 0 | 0 | 0 | 1 | 0 | 0 | 0 | 1798.6362
2025-09-06 | 2610.627 | 1.24 | 1.48 | 1 | 0 | 0 | 0 | 0 | 0 | 0 | 0 | 0 | 0 | 0 | 0 | 0 | 0 | 0 | 0 | 0 | 0 | 0 | 0 | 0 | 0 | 1 | 0 | 0 | 1670.6558
2025-09-06 | 2434.424 | 1.67 | 1.3 | 1 | 0 | 0 | 0 | 0 | 0 | 0 | 0 | 0 | 0 | 0 | 0 | 0 | 0 | 0 | 0 | 0 | 0 | 0 | 0 | 0 | 0 | 0 | 1 | 0 | 1560.6676
2025-09-06 | 2294.172 | 2.06 | 1.19 | 1 | 0 | 0 | 0 | 0 | 0 | 0 | 0 | 0 | 0 | 0 | 0 | 0 | 0 | 0 | 0 | 0 | 0 | 0 | 0 | 0 | 0 | 0 | 0 | 1 | 1485.8932
2025-09-07 | 2234.171 | 2.24 | 1.2 | 1 | 1 | 0 | 0 | 0 | 0 | 0 | 0 | 0 | 0 | 0 | 0 | 0 | 0 | 0 | 0 | 0 | 0 | 0 | 0 | 0 | 0 | 0 | 0 | 0 | 1457.6686
2025-09-07 | 2192.198 | 2.5 | 0.97 | 1 | 0 | 1 | 0 | 0 | 0 | 0 | 0 | 0 | 0 | 0 | 0 | 0 | 0 | 0 | 0 | 0 | 0 | 0 | 0 | 0 | 0 | 0 | 0 | 0 | 1419.558
2025-09-07 | 2174.407 | 2.89 | 1.15 | 1 | 0 | 0 | 1 | 0 | 0 | 0 | 0 | 0 | 0 | 0 | 0 | 0 | 0 | 0 | 0 | 0 | 0 | 0 | 0 | 0 | 0 | 0 | 0 | 0 | 1442.2298
2025-09-07 | 2202.223 | 2.9 | 1.03 | 1 | 0 | 0 | 0 | 1 | 0 | 0 | 0 | 0 | 0 | 0 | 0 | 0 | 0 | 0 | 0 | 0 | 0 | 0 | 0 | 0 | 0 | 0 | 0 | 0 | 1452.3576
2025-09-07 | 2211.636 | 3.21 | 0.98 | 1 | 0 | 0 | 0 | 0 | 1 | 0 | 0 | 0 | 0 | 0 | 0 | 0 | 0 | 0 | 0 | 0 | 0 | 0 | 0 | 0 | 0 | 0 | 0 | 0 | 1500.958
2025-09-07 | 2254.516 | 3.43 | 0.99 | 1 | 0 | 0 | 0 | 0 | 0 | 1 | 0 | 0 | 0 | 0 | 0 | 0 | 0 | 0 | 0 | 0 | 0 | 0 | 0 | 0 | 0 | 0 | 0 | 0 | 1613.2883
2025-09-07 | 2299.881 | 3.19 | 0.98 | 1 | 0 | 0 | 0 | 0 | 0 | 0 | 1 | 0 | 0 | 0 | 0 | 0 | 0 | 0 | 0 | 0 | 0 | 0 | 0 | 0 | 0 | 0 | 0 | 0 | 1804.5083
2025-09-07 | 2474.32 | 2.44 | 1.18 | 1 | 0 | 0 | 0 | 0 | 0 | 0 | 0 | 1 | 0 | 0 | 0 | 0 | 0 | 0 | 0 | 0 | 0 | 0 | 0 | 0 | 0 | 0 | 0 | 0 | 2015.3853
2025-09-07 | 2754.816 | 1.67 | 1.53 | 1 | 0 | 0 | 0 | 0 | 0 | 0 | 0 | 0 | 1 | 0 | 0 | 0 | 0 | 0 | 0 | 0 | 0 | 0 | 0 | 0 | 0 | 0 | 0 | 0 | 2257.0989
2025-09-07 | 3085.441 | 1 | 2.41 | 1 | 0 | 0 | 0 | 0 | 0 | 0 | 0 | 0 | 0 | 1 | 0 | 0 | 0 | 0 | 0 | 0 | 0 | 0 | 0 | 0 | 0 | 0 | 0 | 0 | 2495.8183
2025-09-07 | 3295.594 | 0.61 | 3.11 | 1 | 0 | 0 | 0 | 0 | 0 | 0 | 0 | 0 | 0 | 0 | 1 | 0 | 0 | 0 | 0 | 0 | 0 | 0 | 0 | 0 | 0 | 0 | 0 | 0 | 2649.1133
2025-09-07 | 3372.517 | 0.5 | 3.84 | 1 | 0 | 0 | 0 | 0 | 0 | 0 | 0 | 0 | 0 | 0 | 0 | 1 | 0 | 0 | 0 | 0 | 0 | 0 | 0 | 0 | 0 | 0 | 0 | 0 | 2717.8307
2025-09-07 | 3358.052 | 0.35 | 4.68 | 1 | 0 | 0 | 0 | 0 | 0 | 0 | 0 | 0 | 0 | 0 | 0 | 0 | 1 | 0 | 0 | 0 | 0 | 0 | 0 | 0 | 0 | 0 | 0 | 0 | 2770.5421
2025-09-07 | 3370.168 | 0.53 | 5.04 | 1 | 0 | 0 | 0 | 0 | 0 | 0 | 0 | 0 | 0 | 0 | 0 | 0 | 0 | 1 | 0 | 0 | 0 | 0 | 0 | 0 | 0 | 0 | 0 | 0 | 2786.3043
2025-09-07 | 3368.834 | 0.8 | 4.58 | 1 | 0 | 0 | 0 | 0 | 0 | 0 | 0 | 0 | 0 | 0 | 0 | 0 | 0 | 0 | 1 | 0 | 0 | 0 | 0 | 0 | 0 | 0 | 0 | 0 | 2695.4546
2025-09-07 | 3282.088 | 0.69 | 5.33 | 1 | 0 | 0 | 0 | 0 | 0 | 0 | 0 | 0 | 0 | 0 | 0 | 0 | 0 | 0 | 0 | 1 | 0 | 0 | 0 | 0 | 0 | 0 | 0 | 0 | 2645.1025
2025-09-07 | 3132.873 | 0.76 | 4.73 | 1 | 0 | 0 | 0 | 0 | 0 | 0 | 0 | 0 | 0 | 0 | 0 | 0 | 0 | 0 | 0 | 0 | 1 | 0 | 0 | 0 | 0 | 0 | 0 | 0 | 2426.7462
2025-09-07 | 2969.513 | 0.81 | 4.52 | 1 | 0 | 0 | 0 | 0 | 0 | 0 | 0 | 0 | 0 | 0 | 0 | 0 | 0 | 0 | 0 | 0 | 0 | 1 | 0 | 0 | 0 | 0 | 0 | 0 | 2282.6226
2025-09-07 | 2894.026 | 1.09 | 3.05 | 1 | 0 | 0 | 0 | 0 | 0 | 0 | 0 | 0 | 0 | 0 | 0 | 0 | 0 | 0 | 0 | 0 | 0 | 0 | 1 | 0 | 0 | 0 | 0 | 0 | 2093.4189
2025-09-07 | 2913.41 | 1.49 | 1.78 | 1 | 0 | 0 | 0 | 0 | 0 | 0 | 0 | 0 | 0 | 0 | 0 | 0 | 0 | 0 | 0 | 0 | 0 | 0 | 0 | 1 | 0 | 0 | 0 | 0 | 1928.9691
2025-09-07 | 2734.387 | 1.75 | 1.29 | 1 | 0 | 0 | 0 | 0 | 0 | 0 | 0 | 0 | 0 | 0 | 0 | 0 | 0 | 0 | 0 | 0 | 0 | 0 | 0 | 0 | 1 | 0 | 0 | 0 | 1793.7462
2025-09-07 | 2491.734 | 2.16 | 0.98 | 1 | 0 | 0 | 0 | 0 | 0 | 0 | 0 | 0 | 0 | 0 | 0 | 0 | 0 | 0 | 0 | 0 | 0 | 0 | 0 | 0 | 0 | 1 | 0 | 0 | 1654.2564
2025-09-07 | 2293.528 | 2.47 | 0.51 | 1 | 0 | 0 | 0 | 0 | 0 | 0 | 0 | 0 | 0 | 0 | 0 | 0 | 0 | 0 | 0 | 0 | 0 | 0 | 0 | 0 | 0 | 0 | 1 | 0 | 1512.7823
2025-09-07 | 2204.703 | 3.01 | 0.57 | 1 | 0 | 0 | 0 | 0 | 0 | 0 | 0 | 0 | 0 | 0 | 0 | 0 | 0 | 0 | 0 | 0 | 0 | 0 | 0 | 0 | 0 | 0 | 0 | 1 | 1459.1432
2025-09-08 | 2170.84 | 3.35 | 0.52 | 0 | 1 | 0 | 0 | 0 | 0 | 0 | 0 | 0 | 0 | 0 | 0 | 0 | 0 | 0 | 0 | 0 | 0 | 0 | 0 | 0 | 0 | 0 | 0 | 0 | 1695.7713
2025-09-08 | 2157.957 | 3.7 | 0.51 | 0 | 0 | 1 | 0 | 0 | 0 | 0 | 0 | 0 | 0 | 0 | 0 | 0 | 0 | 0 | 0 | 0 | 0 | 0 | 0 | 0 | 0 | 0 | 0 | 0 | 1681.5118
2025-09-08 | 2159.638 | 3.77 | 0.5 | 0 | 0 | 0 | 1 | 0 | 0 | 0 | 0 | 0 | 0 | 0 | 0 | 0 | 0 | 0 | 0 | 0 | 0 | 0 | 0 | 0 | 0 | 0 | 0 | 0 | 1675.4397
2025-09-08 | 2192.995 | 4.1 | 0.48 | 0 | 0 | 0 | 0 | 1 | 0 | 0 | 0 | 0 | 0 | 0 | 0 | 0 | 0 | 0 | 0 | 0 | 0 | 0 | 0 | 0 | 0 | 0 | 0 | 0 | 1705.792
2025-09-08 | 2267.637 | 4.31 | 0.48 | 0 | 0 | 0 | 0 | 0 | 1 | 0 | 0 | 0 | 0 | 0 | 0 | 0 | 0 | 0 | 0 | 0 | 0 | 0 | 0 | 0 | 0 | 0 | 0 | 0 | 1755.7634
2025-09-08 | 2414.997 | 4.63 | 0.49 | 0 | 0 | 0 | 0 | 0 | 0 | 1 | 0 | 0 | 0 | 0 | 0 | 0 | 0 | 0 | 0 | 0 | 0 | 0 | 0 | 0 | 0 | 0 | 0 | 0 | 1871.4557
2025-09-08 | 2835.513 | 4.63 | 0.51 | 0 | 0 | 0 | 0 | 0 | 0 | 0 | 1 | 0 | 0 | 0 | 0 | 0 | 0 | 0 | 0 | 0 | 0 | 0 | 0 | 0 | 0 | 0 | 0 | 0 | 2073.5844
2025-09-08 | 3402.968 | 4.02 | 0.55 | 0 | 0 | 0 | 0 | 0 | 0 | 0 | 0 | 1 | 0 | 0 | 0 | 0 | 0 | 0 | 0 | 0 | 0 | 0 | 0 | 0 | 0 | 0 | 0 | 0 | 2274.0226
2025-09-08 | 3870.142 | 3 | 0.99 | 0 | 0 | 0 | 0 | 0 | 0 | 0 | 0 | 0 | 1 | 0 | 0 | 0 | 0 | 0 | 0 | 0 | 0 | 0 | 0 | 0 | 0 | 0 | 0 | 0 | 2515.8505
2025-09-08 | 4157.928 | 2.24 | 1.33 | 0 | 0 | 0 | 0 | 0 | 0 | 0 | 0 | 0 | 0 | 1 | 0 | 0 | 0 | 0 | 0 | 0 | 0 | 0 | 0 | 0 | 0 | 0 | 0 | 0 | 2700.4276
2025-09-08 | 4356.446 | 1.58 | 1.8 | 0 | 0 | 0 | 0 | 0 | 0 | 0 | 0 | 0 | 0 | 0 | 1 | 0 | 0 | 0 | 0 | 0 | 0 | 0 | 0 | 0 | 0 | 0 | 0 | 0 | 2822.8733
2025-09-08 | 4369.077 | 1.09 | 2.32 | 0 | 0 | 0 | 0 | 0 | 0 | 0 | 0 | 0 | 0 | 0 | 0 | 1 | 0 | 0 | 0 | 0 | 0 | 0 | 0 | 0 | 0 | 0 | 0 | 0 | 2858.9363
2025-09-08 | 4446.265 | 0.98 | 2.64 | 0 | 0 | 0 | 0 | 0 | 0 | 0 | 0 | 0 | 0 | 0 | 0 | 0 | 1 | 0 | 0 | 0 | 0 | 0 | 0 | 0 | 0 | 0 | 0 | 0 | 2863.7692
2025-09-08 | 4506.217 | 0.61 | 2.7 | 0 | 0 | 0 | 0 | 0 | 0 | 0 | 0 | 0 | 0 | 0 | 0 | 0 | 0 | 1 | 0 | 0 | 0 | 0 | 0 | 0 | 0 | 0 | 0 | 0 | 2832.6422
2025-09-08 | 4424.953 | 0.54 | 2.81 | 0 | 0 | 0 | 0 | 0 | 0 | 0 | 0 | 0 | 0 | 0 | 0 | 0 | 0 | 0 | 1 | 0 | 0 | 0 | 0 | 0 | 0 | 0 | 0 | 0 | 2784.3179
2025-09-08 | 4237.308 | 0.38 | 2.78 | 0 | 0 | 0 | 0 | 0 | 0 | 0 | 0 | 0 | 0 | 0 | 0 | 0 | 0 | 0 | 0 | 1 | 0 | 0 | 0 | 0 | 0 | 0 | 0 | 0 | 2658.4499
2025-09-08 | 3806.672 | 0.48 | 2.73 | 0 | 0 | 0 | 0 | 0 | 0 | 0 | 0 | 0 | 0 | 0 | 0 | 0 | 0 | 0 | 0 | 0 | 1 | 0 | 0 | 0 | 0 | 0 | 0 | 0 | 2493.1652
2025-09-08 | 3368.49 | 0.95 | 2.29 | 0 | 0 | 0 | 0 | 0 | 0 | 0 | 0 | 0 | 0 | 0 | 0 | 0 | 0 | 0 | 0 | 0 | 0 | 1 | 0 | 0 | 0 | 0 | 0 | 0 | 2341.3904
2025-09-08 | 3211.254 | 1.37 | 1.9 | 0 | 0 | 0 | 0 | 0 | 0 | 0 | 0 | 0 | 0 | 0 | 0 | 0 | 0 | 0 | 0 | 0 | 0 | 0 | 1 | 0 | 0 | 0 | 0 | 0 | 2259.1265
2025-09-08 | 3075.024 | 2.32 | 1.47 | 0 | 0 | 0 | 0 | 0 | 0 | 0 | 0 | 0 | 0 | 0 | 0 | 0 | 0 | 0 | 0 | 0 | 0 | 0 | 0 | 1 | 0 | 0 | 0 | 0 | 2192.6824
2025-09-08 | 2807.236 | 2.7 | 1.28 | 0 | 0 | 0 | 0 | 0 | 0 | 0 | 0 | 0 | 0 | 0 | 0 | 0 | 0 | 0 | 0 | 0 | 0 | 0 | 0 | 0 | 1 | 0 | 0 | 0 | 2089.892
2025-09-08 | 2527.616 | 2.9 | 1.08 | 0 | 0 | 0 | 0 | 0 | 0 | 0 | 0 | 0 | 0 | 0 | 0 | 0 | 0 | 0 | 0 | 0 | 0 | 0 | 0 | 0 | 0 | 1 | 0 | 0 | 1953.7546
2025-09-08 | 2330.229 | 3.01 | 0.89 | 0 | 0 | 0 | 0 | 0 | 0 | 0 | 0 | 0 | 0 | 0 | 0 | 0 | 0 | 0 | 0 | 0 | 0 | 0 | 0 | 0 | 0 | 0 | 1 | 0 | 1832.0612
2025-09-08 | 2239.874 | 3.25 | 0.56 | 0 | 0 | 0 | 0 | 0 | 0 | 0 | 0 | 0 | 0 | 0 | 0 | 0 | 0 | 0 | 0 | 0 | 0 | 0 | 0 | 0 | 0 | 0 | 0 | 1 | 1731.4186
2025-09-09 | 2212.922 | 3.69 | 0.47 | 0 | 1 | 0 | 0 | 0 | 0 | 0 | 0 | 0 | 0 | 0 | 0 | 0 | 0 | 0 | 0 | 0 | 0 | 0 | 0 | 0 | 0 | 0 | 0 | 0 | 1702.4692
2025-09-09 | 2197.973 | 4.06 | 0.4 | 0 | 0 | 1 | 0 | 0 | 0 | 0 | 0 | 0 | 0 | 0 | 0 | 0 | 0 | 0 | 0 | 0 | 0 | 0 | 0 | 0 | 0 | 0 | 0 | 0 | 1683.2025
2025-09-09 | 2192.474 | 4.33 | 0.37 | 0 | 0 | 0 | 1 | 0 | 0 | 0 | 0 | 0 | 0 | 0 | 0 | 0 | 0 | 0 | 0 | 0 | 0 | 0 | 0 | 0 | 0 | 0 | 0 | 0 | 1681.9612
2025-09-09 | 2233.459 | 4.43 | 0.28 | 0 | 0 | 0 | 0 | 1 | 0 | 0 | 0 | 0 | 0 | 0 | 0 | 0 | 0 | 0 | 0 | 0 | 0 | 0 | 0 | 0 | 0 | 0 | 0 | 0 | 1697.9547
2025-09-09 | 2299.363 | 4.89 | 0.24 | 0 | 0 | 0 | 0 | 0 | 1 | 0 | 0 | 0 | 0 | 0 | 0 | 0 | 0 | 0 | 0 | 0 | 0 | 0 | 0 | 0 | 0 | 0 | 0 | 0 | 1752.5447
2025-09-09 | 2503.523 | 4.93 | 0.18 | 0 | 0 | 0 | 0 | 0 | 0 | 1 | 0 | 0 | 0 | 0 | 0 | 0 | 0 | 0 | 0 | 0 | 0 | 0 | 0 | 0 | 0 | 0 | 0 | 0 | 1852.1971
2025-09-09 | 2912.242 | 4.96 | 0.3 | 0 | 0 | 0 | 0 | 0 | 0 | 0 | 1 | 0 | 0 | 0 | 0 | 0 | 0 | 0 | 0 | 0 | 0 | 0 | 0 | 0 | 0 | 0 | 0 | 0 | 2064.8005
2025-09-09 | 3526.36 | 4.17 | 0.32 | 0 | 0 | 0 | 0 | 0 | 0 | 0 | 0 | 1 | 0 | 0 | 0 | 0 | 0 | 0 | 0 | 0 | 0 | 0 | 0 | 0 | 0 | 0 | 0 | 0 | 2257.2938
2025-09-09 | 4057.013 | 3.29 | 0.74 | 0 | 0 | 0 | 0 | 0 | 0 | 0 | 0 | 0 | 1 | 0 | 0 | 0 | 0 | 0 | 0 | 0 | 0 | 0 | 0 | 0 | 0 | 0 | 0 | 0 | 2501.9353
2025-09-09 | 4424.792 | 2.28 | 1.16 | 0 | 0 | 0 | 0 | 0 | 0 | 0 | 0 | 0 | 0 | 1 | 0 | 0 | 0 | 0 | 0 | 0 | 0 | 0 | 0 | 0 | 0 | 0 | 0 | 0 | 2685.6802
2025-09-09 | 4613.316 | 1.4 | 1.37 | 0 | 0 | 0 | 0 | 0 | 0 | 0 | 0 | 0 | 0 | 0 | 1 | 0 | 0 | 0 | 0 | 0 | 0 | 0 | 0 | 0 | 0 | 0 | 0 | 0 | 2776.1178
2025-09-09 | 4680.491 | 1.04 | 1.84 | 0 | 0 | 0 | 0 | 0 | 0 | 0 | 0 | 0 | 0 | 0 | 0 | 1 | 0 | 0 | 0 | 0 | 0 | 0 | 0 | 0 | 0 | 0 | 0 | 0 | 2811.8184
2025-09-09 | 4754.475 | 0.67 | 2.2 | 0 | 0 | 0 | 0 | 0 | 0 | 0 | 0 | 0 | 0 | 0 | 0 | 0 | 1 | 0 | 0 | 0 | 0 | 0 | 0 | 0 | 0 | 0 | 0 | 0 | 2811.6965
2025-09-09 | 4761.449 | 0.44 | 2.4 | 0 | 0 | 0 | 0 | 0 | 0 | 0 | 0 | 0 | 0 | 0 | 0 | 0 | 0 | 1 | 0 | 0 | 0 | 0 | 0 | 0 | 0 | 0 | 0 | 0 | 2798.5287
2025-09-09 | 4729.171 | 0.32 | 2.55 | 0 | 0 | 0 | 0 | 0 | 0 | 0 | 0 | 0 | 0 | 0 | 0 | 0 | 0 | 0 | 1 | 0 | 0 | 0 | 0 | 0 | 0 | 0 | 0 | 0 | 2752.3098
2025-09-09 | 4581.807 | 0.32 | 2.71 | 0 | 0 | 0 | 0 | 0 | 0 | 0 | 0 | 0 | 0 | 0 | 0 | 0 | 0 | 0 | 0 | 1 | 0 | 0 | 0 | 0 | 0 | 0 | 0 | 0 | 2649.8065
2025-09-09 | 4039.736 | 0.3 | 2.69 | 0 | 0 | 0 | 0 | 0 | 0 | 0 | 0 | 0 | 0 | 0 | 0 | 0 | 0 | 0 | 0 | 0 | 1 | 0 | 0 | 0 | 0 | 0 | 0 | 0 | 2483.3272
2025-09-09 | 3590.328 | 0.4 | 2.31 | 0 | 0 | 0 | 0 | 0 | 0 | 0 | 0 | 0 | 0 | 0 | 0 | 0 | 0 | 0 | 0 | 0 | 0 | 1 | 0 | 0 | 0 | 0 | 0 | 0 | 2324.7924
2025-09-09 | 3381.114 | 0.65 | 1.71 | 0 | 0 | 0 | 0 | 0 | 0 | 0 | 0 | 0 | 0 | 0 | 0 | 0 | 0 | 0 | 0 | 0 | 0 | 0 | 1 | 0 | 0 | 0 | 0 | 0 | 2216.9344
2025-09-09 | 3172.978 | 1.24 | 1.09 | 0 | 0 | 0 | 0 | 0 | 0 | 0 | 0 | 0 | 0 | 0 | 0 | 0 | 0 | 0 | 0 | 0 | 0 | 0 | 0 | 1 | 0 | 0 | 0 | 0 | 2120.4016
2025-09-09 | 2826.607 | 1.75 | 0.91 | 0 | 0 | 0 | 0 | 0 | 0 | 0 | 0 | 0 | 0 | 0 | 0 | 0 | 0 | 0 | 0 | 0 | 0 | 0 | 0 | 0 | 1 | 0 | 0 | 0 | 2022.9284
2025-09-09 | 2545.653 | 2.17 | 0.88 | 0 | 0 | 0 | 0 | 0 | 0 | 0 | 0 | 0 | 0 | 0 | 0 | 0 | 0 | 0 | 0 | 0 | 0 | 0 | 0 | 0 | 0 | 1 | 0 | 0 | 1910.2797
2025-09-09 | 2373.402 | 2.41 | 0.79 | 0 | 0 | 0 | 0 | 0 | 0 | 0 | 0 | 0 | 0 | 0 | 0 | 0 | 0 | 0 | 0 | 0 | 0 | 0 | 0 | 0 | 0 | 0 | 1 | 0 | 1802.423
2025-09-09 | 2242.084 | 2.67 | 0.63 | 0 | 0 | 0 | 0 | 0 | 0 | 0 | 0 | 0 | 0 | 0 | 0 | 0 | 0 | 0 | 0 | 0 | 0 | 0 | 0 | 0 | 0 | 0 | 0 | 1 | 1718.545
2025-09-10 | 2225.743 | 2.75 | 0.54 | 0 | 1 | 0 | 0 | 0 | 0 | 0 | 0 | 0 | 0 | 0 | 0 | 0 | 0 | 0 | 0 | 0 | 0 | 0 | 0 | 0 | 0 | 0 | 0 | 0 | 1677.4924
2025-09-10 | 2192.972 | 2.97 | 0.47 | 0 | 0 | 1 | 0 | 0 | 0 | 0 | 0 | 0 | 0 | 0 | 0 | 0 | 0 | 0 | 0 | 0 | 0 | 0 | 0 | 0 | 0 | 0 | 0 | 0 | 1653.1826
2025-09-10 | 2192.509 | 3.33 | 0.36 | 0 | 0 | 0 | 1 | 0 | 0 | 0 | 0 | 0 | 0 | 0 | 0 | 0 | 0 | 0 | 0 | 0 | 0 | 0 | 0 | 0 | 0 | 0 | 0 | 0 | 1647.3943
2025-09-10 | 2247.006 | 3.85 | 0.3 | 0 | 0 | 0 | 0 | 1 | 0 | 0 | 0 | 0 | 0 | 0 | 0 | 0 | 0 | 0 | 0 | 0 | 0 | 0 | 0 | 0 | 0 | 0 | 0 | 0 | 1680.3481
2025-09-10 | 2345.39 | 3.83 | 0.23 | 0 | 0 | 0 | 0 | 0 | 1 | 0 | 0 | 0 | 0 | 0 | 0 | 0 | 0 | 0 | 0 | 0 | 0 | 0 | 0 | 0 | 0 | 0 | 0 | 0 | 1715.9606
2025-09-10 | 2487.838 | 3.93 | 0.34 | 0 | 0 | 0 | 0 | 0 | 0 | 1 | 0 | 0 | 0 | 0 | 0 | 0 | 0 | 0 | 0 | 0 | 0 | 0 | 0 | 0 | 0 | 0 | 0 | 0 | 1833.7224
2025-09-10 | 2923.078 | 3.85 | 0.43 | 0 | 0 | 0 | 0 | 0 | 0 | 0 | 1 | 0 | 0 | 0 | 0 | 0 | 0 | 0 | 0 | 0 | 0 | 0 | 0 | 0 | 0 | 0 | 0 | 0 | 2039.7877
2025-09-10 | 3527.067 | 3.08 | 0.54 | 0 | 0 | 0 | 0 | 0 | 0 | 0 | 0 | 1 | 0 | 0 | 0 | 0 | 0 | 0 | 0 | 0 | 0 | 0 | 0 | 0 | 0 | 0 | 0 | 0 | 2241.4729
2025-09-10 | 4052.547 | 1.94 | 0.76 | 0 | 0 | 0 | 0 | 0 | 0 | 0 | 0 | 0 | 1 | 0 | 0 | 0 | 0 | 0 | 0 | 0 | 0 | 0 | 0 | 0 | 0 | 0 | 0 | 0 | 2458.4411
2025-09-10 | 4427.92 | 0.99 | 1.44 | 0 | 0 | 0 | 0 | 0 | 0 | 0 | 0 | 0 | 0 | 1 | 0 | 0 | 0 | 0 | 0 | 0 | 0 | 0 | 0 | 0 | 0 | 0 | 0 | 0 | 2668.8148
2025-09-10 | 4647.344 | 0.73 | 2.29 | 0 | 0 | 0 | 0 | 0 | 0 | 0 | 0 | 0 | 0 | 0 | 1 | 0 | 0 | 0 | 0 | 0 | 0 | 0 | 0 | 0 | 0 | 0 | 0 | 0 | 2840.6795
2025-09-10 | 4834.807 | 0.57 | 2.62 | 0 | 0 | 0 | 0 | 0 | 0 | 0 | 0 | 0 | 0 | 0 | 0 | 1 | 0 | 0 | 0 | 0 | 0 | 0 | 0 | 0 | 0 | 0 | 0 | 0 | 2869.8518
2025-09-10 | 4961.441 | 0.56 | 3.28 | 0 | 0 | 0 | 0 | 0 | 0 | 0 | 0 | 0 | 0 | 0 | 0 | 0 | 1 | 0 | 0 | 0 | 0 | 0 | 0 | 0 | 0 | 0 | 0 | 0 | 2910.2312
2025-09-10 | 4998.604 | 0.55 | 3.8 | 0 | 0 | 0 | 0 | 0 | 0 | 0 | 0 | 0 | 0 | 0 | 0 | 0 | 0 | 1 | 0 | 0 | 0 | 0 | 0 | 0 | 0 | 0 | 0 | 0 | 2934.7512
2025-09-10 | 5010.543 | 0.53 | 4.02 | 0 | 0 | 0 | 0 | 0 | 0 | 0 | 0 | 0 | 0 | 0 | 0 | 0 | 0 | 0 | 1 | 0 | 0 | 0 | 0 | 0 | 0 | 0 | 0 | 0 | 2898.5205
2025-09-10 | 4797.606 | 0.51 | 4.01 | 0 | 0 | 0 | 0 | 0 | 0 | 0 | 0 | 0 | 0 | 0 | 0 | 0 | 0 | 0 | 0 | 1 | 0 | 0 | 0 | 0 | 0 | 0 | 0 | 0 | 2779.2525
2025-09-10 | 4245.115 | 0.63 | 3.79 | 0 | 0 | 0 | 0 | 0 | 0 | 0 | 0 | 0 | 0 | 0 | 0 | 0 | 0 | 0 | 0 | 0 | 1 | 0 | 0 | 0 | 0 | 0 | 0 | 0 | 2598.5481
2025-09-10 | 3796.478 | 0.69 | 3.49 | 0 | 0 | 0 | 0 | 0 | 0 | 0 | 0 | 0 | 0 | 0 | 0 | 0 | 0 | 0 | 0 | 0 | 0 | 1 | 0 | 0 | 0 | 0 | 0 | 0 | 2446.2413
2025-09-10 | 3639.611 | 0.84 | 2.92 | 0 | 0 | 0 | 0 | 0 | 0 | 0 | 0 | 0 | 0 | 0 | 0 | 0 | 0 | 0 | 0 | 0 | 0 | 0 | 1 | 0 | 0 | 0 | 0 | 0 | 2337.861
2025-09-10 | 3436.337 | 1 | 2.19 | 0 | 0 | 0 | 0 | 0 | 0 | 0 | 0 | 0 | 0 | 0 | 0 | 0 | 0 | 0 | 0 | 0 | 0 | 0 | 0 | 1 | 0 | 0 | 0 | 0 | 2216.4589
2025-09-10 | 3024.124 | 1.05 | 1.61 | 0 | 0 | 0 | 0 | 0 | 0 | 0 | 0 | 0 | 0 | 0 | 0 | 0 | 0 | 0 | 0 | 0 | 0 | 0 | 0 | 0 | 1 | 0 | 0 | 0 | 2065.6563
2025-09-10 | 2648.465 | 1.18 | 1.3 | 0 | 0 | 0 | 0 | 0 | 0 | 0 | 0 | 0 | 0 | 0 | 0 | 0 | 0 | 0 | 0 | 0 | 0 | 0 | 0 | 0 | 0 | 1 | 0 | 0 | 1916.7528
2025-09-10 | 2422.296 | 1.46 | 1.15 | 0 | 0 | 0 | 0 | 0 | 0 | 0 | 0 | 0 | 0 | 0 | 0 | 0 | 0 | 0 | 0 | 0 | 0 | 0 | 0 | 0 | 0 | 0 | 1 | 0 | 1804.5614
2025-09-10 | 2301.681 | 1.78 | 0.91 | 0 | 0 | 0 | 0 | 0 | 0 | 0 | 0 | 0 | 0 | 0 | 0 | 0 | 0 | 0 | 0 | 0 | 0 | 0 | 0 | 0 | 0 | 0 | 0 | 1 | 1715.1278
2025-09-11 | 2251.186 | 1.75 | 0.76 | 0 | 1 | 0 | 0 | 0 | 0 | 0 | 0 | 0 | 0 | 0 | 0 | 0 | 0 | 0 | 0 | 0 | 0 | 0 | 0 | 0 | 0 | 0 | 0 | 0 | 1664.6973
2025-09-11 | 2214.531 | 2.25 | 0.63 | 0 | 0 | 1 | 0 | 0 | 0 | 0 | 0 | 0 | 0 | 0 | 0 | 0 | 0 | 0 | 0 | 0 | 0 | 0 | 0 | 0 | 0 | 0 | 0 | 0 | 1644.1216
2025-09-11 | 2212.765 | 2.57 | 0.48 | 0 | 0 | 0 | 1 | 0 | 0 | 0 | 0 | 0 | 0 | 0 | 0 | 0 | 0 | 0 | 0 | 0 | 0 | 0 | 0 | 0 | 0 | 0 | 0 | 0 | 1633.2021
2025-09-11 | 2264.706 | 2.82 | 0.37 | 0 | 0 | 0 | 0 | 1 | 0 | 0 | 0 | 0 | 0 | 0 | 0 | 0 | 0 | 0 | 0 | 0 | 0 | 0 | 0 | 0 | 0 | 0 | 0 | 0 | 1652.3454
2025-09-11 | 2386.377 | 3.1 | 0.39 | 0 | 0 | 0 | 0 | 0 | 1 | 0 | 0 | 0 | 0 | 0 | 0 | 0 | 0 | 0 | 0 | 0 | 0 | 0 | 0 | 0 | 0 | 0 | 0 | 0 | 1706.5634
2025-09-11 | 2530.941 | 3.26 | 0.39 | 0 | 0 | 0 | 0 | 0 | 0 | 1 | 0 | 0 | 0 | 0 | 0 | 0 | 0 | 0 | 0 | 0 | 0 | 0 | 0 | 0 | 0 | 0 | 0 | 0 | 1815.9298
2025-09-11 | 2949.976 | 3.35 | 0.32 | 0 | 0 | 0 | 0 | 0 | 0 | 0 | 1 | 0 | 0 | 0 | 0 | 0 | 0 | 0 | 0 | 0 | 0 | 0 | 0 | 0 | 0 | 0 | 0 | 0 | 2012.565
2025-09-11 | 3667.961 | 2.57 | 0.46 | 0 | 0 | 0 | 0 | 0 | 0 | 0 | 0 | 1 | 0 | 0 | 0 | 0 | 0 | 0 | 0 | 0 | 0 | 0 | 0 | 0 | 0 | 0 | 0 | 0 | 2216.7538
2025-09-11 | 4195.341 | 1.54 | 0.89 | 0 | 0 | 0 | 0 | 0 | 0 | 0 | 0 | 0 | 1 | 0 | 0 | 0 | 0 | 0 | 0 | 0 | 0 | 0 | 0 | 0 | 0 | 0 | 0 | 0 | 2457.2988
2025-09-11 | 4635.809 | 0.77 | 1.81 | 0 | 0 | 0 | 0 | 0 | 0 | 0 | 0 | 0 | 0 | 1 | 0 | 0 | 0 | 0 | 0 | 0 | 0 | 0 | 0 | 0 | 0 | 0 | 0 | 0 | 2696.4426
2025-09-11 | 4936.668 | 0.48 | 2.92 | 0 | 0 | 0 | 0 | 0 | 0 | 0 | 0 | 0 | 0 | 0 | 1 | 0 | 0 | 0 | 0 | 0 | 0 | 0 | 0 | 0 | 0 | 0 | 0 | 0 | 2891.9103
2025-09-11 | 5025.654 | 0.23 | 4.04 | 0 | 0 | 0 | 0 | 0 | 0 | 0 | 0 | 0 | 0 | 0 | 0 | 1 | 0 | 0 | 0 | 0 | 0 | 0 | 0 | 0 | 0 | 0 | 0 | 0 | 2992.8383
2025-09-11 | 5088.47 | 0.14 | 4.27 | 0 | 0 | 0 | 0 | 0 | 0 | 0 | 0 | 0 | 0 | 0 | 0 | 0 | 1 | 0 | 0 | 0 | 0 | 0 | 0 | 0 | 0 | 0 | 0 | 0 | 2989.8242
2025-09-11 | 5201.227 | 0.2 | 4.48 | 0 | 0 | 0 | 0 | 0 | 0 | 0 | 0 | 0 | 0 | 0 | 0 | 0 | 0 | 1 | 0 | 0 | 0 | 0 | 0 | 0 | 0 | 0 | 0 | 0 | 2987.3529
2025-09-11 | 5161.125 | 0.17 | 4.79 | 0 | 0 | 0 | 0 | 0 | 0 | 0 | 0 | 0 | 0 | 0 | 0 | 0 | 0 | 0 | 1 | 0 | 0 | 0 | 0 | 0 | 0 | 0 | 0 | 0 | 2959.3055
2025-09-11 | 4934.539 | 0.26 | 4.77 | 0 | 0 | 0 | 0 | 0 | 0 | 0 | 0 | 0 | 0 | 0 | 0 | 0 | 0 | 0 | 0 | 1 | 0 | 0 | 0 | 0 | 0 | 0 | 0 | 0 | 2842.7892
2025-09-11 | 4274.635 | 0.24 | 4.55 | 0 | 0 | 0 | 0 | 0 | 0 | 0 | 0 | 0 | 0 | 0 | 0 | 0 | 0 | 0 | 0 | 0 | 1 | 0 | 0 | 0 | 0 | 0 | 0 | 0 | 2657.3779
2025-09-11 | 3765.878 | 0.29 | 4.02 | 0 | 0 | 0 | 0 | 0 | 0 | 0 | 0 | 0 | 0 | 0 | 0 | 0 | 0 | 0 | 0 | 0 | 0 | 1 | 0 | 0 | 0 | 0 | 0 | 0 | 2482.9631
2025-09-11 | 3622.015 | 0.37 | 2.94 | 0 | 0 | 0 | 0 | 0 | 0 | 0 | 0 | 0 | 0 | 0 | 0 | 0 | 0 | 0 | 0 | 0 | 0 | 0 | 1 | 0 | 0 | 0 | 0 | 0 | 2323.9527
2025-09-11 | 3466.248 | 0.57 | 2.03 | 0 | 0 | 0 | 0 | 0 | 0 | 0 | 0 | 0 | 0 | 0 | 0 | 0 | 0 | 0 | 0 | 0 | 0 | 0 | 0 | 1 | 0 | 0 | 0 | 0 | 2186.8565
2025-09-11 | 3048.635 | 0.67 | 1.35 | 0 | 0 | 0 | 0 | 0 | 0 | 0 | 0 | 0 | 0 | 0 | 0 | 0 | 0 | 0 | 0 | 0 | 0 | 0 | 0 | 0 | 1 | 0 | 0 | 0 | 2028.2689
2025-09-11 | 2771.196 | 0.85 | 1.13 | 0 | 0 | 0 | 0 | 0 | 0 | 0 | 0 | 0 | 0 | 0 | 0 | 0 | 0 | 0 | 0 | 0 | 0 | 0 | 0 | 0 | 0 | 1 | 0 | 0 | 1889.5659
2025-09-11 | 2513.314 | 1.11 | 0.97 | 0 | 0 | 0 | 0 | 0 | 0 | 0 | 0 | 0 | 0 | 0 | 0 | 0 | 0 | 0 | 0 | 0 | 0 | 0 | 0 | 0 | 0 | 0 | 1 | 0 | 1775.7554
2025-09-11 | 2373.116 | 1.46 | 1.01 | 0 | 0 | 0 | 0 | 0 | 0 | 0 | 0 | 0 | 0 | 0 | 0 | 0 | 0 | 0 | 0 | 0 | 0 | 0 | 0 | 0 | 0 | 0 | 0 | 1 | 1713.8353
2025-09-12 | 2312.427 | 1.86 | 0.95 | 0 | 1 | 0 | 0 | 0 | 0 | 0 | 0 | 0 | 0 | 0 | 0 | 0 | 0 | 0 | 0 | 0 | 0 | 0 | 0 | 0 | 0 | 0 | 0 | 0 | 1686.3809
2025-09-12 | 2251.76 | 1.99 | 0.8 | 0 | 0 | 1 | 0 | 0 | 0 | 0 | 0 | 0 | 0 | 0 | 0 | 0 | 0 | 0 | 0 | 0 | 0 | 0 | 0 | 0 | 0 | 0 | 0 | 0 | 1651.4725
2025-09-12 | 2217.481 | 2.48 | 0.75 | 0 | 0 | 0 | 1 | 0 | 0 | 0 | 0 | 0 | 0 | 0 | 0 | 0 | 0 | 0 | 0 | 0 | 0 | 0 | 0 | 0 | 0 | 0 | 0 | 0 | 1655.7345
2025-09-12 | 2255.142 | 3.09 | 0.61 | 0 | 0 | 0 | 0 | 1 | 0 | 0 | 0 | 0 | 0 | 0 | 0 | 0 | 0 | 0 | 0 | 0 | 0 | 0 | 0 | 0 | 0 | 0 | 0 | 0 | 1684.1413
2025-09-12 | 2326.392 | 3.34 | 0.42 | 0 | 0 | 0 | 0 | 0 | 1 | 0 | 0 | 0 | 0 | 0 | 0 | 0 | 0 | 0 | 0 | 0 | 0 | 0 | 0 | 0 | 0 | 0 | 0 | 0 | 1717.472
2025-09-12 | 2504.244 | 3.58 | 0.54 | 0 | 0 | 0 | 0 | 0 | 0 | 1 | 0 | 0 | 0 | 0 | 0 | 0 | 0 | 0 | 0 | 0 | 0 | 0 | 0 | 0 | 0 | 0 | 0 | 0 | 1840.8873
2025-09-12 | 2874.787 | 3.47 | 0.48 | 0 | 0 | 0 | 0 | 0 | 0 | 0 | 1 | 0 | 0 | 0 | 0 | 0 | 0 | 0 | 0 | 0 | 0 | 0 | 0 | 0 | 0 | 0 | 0 | 0 | 2031.745
2025-09-12 | 3538 | 2.6 | 0.42 | 0 | 0 | 0 | 0 | 0 | 0 | 0 | 0 | 1 | 0 | 0 | 0 | 0 | 0 | 0 | 0 | 0 | 0 | 0 | 0 | 0 | 0 | 0 | 0 | 0 | 2213.976
2025-09-12 | 4090.927 | 1.4 | 0.5 | 0 | 0 | 0 | 0 | 0 | 0 | 0 | 0 | 0 | 1 | 0 | 0 | 0 | 0 | 0 | 0 | 0 | 0 | 0 | 0 | 0 | 0 | 0 | 0 | 0 | 2415.6745
2025-09-12 | 4508.212 | 0.51 | 1.04 | 0 | 0 | 0 | 0 | 0 | 0 | 0 | 0 | 0 | 0 | 1 | 0 | 0 | 0 | 0 | 0 | 0 | 0 | 0 | 0 | 0 | 0 | 0 | 0 | 0 | 2614.813
2025-09-12 | 4808.051 | 0.28 | 2.06 | 0 | 0 | 0 | 0 | 0 | 0 | 0 | 0 | 0 | 0 | 0 | 1 | 0 | 0 | 0 | 0 | 0 | 0 | 0 | 0 | 0 | 0 | 0 | 0 | 0 | 2803.7785
2025-09-12 | 4815.686 | 0.18 | 2.96 | 0 | 0 | 0 | 0 | 0 | 0 | 0 | 0 | 0 | 0 | 0 | 0 | 1 | 0 | 0 | 0 | 0 | 0 | 0 | 0 | 0 | 0 | 0 | 0 | 0 | 2888.9243
2025-09-12 | 4935.287 | 0 | 3.5 | 0 | 0 | 0 | 0 | 0 | 0 | 0 | 0 | 0 | 0 | 0 | 0 | 0 | 1 | 0 | 0 | 0 | 0 | 0 | 0 | 0 | 0 | 0 | 0 | 0 | 2912.229
2025-09-12 | 5001.045 | 0 | 4.1 | 0 | 0 | 0 | 0 | 0 | 0 | 0 | 0 | 0 | 0 | 0 | 0 | 0 | 0 | 1 | 0 | 0 | 0 | 0 | 0 | 0 | 0 | 0 | 0 | 0 | 2944.658
2025-09-12 | 4916.352 | 0 | 4.16 | 0 | 0 | 0 | 0 | 0 | 0 | 0 | 0 | 0 | 0 | 0 | 0 | 0 | 0 | 0 | 1 | 0 | 0 | 0 | 0 | 0 | 0 | 0 | 0 | 0 | 2893.9541
2025-09-12 | 4717.145 | 0 | 4.15 | 0 | 0 | 0 | 0 | 0 | 0 | 0 | 0 | 0 | 0 | 0 | 0 | 0 | 0 | 0 | 0 | 1 | 0 | 0 | 0 | 0 | 0 | 0 | 0 | 0 | 2775.3586
2025-09-12 | 4216.684 | 0 | 4.34 | 0 | 0 | 0 | 0 | 0 | 0 | 0 | 0 | 0 | 0 | 0 | 0 | 0 | 0 | 0 | 0 | 0 | 1 | 0 | 0 | 0 | 0 | 0 | 0 | 0 | 2629.4303
2025-09-12 | 3805.426 | 0 | 3.47 | 0 | 0 | 0 | 0 | 0 | 0 | 0 | 0 | 0 | 0 | 0 | 0 | 0 | 0 | 0 | 0 | 0 | 0 | 1 | 0 | 0 | 0 | 0 | 0 | 0 | 2421.1501
2025-09-12 | 3629.024 | 0.03 | 2.77 | 0 | 0 | 0 | 0 | 0 | 0 | 0 | 0 | 0 | 0 | 0 | 0 | 0 | 0 | 0 | 0 | 0 | 0 | 0 | 1 | 0 | 0 | 0 | 0 | 0 | 2296.4296
2025-09-12 | 3413.909 | 0.11 | 1.78 | 0 | 0 | 0 | 0 | 0 | 0 | 0 | 0 | 0 | 0 | 0 | 0 | 0 | 0 | 0 | 0 | 0 | 0 | 0 | 0 | 1 | 0 | 0 | 0 | 0 | 2147.7262
2025-09-12 | 3122.573 | 0.19 | 1.24 | 0 | 0 | 0 | 0 | 0 | 0 | 0 | 0 | 0 | 0 | 0 | 0 | 0 | 0 | 0 | 0 | 0 | 0 | 0 | 0 | 0 | 1 | 0 | 0 | 0 | 2001.7186
2025-09-12 | 2776.964 | 0.31 | 0.8 | 0 | 0 | 0 | 0 | 0 | 0 | 0 | 0 | 0 | 0 | 0 | 0 | 0 | 0 | 0 | 0 | 0 | 0 | 0 | 0 | 0 | 0 | 1 | 0 | 0 | 1840.1731
2025-09-12 | 2511.058 | 0.59 | 0.55 | 0 | 0 | 0 | 0 | 0 | 0 | 0 | 0 | 0 | 0 | 0 | 0 | 0 | 0 | 0 | 0 | 0 | 0 | 0 | 0 | 0 | 0 | 0 | 1 | 0 | 1718.5156
2025-09-12 | 2367.373 | 0.98 | 0.26 | 0 | 0 | 0 | 0 | 0 | 0 | 0 | 0 | 0 | 0 | 0 | 0 | 0 | 0 | 0 | 0 | 0 | 0 | 0 | 0 | 0 | 0 | 0 | 0 | 1 | 1626.7024
2025-09-13 | 2269.864 | 1.28 | 0.08 | 1 | 1 | 0 | 0 | 0 | 0 | 0 | 0 | 0 | 0 | 0 | 0 | 0 | 0 | 0 | 0 | 0 | 0 | 0 | 0 | 0 | 0 | 0 | 0 | 0 | 1319.3737
2025-09-13 | 2248.148 | 1.89 | 0.06 | 1 | 0 | 1 | 0 | 0 | 0 | 0 | 0 | 0 | 0 | 0 | 0 | 0 | 0 | 0 | 0 | 0 | 0 | 0 | 0 | 0 | 0 | 0 | 0 | 0 | 1312.9089
2025-09-13 | 2247.127 | 2.12 | 0.08 | 1 | 0 | 0 | 1 | 0 | 0 | 0 | 0 | 0 | 0 | 0 | 0 | 0 | 0 | 0 | 0 | 0 | 0 | 0 | 0 | 0 | 0 | 0 | 0 | 0 | 1315.0558
2025-09-13 | 2286.675 | 2.61 | 0.08 | 1 | 0 | 0 | 0 | 1 | 0 | 0 | 0 | 0 | 0 | 0 | 0 | 0 | 0 | 0 | 0 | 0 | 0 | 0 | 0 | 0 | 0 | 0 | 0 | 0 | 1352.6806
2025-09-13 | 2276.573 | 2.92 | 0.11 | 1 | 0 | 0 | 0 | 0 | 1 | 0 | 0 | 0 | 0 | 0 | 0 | 0 | 0 | 0 | 0 | 0 | 0 | 0 | 0 | 0 | 0 | 0 | 0 | 0 | 1408.8538
2025-09-13 | 2382.541 | 3.18 | 0.12 | 1 | 0 | 0 | 0 | 0 | 0 | 1 | 0 | 0 | 0 | 0 | 0 | 0 | 0 | 0 | 0 | 0 | 0 | 0 | 0 | 0 | 0 | 0 | 0 | 0 | 1522.5289
2025-09-13 | 2467.737 | 3.05 | 0.11 | 1 | 0 | 0 | 0 | 0 | 0 | 0 | 1 | 0 | 0 | 0 | 0 | 0 | 0 | 0 | 0 | 0 | 0 | 0 | 0 | 0 | 0 | 0 | 0 | 0 | 1717.4472
2025-09-13 | 2856.218 | 2.05 | 0.26 | 1 | 0 | 0 | 0 | 0 | 0 | 0 | 0 | 1 | 0 | 0 | 0 | 0 | 0 | 0 | 0 | 0 | 0 | 0 | 0 | 0 | 0 | 0 | 0 | 0 | 1915.1861
2025-09-13 | 3307.744 | 0.85 | 0.48 | 1 | 0 | 0 | 0 | 0 | 0 | 0 | 0 | 0 | 1 | 0 | 0 | 0 | 0 | 0 | 0 | 0 | 0 | 0 | 0 | 0 | 0 | 0 | 0 | 0 | 2130.137
2025-09-13 | 3659.188 | 0.31 | 1.41 | 1 | 0 | 0 | 0 | 0 | 0 | 0 | 0 | 0 | 0 | 1 | 0 | 0 | 0 | 0 | 0 | 0 | 0 | 0 | 0 | 0 | 0 | 0 | 0 | 0 | 2377.9601
2025-09-13 | 3834.085 | 0.29 | 2.28 | 1 | 0 | 0 | 0 | 0 | 0 | 0 | 0 | 0 | 0 | 0 | 1 | 0 | 0 | 0 | 0 | 0 | 0 | 0 | 0 | 0 | 0 | 0 | 0 | 0 | 2559.7869
2025-09-13 | 3854.286 | 0.32 | 3.3 | 1 | 0 | 0 | 0 | 0 | 0 | 0 | 0 | 0 | 0 | 0 | 0 | 1 | 0 | 0 | 0 | 0 | 0 | 0 | 0 | 0 | 0 | 0 | 0 | 0 | 2660.6626
2025-09-13 | 3817.274 | 0.06 | 4.3 | 1 | 0 | 0 | 0 | 0 | 0 | 0 | 0 | 0 | 0 | 0 | 0 | 0 | 1 | 0 | 0 | 0 | 0 | 0 | 0 | 0 | 0 | 0 | 0 | 0 | 2724.8213
2025-09-13 | 3843.845 | 0.08 | 4.65 | 1 | 0 | 0 | 0 | 0 | 0 | 0 | 0 | 0 | 0 | 0 | 0 | 0 | 0 | 1 | 0 | 0 | 0 | 0 | 0 | 0 | 0 | 0 | 0 | 0 | 2734.2576
2025-09-13 | 3752.822 | 0 | 4.99 | 1 | 0 | 0 | 0 | 0 | 0 | 0 | 0 | 0 | 0 | 0 | 0 | 0 | 0 | 0 | 1 | 0 | 0 | 0 | 0 | 0 | 0 | 0 | 0 | 0 | 2707.369
2025-09-13 | 3685.218 | 0 | 5.05 | 1 | 0 | 0 | 0 | 0 | 0 | 0 | 0 | 0 | 0 | 0 | 0 | 0 | 0 | 0 | 0 | 1 | 0 | 0 | 0 | 0 | 0 | 0 | 0 | 0 | 2595.3997
2025-09-13 | 3498.614 | 0 | 4.99 | 1 | 0 | 0 | 0 | 0 | 0 | 0 | 0 | 0 | 0 | 0 | 0 | 0 | 0 | 0 | 0 | 0 | 1 | 0 | 0 | 0 | 0 | 0 | 0 | 0 | 2425.8064
2025-09-13 | 3308.992 | 0.06 | 4.62 | 1 | 0 | 0 | 0 | 0 | 0 | 0 | 0 | 0 | 0 | 0 | 0 | 0 | 0 | 0 | 0 | 0 | 0 | 1 | 0 | 0 | 0 | 0 | 0 | 0 | 2266.8734
2025-09-13 | 3293.202 | 0.13 | 3.56 | 1 | 0 | 0 | 0 | 0 | 0 | 0 | 0 | 0 | 0 | 0 | 0 | 0 | 0 | 0 | 0 | 0 | 0 | 0 | 1 | 0 | 0 | 0 | 0 | 0 | 2109.42
2025-09-13 | 3171.32 | 0.23 | 2.87 | 1 | 0 | 0 | 0 | 0 | 0 | 0 | 0 | 0 | 0 | 0 | 0 | 0 | 0 | 0 | 0 | 0 | 0 | 0 | 0 | 1 | 0 | 0 | 0 | 0 | 1989.7871
2025-09-13 | 2954.076 | 0.36 | 1.91 | 1 | 0 | 0 | 0 | 0 | 0 | 0 | 0 | 0 | 0 | 0 | 0 | 0 | 0 | 0 | 0 | 0 | 0 | 0 | 0 | 0 | 1 | 0 | 0 | 0 | 1805.7032
2025-09-13 | 2732.794 | 0.68 | 1.49 | 1 | 0 | 0 | 0 | 0 | 0 | 0 | 0 | 0 | 0 | 0 | 0 | 0 | 0 | 0 | 0 | 0 | 0 | 0 | 0 | 0 | 0 | 1 | 0 | 0 | 1652.775
2025-09-13 | 2543.741 | 1.06 | 1.21 | 1 | 0 | 0 | 0 | 0 | 0 | 0 | 0 | 0 | 0 | 0 | 0 | 0 | 0 | 0 | 0 | 0 | 0 | 0 | 0 | 0 | 0 | 0 | 1 | 0 | 1531.6398
2025-09-13 | 2408.446 | 1.4 | 0.91 | 1 | 0 | 0 | 0 | 0 | 0 | 0 | 0 | 0 | 0 | 0 | 0 | 0 | 0 | 0 | 0 | 0 | 0 | 0 | 0 | 0 | 0 | 0 | 0 | 1 | 1437.199
2025-09-14 | 2328.162 | 1.69 | 0.99 | 1 | 1 | 0 | 0 | 0 | 0 | 0 | 0 | 0 | 0 | 0 | 0 | 0 | 0 | 0 | 0 | 0 | 0 | 0 | 0 | 0 | 0 | 0 | 0 | 0 | 1419.2988
2025-09-14 | 2271.056 | 1.7 | 0.92 | 1 | 0 | 1 | 0 | 0 | 0 | 0 | 0 | 0 | 0 | 0 | 0 | 0 | 0 | 0 | 0 | 0 | 0 | 0 | 0 | 0 | 0 | 0 | 0 | 0 | 1387.9288
2025-09-14 | 2232.287 | 1.96 | 0.8 | 1 | 0 | 0 | 1 | 0 | 0 | 0 | 0 | 0 | 0 | 0 | 0 | 0 | 0 | 0 | 0 | 0 | 0 | 0 | 0 | 0 | 0 | 0 | 0 | 0 | 1377.8318
2025-09-14 | 2248.388 | 2.02 | 0.64 | 1 | 0 | 0 | 0 | 1 | 0 | 0 | 0 | 0 | 0 | 0 | 0 | 0 | 0 | 0 | 0 | 0 | 0 | 0 | 0 | 0 | 0 | 0 | 0 | 0 | 1385.8543
2025-09-14 | 2248.145 | 2.15 | 0.47 | 1 | 0 | 0 | 0 | 0 | 1 | 0 | 0 | 0 | 0 | 0 | 0 | 0 | 0 | 0 | 0 | 0 | 0 | 0 | 0 | 0 | 0 | 0 | 0 | 0 | 1417.0438
2025-09-14 | 2316.139 | 2.56 | 0.32 | 1 | 0 | 0 | 0 | 0 | 0 | 1 | 0 | 0 | 0 | 0 | 0 | 0 | 0 | 0 | 0 | 0 | 0 | 0 | 0 | 0 | 0 | 0 | 0 | 0 | 1520.6163
2025-09-14 | 2387.705 | 2.46 | 0.21 | 1 | 0 | 0 | 0 | 0 | 0 | 0 | 1 | 0 | 0 | 0 | 0 | 0 | 0 | 0 | 0 | 0 | 0 | 0 | 0 | 0 | 0 | 0 | 0 | 0 | 1707.0772
2025-09-14 | 2626.515 | 1.87 | 0.22 | 1 | 0 | 0 | 0 | 0 | 0 | 0 | 0 | 1 | 0 | 0 | 0 | 0 | 0 | 0 | 0 | 0 | 0 | 0 | 0 | 0 | 0 | 0 | 0 | 0 | 1905.348
2025-09-14 | 2897.093 | 1.07 | 0.84 | 1 | 0 | 0 | 0 | 0 | 0 | 0 | 0 | 0 | 1 | 0 | 0 | 0 | 0 | 0 | 0 | 0 | 0 | 0 | 0 | 0 | 0 | 0 | 0 | 0 | 2171.6112
2025-09-14 | 3385.361 | 0.71 | 1.95 | 1 | 0 | 0 | 0 | 0 | 0 | 0 | 0 | 0 | 0 | 1 | 0 | 0 | 0 | 0 | 0 | 0 | 0 | 0 | 0 | 0 | 0 | 0 | 0 | 0 | 2442.5247
2025-09-14 | 3718.748 | 0.52 | 2.65 | 1 | 0 | 0 | 0 | 0 | 0 | 0 | 0 | 0 | 0 | 0 | 1 | 0 | 0 | 0 | 0 | 0 | 0 | 0 | 0 | 0 | 0 | 0 | 0 | 0 | 2602.5438
2025-09-14 | 3848.781 | 0.41 | 3.4 | 1 | 0 | 0 | 0 | 0 | 0 | 0 | 0 | 0 | 0 | 0 | 0 | 1 | 0 | 0 | 0 | 0 | 0 | 0 | 0 | 0 | 0 | 0 | 0 | 0 | 2673.1544
2025-09-14 | 3911.7 | 0.19 | 4.09 | 1 | 0 | 0 | 0 | 0 | 0 | 0 | 0 | 0 | 0 | 0 | 0 | 0 | 1 | 0 | 0 | 0 | 0 | 0 | 0 | 0 | 0 | 0 | 0 | 0 | 2709.3133
2025-09-14 | 3910.643 | 0.14 | 4.69 | 1 | 0 | 0 | 0 | 0 | 0 | 0 | 0 | 0 | 0 | 0 | 0 | 0 | 0 | 1 | 0 | 0 | 0 | 0 | 0 | 0 | 0 | 0 | 0 | 0 | 2740.0613
2025-09-14 | 3886.496 | 0.08 | 4.86 | 1 | 0 | 0 | 0 | 0 | 0 | 0 | 0 | 0 | 0 | 0 | 0 | 0 | 0 | 0 | 1 | 0 | 0 | 0 | 0 | 0 | 0 | 0 | 0 | 0 | 2697.7528
2025-09-14 | 3825.708 | 0.11 | 4.93 | 1 | 0 | 0 | 0 | 0 | 0 | 0 | 0 | 0 | 0 | 0 | 0 | 0 | 0 | 0 | 0 | 1 | 0 | 0 | 0 | 0 | 0 | 0 | 0 | 0 | 2587.7387
2025-09-14 | 3711.798 | 0.15 | 5.02 | 1 | 0 | 0 | 0 | 0 | 0 | 0 | 0 | 0 | 0 | 0 | 0 | 0 | 0 | 0 | 0 | 0 | 1 | 0 | 0 | 0 | 0 | 0 | 0 | 0 | 2433.6892
2025-09-14 | 3494.974 | 0.26 | 4.54 | 1 | 0 | 0 | 0 | 0 | 0 | 0 | 0 | 0 | 0 | 0 | 0 | 0 | 0 | 0 | 0 | 0 | 0 | 1 | 0 | 0 | 0 | 0 | 0 | 0 | 2266.0246
2025-09-14 | 3294.38 | 0.38 | 3.84 | 1 | 0 | 0 | 0 | 0 | 0 | 0 | 0 | 0 | 0 | 0 | 0 | 0 | 0 | 0 | 0 | 0 | 0 | 0 | 1 | 0 | 0 | 0 | 0 | 0 | 2144.3299
2025-09-14 | 3179.335 | 0.75 | 2.91 | 1 | 0 | 0 | 0 | 0 | 0 | 0 | 0 | 0 | 0 | 0 | 0 | 0 | 0 | 0 | 0 | 0 | 0 | 0 | 0 | 1 | 0 | 0 | 0 | 0 | 2011.0561
2025-09-14 | 2904.777 | 1.46 | 2.55 | 1 | 0 | 0 | 0 | 0 | 0 | 0 | 0 | 0 | 0 | 0 | 0 | 0 | 0 | 0 | 0 | 0 | 0 | 0 | 0 | 0 | 1 | 0 | 0 | 0 | 1903.2681
2025-09-14 | 2699.891 | 1.87 | 2.34 | 1 | 0 | 0 | 0 | 0 | 0 | 0 | 0 | 0 | 0 | 0 | 0 | 0 | 0 | 0 | 0 | 0 | 0 | 0 | 0 | 0 | 0 | 1 | 0 | 0 | 1773.2443
2025-09-14 | 2438.49 | 2.14 | 1.9 | 1 | 0 | 0 | 0 | 0 | 0 | 0 | 0 | 0 | 0 | 0 | 0 | 0 | 0 | 0 | 0 | 0 | 0 | 0 | 0 | 0 | 0 | 0 | 1 | 0 | 1633.2652
2025-09-14 | 2342.092 | 2.62 | 1.12 | 1 | 0 | 0 | 0 | 0 | 0 | 0 | 0 | 0 | 0 | 0 | 0 | 0 | 0 | 0 | 0 | 0 | 0 | 0 | 0 | 0 | 0 | 0 | 0 | 1 | 1498.0944
2025-09-15 | 2296.752 | 3.19 | 1 | 0 | 1 | 0 | 0 | 0 | 0 | 0 | 0 | 0 | 0 | 0 | 0 | 0 | 0 | 0 | 0 | 0 | 0 | 0 | 0 | 0 | 0 | 0 | 0 | 0 | 1735.829
2025-09-15 | 2245.453 | 3.4 | 0.68 | 0 | 0 | 1 | 0 | 0 | 0 | 0 | 0 | 0 | 0 | 0 | 0 | 0 | 0 | 0 | 0 | 0 | 0 | 0 | 0 | 0 | 0 | 0 | 0 | 0 | 1687.518
2025-09-15 | 2222.694 | 3.63 | 0.41 | 0 | 0 | 0 | 1 | 0 | 0 | 0 | 0 | 0 | 0 | 0 | 0 | 0 | 0 | 0 | 0 | 0 | 0 | 0 | 0 | 0 | 0 | 0 | 0 | 0 | 1662.2134
2025-09-15 | 2267.372 | 4.22 | 0.27 | 0 | 0 | 0 | 0 | 1 | 0 | 0 | 0 | 0 | 0 | 0 | 0 | 0 | 0 | 0 | 0 | 0 | 0 | 0 | 0 | 0 | 0 | 0 | 0 | 0 | 1689.9478
2025-09-15 | 2328.231 | 4.38 | 0.25 | 0 | 0 | 0 | 0 | 0 | 1 | 0 | 0 | 0 | 0 | 0 | 0 | 0 | 0 | 0 | 0 | 0 | 0 | 0 | 0 | 0 | 0 | 0 | 0 | 0 | 1736.345
2025-09-15 | 2515.212 | 4.6 | 0.31 | 0 | 0 | 0 | 0 | 0 | 0 | 1 | 0 | 0 | 0 | 0 | 0 | 0 | 0 | 0 | 0 | 0 | 0 | 0 | 0 | 0 | 0 | 0 | 0 | 0 | 1853.4082
2025-09-15 | 2901.621 | 4.71 | 0.26 | 0 | 0 | 0 | 0 | 0 | 0 | 0 | 1 | 0 | 0 | 0 | 0 | 0 | 0 | 0 | 0 | 0 | 0 | 0 | 0 | 0 | 0 | 0 | 0 | 0 | 2052.609
2025-09-15 | 3639.43 | 3.79 | 0.36 | 0 | 0 | 0 | 0 | 0 | 0 | 0 | 0 | 1 | 0 | 0 | 0 | 0 | 0 | 0 | 0 | 0 | 0 | 0 | 0 | 0 | 0 | 0 | 0 | 0 | 2248.3045
2025-09-15 | 4204.941 | 2.76 | 0.88 | 0 | 0 | 0 | 0 | 0 | 0 | 0 | 0 | 0 | 1 | 0 | 0 | 0 | 0 | 0 | 0 | 0 | 0 | 0 | 0 | 0 | 0 | 0 | 0 | 0 | 2497.369
2025-09-15 | 4632.577 | 1.55 | 1.58 | 0 | 0 | 0 | 0 | 0 | 0 | 0 | 0 | 0 | 0 | 1 | 0 | 0 | 0 | 0 | 0 | 0 | 0 | 0 | 0 | 0 | 0 | 0 | 0 | 0 | 2700.8946
2025-09-15 | 4994.384 | 0.9 | 2.29 | 0 | 0 | 0 | 0 | 0 | 0 | 0 | 0 | 0 | 0 | 0 | 1 | 0 | 0 | 0 | 0 | 0 | 0 | 0 | 0 | 0 | 0 | 0 | 0 | 0 | 2846.395
2025-09-15 | 5078.152 | 0.69 | 2.96 | 0 | 0 | 0 | 0 | 0 | 0 | 0 | 0 | 0 | 0 | 0 | 0 | 1 | 0 | 0 | 0 | 0 | 0 | 0 | 0 | 0 | 0 | 0 | 0 | 0 | 2906.0707
2025-09-15 | 5162.486 | 0.41 | 3.48 | 0 | 0 | 0 | 0 | 0 | 0 | 0 | 0 | 0 | 0 | 0 | 0 | 0 | 1 | 0 | 0 | 0 | 0 | 0 | 0 | 0 | 0 | 0 | 0 | 0 | 2924.1202
2025-09-15 | 5263.511 | 0.23 | 3.88 | 0 | 0 | 0 | 0 | 0 | 0 | 0 | 0 | 0 | 0 | 0 | 0 | 0 | 0 | 1 | 0 | 0 | 0 | 0 | 0 | 0 | 0 | 0 | 0 | 0 | 2931.5655
2025-09-15 | 5188.942 | 0.24 | 4.02 | 0 | 0 | 0 | 0 | 0 | 0 | 0 | 0 | 0 | 0 | 0 | 0 | 0 | 0 | 0 | 1 | 0 | 0 | 0 | 0 | 0 | 0 | 0 | 0 | 0 | 2888.7706
2025-09-15 | 4910.354 | 0.19 | 3.95 | 0 | 0 | 0 | 0 | 0 | 0 | 0 | 0 | 0 | 0 | 0 | 0 | 0 | 0 | 0 | 0 | 1 | 0 | 0 | 0 | 0 | 0 | 0 | 0 | 0 | 2762.8144
2025-09-15 | 4405.975 | 0.27 | 3.83 | 0 | 0 | 0 | 0 | 0 | 0 | 0 | 0 | 0 | 0 | 0 | 0 | 0 | 0 | 0 | 0 | 0 | 1 | 0 | 0 | 0 | 0 | 0 | 0 | 0 | 2590.2311
2025-09-15 | 3980.271 | 0.33 | 3.24 | 0 | 0 | 0 | 0 | 0 | 0 | 0 | 0 | 0 | 0 | 0 | 0 | 0 | 0 | 0 | 0 | 0 | 0 | 1 | 0 | 0 | 0 | 0 | 0 | 0 | 2410.4729
2025-09-15 | 3693.651 | 0.51 | 2.58 | 0 | 0 | 0 | 0 | 0 | 0 | 0 | 0 | 0 | 0 | 0 | 0 | 0 | 0 | 0 | 0 | 0 | 0 | 0 | 1 | 0 | 0 | 0 | 0 | 0 | 2294.5819
2025-09-15 | 3436.21 | 0.84 | 1.85 | 0 | 0 | 0 | 0 | 0 | 0 | 0 | 0 | 0 | 0 | 0 | 0 | 0 | 0 | 0 | 0 | 0 | 0 | 0 | 0 | 1 | 0 | 0 | 0 | 0 | 2178.8952
2025-09-15 | 3012.417 | 1.01 | 1.58 | 0 | 0 | 0 | 0 | 0 | 0 | 0 | 0 | 0 | 0 | 0 | 0 | 0 | 0 | 0 | 0 | 0 | 0 | 0 | 0 | 0 | 1 | 0 | 0 | 0 | 2061.4717
2025-09-15 | 2700.42 | 1.31 | 1.4 | 0 | 0 | 0 | 0 | 0 | 0 | 0 | 0 | 0 | 0 | 0 | 0 | 0 | 0 | 0 | 0 | 0 | 0 | 0 | 0 | 0 | 0 | 1 | 0 | 0 | 1930.5895
2025-09-15 | 2503.969 | 1.55 | 1.03 | 0 | 0 | 0 | 0 | 0 | 0 | 0 | 0 | 0 | 0 | 0 | 0 | 0 | 0 | 0 | 0 | 0 | 0 | 0 | 0 | 0 | 0 | 0 | 1 | 0 | 1796.228
2025-09-15 | 2360.198 | 1.76 | 0.84 | 0 | 0 | 0 | 0 | 0 | 0 | 0 | 0 | 0 | 0 | 0 | 0 | 0 | 0 | 0 | 0 | 0 | 0 | 0 | 0 | 0 | 0 | 0 | 0 | 1 | 1707.8292
2025-09-16 | 2325.736 | 2.19 | 0.68 | 0 | 1 | 0 | 0 | 0 | 0 | 0 | 0 | 0 | 0 | 0 | 0 | 0 | 0 | 0 | 0 | 0 | 0 | 0 | 0 | 0 | 0 | 0 | 0 | 0 | 1671.9174
2025-09-16 | 2265.891 | 2.48 | 0.53 | 0 | 0 | 1 | 0 | 0 | 0 | 0 | 0 | 0 | 0 | 0 | 0 | 0 | 0 | 0 | 0 | 0 | 0 | 0 | 0 | 0 | 0 | 0 | 0 | 0 | 1642.3882
2025-09-16 | 2229.849 | 2.82 | 0.28 | 0 | 0 | 0 | 1 | 0 | 0 | 0 | 0 | 0 | 0 | 0 | 0 | 0 | 0 | 0 | 0 | 0 | 0 | 0 | 0 | 0 | 0 | 0 | 0 | 0 | 1622.6751
2025-09-16 | 2270.677 | 3.27 | 0.26 | 0 | 0 | 0 | 0 | 1 | 0 | 0 | 0 | 0 | 0 | 0 | 0 | 0 | 0 | 0 | 0 | 0 | 0 | 0 | 0 | 0 | 0 | 0 | 0 | 0 | 1657.0619
2025-09-16 | 2357.304 | 3.43 | 0.25 | 0 | 0 | 0 | 0 | 0 | 1 | 0 | 0 | 0 | 0 | 0 | 0 | 0 | 0 | 0 | 0 | 0 | 0 | 0 | 0 | 0 | 0 | 0 | 0 | 0 | 1704.4057
2025-09-16 | 2566.346 | 3.47 | 0.18 | 0 | 0 | 0 | 0 | 0 | 0 | 1 | 0 | 0 | 0 | 0 | 0 | 0 | 0 | 0 | 0 | 0 | 0 | 0 | 0 | 0 | 0 | 0 | 0 | 0 | 1803.1114
2025-09-16 | 2949.617 | 3.17 | 0.23 | 0 | 0 | 0 | 0 | 0 | 0 | 0 | 1 | 0 | 0 | 0 | 0 | 0 | 0 | 0 | 0 | 0 | 0 | 0 | 0 | 0 | 0 | 0 | 0 | 0 | 1997.9939
2025-09-16 | 3689.384 | 2.55 | 0.29 | 0 | 0 | 0 | 0 | 0 | 0 | 0 | 0 | 1 | 0 | 0 | 0 | 0 | 0 | 0 | 0 | 0 | 0 | 0 | 0 | 0 | 0 | 0 | 0 | 0 | 2199.9891
2025-09-16 | 4421.666 | 0.93 | 0.92 | 0 | 0 | 0 | 0 | 0 | 0 | 0 | 0 | 0 | 1 | 0 | 0 | 0 | 0 | 0 | 0 | 0 | 0 | 0 | 0 | 0 | 0 | 0 | 0 | 0 | 2439.6302
2025-09-16 | 4867.052 | 0.23 | 2.05 | 0 | 0 | 0 | 0 | 0 | 0 | 0 | 0 | 0 | 0 | 1 | 0 | 0 | 0 | 0 | 0 | 0 | 0 | 0 | 0 | 0 | 0 | 0 | 0 | 0 | 2701.0061
2025-09-16 | 5123.218 | 0 | 3.65 | 0 | 0 | 0 | 0 | 0 | 0 | 0 | 0 | 0 | 0 | 0 | 1 | 0 | 0 | 0 | 0 | 0 | 0 | 0 | 0 | 0 | 0 | 0 | 0 | 0 | 2944.8745
2025-09-16 | 5206.159 | 0.03 | 4.84 | 0 | 0 | 0 | 0 | 0 | 0 | 0 | 0 | 0 | 0 | 0 | 0 | 1 | 0 | 0 | 0 | 0 | 0 | 0 | 0 | 0 | 0 | 0 | 0 | 0 | 3061.8424
2025-09-16 | 5268.36 | 0.06 | 5.63 | 0 | 0 | 0 | 0 | 0 | 0 | 0 | 0 | 0 | 0 | 0 | 0 | 0 | 1 | 0 | 0 | 0 | 0 | 0 | 0 | 0 | 0 | 0 | 0 | 0 | 3115.8724
2025-09-16 | 5390.905 | 0 | 5.78 | 0 | 0 | 0 | 0 | 0 | 0 | 0 | 0 | 0 | 0 | 0 | 0 | 0 | 0 | 1 | 0 | 0 | 0 | 0 | 0 | 0 | 0 | 0 | 0 | 0 | 3103.6871
2025-09-16 | 5306.003 | 0.1 | 6.05 | 0 | 0 | 0 | 0 | 0 | 0 | 0 | 0 | 0 | 0 | 0 | 0 | 0 | 0 | 0 | 1 | 0 | 0 | 0 | 0 | 0 | 0 | 0 | 0 | 0 | 3076.2239
2025-09-16 | 5112.233 | 0.19 | 5.62 | 0 | 0 | 0 | 0 | 0 | 0 | 0 | 0 | 0 | 0 | 0 | 0 | 0 | 0 | 0 | 0 | 1 | 0 | 0 | 0 | 0 | 0 | 0 | 0 | 0 | 2920.8969
2025-09-16 | 4471.755 | 0.25 | 5.24 | 0 | 0 | 0 | 0 | 0 | 0 | 0 | 0 | 0 | 0 | 0 | 0 | 0 | 0 | 0 | 0 | 0 | 1 | 0 | 0 | 0 | 0 | 0 | 0 | 0 | 2723.0296
2025-09-16 | 3979.147 | 0.22 | 4.19 | 0 | 0 | 0 | 0 | 0 | 0 | 0 | 0 | 0 | 0 | 0 | 0 | 0 | 0 | 0 | 0 | 0 | 0 | 1 | 0 | 0 | 0 | 0 | 0 | 0 | 2496.7019
2025-09-16 | 3686.215 | 0.23 | 3.27 | 0 | 0 | 0 | 0 | 0 | 0 | 0 | 0 | 0 | 0 | 0 | 0 | 0 | 0 | 0 | 0 | 0 | 0 | 0 | 1 | 0 | 0 | 0 | 0 | 0 | 2350.4837
2025-09-16 | 3415.591 | 0.2 | 2.36 | 0 | 0 | 0 | 0 | 0 | 0 | 0 | 0 | 0 | 0 | 0 | 0 | 0 | 0 | 0 | 0 | 0 | 0 | 0 | 0 | 1 | 0 | 0 | 0 | 0 | 2205.6549
2025-09-16 | 3061.31 | 0.34 | 1.73 | 0 | 0 | 0 | 0 | 0 | 0 | 0 | 0 | 0 | 0 | 0 | 0 | 0 | 0 | 0 | 0 | 0 | 0 | 0 | 0 | 0 | 1 | 0 | 0 | 0 | 2053.1451
2025-09-16 | 2664.817 | 0.34 | 1.48 | 0 | 0 | 0 | 0 | 0 | 0 | 0 | 0 | 0 | 0 | 0 | 0 | 0 | 0 | 0 | 0 | 0 | 0 | 0 | 0 | 0 | 0 | 1 | 0 | 0 | 1905.5506
2025-09-16 | 2474.645 | 0.51 | 1.39 | 0 | 0 | 0 | 0 | 0 | 0 | 0 | 0 | 0 | 0 | 0 | 0 | 0 | 0 | 0 | 0 | 0 | 0 | 0 | 0 | 0 | 0 | 0 | 1 | 0 | 1795.3405
2025-09-16 | 2327.367 | 0.72 | 1.07 | 0 | 0 | 0 | 0 | 0 | 0 | 0 | 0 | 0 | 0 | 0 | 0 | 0 | 0 | 0 | 0 | 0 | 0 | 0 | 0 | 0 | 0 | 0 | 0 | 1 | 1694.6359
2025-09-17 | 2291.642 | 1.08 | 0.91 | 0 | 1 | 0 | 0 | 0 | 0 | 0 | 0 | 0 | 0 | 0 | 0 | 0 | 0 | 0 | 0 | 0 | 0 | 0 | 0 | 0 | 0 | 0 | 0 | 0 | 1656.3707
2025-09-17 | 2232.442 | 1.32 | 0.57 | 0 | 0 | 1 | 0 | 0 | 0 | 0 | 0 | 0 | 0 | 0 | 0 | 0 | 0 | 0 | 0 | 0 | 0 | 0 | 0 | 0 | 0 | 0 | 0 | 0 | 1607.1751
2025-09-17 | 2210.991 | 1.72 | 0.46 | 0 | 0 | 0 | 1 | 0 | 0 | 0 | 0 | 0 | 0 | 0 | 0 | 0 | 0 | 0 | 0 | 0 | 0 | 0 | 0 | 0 | 0 | 0 | 0 | 0 | 1602.7316
2025-09-17 | 2247.673 | 1.98 | 0.41 | 0 | 0 | 0 | 0 | 1 | 0 | 0 | 0 | 0 | 0 | 0 | 0 | 0 | 0 | 0 | 0 | 0 | 0 | 0 | 0 | 0 | 0 | 0 | 0 | 0 | 1627.8907
2025-09-17 | 2341.55 | 2.66 | 0.38 | 0 | 0 | 0 | 0 | 0 | 1 | 0 | 0 | 0 | 0 | 0 | 0 | 0 | 0 | 0 | 0 | 0 | 0 | 0 | 0 | 0 | 0 | 0 | 0 | 0 | 1690.8238
2025-09-17 | 2521.754 | 2.46 | 0.37 | 0 | 0 | 0 | 0 | 0 | 0 | 1 | 0 | 0 | 0 | 0 | 0 | 0 | 0 | 0 | 0 | 0 | 0 | 0 | 0 | 0 | 0 | 0 | 0 | 0 | 1787.1403
2025-09-17 | 2891.615 | 2.63 | 0.33 | 0 | 0 | 0 | 0 | 0 | 0 | 0 | 1 | 0 | 0 | 0 | 0 | 0 | 0 | 0 | 0 | 0 | 0 | 0 | 0 | 0 | 0 | 0 | 0 | 0 | 1989.3049
2025-09-17 | 3581.345 | 1.95 | 0.38 | 0 | 0 | 0 | 0 | 0 | 0 | 0 | 0 | 1 | 0 | 0 | 0 | 0 | 0 | 0 | 0 | 0 | 0 | 0 | 0 | 0 | 0 | 0 | 0 | 0 | 2188.3363
2025-09-17 | 4159.948 | 0.81 | 1.03 | 0 | 0 | 0 | 0 | 0 | 0 | 0 | 0 | 0 | 1 | 0 | 0 | 0 | 0 | 0 | 0 | 0 | 0 | 0 | 0 | 0 | 0 | 0 | 0 | 0 | 2446.0084
2025-09-17 | 4716.678 | 0.23 | 2.22 | 0 | 0 | 0 | 0 | 0 | 0 | 0 | 0 | 0 | 0 | 1 | 0 | 0 | 0 | 0 | 0 | 0 | 0 | 0 | 0 | 0 | 0 | 0 | 0 | 0 | 2717.0983
2025-09-17 | 5080.289 | 0.16 | 3.36 | 0 | 0 | 0 | 0 | 0 | 0 | 0 | 0 | 0 | 0 | 0 | 1 | 0 | 0 | 0 | 0 | 0 | 0 | 0 | 0 | 0 | 0 | 0 | 0 | 0 | 2922.8023
2025-09-17 | 5204.178 | 0.07 | 4.49 | 0 | 0 | 0 | 0 | 0 | 0 | 0 | 0 | 0 | 0 | 0 | 0 | 1 | 0 | 0 | 0 | 0 | 0 | 0 | 0 | 0 | 0 | 0 | 0 | 0 | 3030.0561
2025-09-17 | 5305.178 | 0.07 | 5.08 | 0 | 0 | 0 | 0 | 0 | 0 | 0 | 0 | 0 | 0 | 0 | 0 | 0 | 1 | 0 | 0 | 0 | 0 | 0 | 0 | 0 | 0 | 0 | 0 | 0 | 3064.1455
2025-09-17 | 5355.876 | 0.1 | 5.09 | 0 | 0 | 0 | 0 | 0 | 0 | 0 | 0 | 0 | 0 | 0 | 0 | 0 | 0 | 1 | 0 | 0 | 0 | 0 | 0 | 0 | 0 | 0 | 0 | 0 | 3041.7336
2025-09-17 | 5216.559 | 0 | 5.37 | 0 | 0 | 0 | 0 | 0 | 0 | 0 | 0 | 0 | 0 | 0 | 0 | 0 | 0 | 0 | 1 | 0 | 0 | 0 | 0 | 0 | 0 | 0 | 0 | 0 | 3008.4929
2025-09-17 | 4882.341 | 0 | 5.39 | 0 | 0 | 0 | 0 | 0 | 0 | 0 | 0 | 0 | 0 | 0 | 0 | 0 | 0 | 0 | 0 | 1 | 0 | 0 | 0 | 0 | 0 | 0 | 0 | 0 | 2892.7372
2025-09-17 | 4438.845 | 0 | 5.09 | 0 | 0 | 0 | 0 | 0 | 0 | 0 | 0 | 0 | 0 | 0 | 0 | 0 | 0 | 0 | 0 | 0 | 1 | 0 | 0 | 0 | 0 | 0 | 0 | 0 | 2700.4255
2025-09-17 | 4025.333 | 0.13 | 4.18 | 0 | 0 | 0 | 0 | 0 | 0 | 0 | 0 | 0 | 0 | 0 | 0 | 0 | 0 | 0 | 0 | 0 | 0 | 1 | 0 | 0 | 0 | 0 | 0 | 0 | 2492.7294
2025-09-17 | 3838.562 | 0.37 | 3.29 | 0 | 0 | 0 | 0 | 0 | 0 | 0 | 0 | 0 | 0 | 0 | 0 | 0 | 0 | 0 | 0 | 0 | 0 | 0 | 1 | 0 | 0 | 0 | 0 | 0 | 2357.0837
2025-09-17 | 3573.983 | 0.57 | 2.31 | 0 | 0 | 0 | 0 | 0 | 0 | 0 | 0 | 0 | 0 | 0 | 0 | 0 | 0 | 0 | 0 | 0 | 0 | 0 | 0 | 1 | 0 | 0 | 0 | 0 | 2213.3614
2025-09-17 | 3218.127 | 0.73 | 1.9 | 0 | 0 | 0 | 0 | 0 | 0 | 0 | 0 | 0 | 0 | 0 | 0 | 0 | 0 | 0 | 0 | 0 | 0 | 0 | 0 | 0 | 1 | 0 | 0 | 0 | 2082.3492
2025-09-17 | 2865.481 | 0.91 | 1.54 | 0 | 0 | 0 | 0 | 0 | 0 | 0 | 0 | 0 | 0 | 0 | 0 | 0 | 0 | 0 | 0 | 0 | 0 | 0 | 0 | 0 | 0 | 1 | 0 | 0 | 1930.3938
2025-09-17 | 2490.531 | 1.04 | 1.28 | 0 | 0 | 0 | 0 | 0 | 0 | 0 | 0 | 0 | 0 | 0 | 0 | 0 | 0 | 0 | 0 | 0 | 0 | 0 | 0 | 0 | 0 | 0 | 1 | 0 | 1802.7467
2025-09-17 | 2378.553 | 1.5 | 1.09 | 0 | 0 | 0 | 0 | 0 | 0 | 0 | 0 | 0 | 0 | 0 | 0 | 0 | 0 | 0 | 0 | 0 | 0 | 0 | 0 | 0 | 0 | 0 | 0 | 1 | 1722.7529
2025-09-18 | 2303.418 | 1.61 | 0.98 | 0 | 1 | 0 | 0 | 0 | 0 | 0 | 0 | 0 | 0 | 0 | 0 | 0 | 0 | 0 | 0 | 0 | 0 | 0 | 0 | 0 | 0 | 0 | 0 | 0 | 1680.8157
2025-09-18 | 2267.127 | 1.73 | 0.81 | 0 | 0 | 1 | 0 | 0 | 0 | 0 | 0 | 0 | 0 | 0 | 0 | 0 | 0 | 0 | 0 | 0 | 0 | 0 | 0 | 0 | 0 | 0 | 0 | 0 | 1643.6778
2025-09-18 | 2237.392 | 2.24 | 0.7 | 0 | 0 | 0 | 1 | 0 | 0 | 0 | 0 | 0 | 0 | 0 | 0 | 0 | 0 | 0 | 0 | 0 | 0 | 0 | 0 | 0 | 0 | 0 | 0 | 0 | 1642.9326
2025-09-18 | 2309.574 | 2.41 | 0.66 | 0 | 0 | 0 | 0 | 1 | 0 | 0 | 0 | 0 | 0 | 0 | 0 | 0 | 0 | 0 | 0 | 0 | 0 | 0 | 0 | 0 | 0 | 0 | 0 | 0 | 1666.0125
2025-09-18 | 2374.632 | 2.63 | 0.68 | 0 | 0 | 0 | 0 | 0 | 1 | 0 | 0 | 0 | 0 | 0 | 0 | 0 | 0 | 0 | 0 | 0 | 0 | 0 | 0 | 0 | 0 | 0 | 0 | 0 | 1718.2133
2025-09-18 | 2546.012 | 2.8 | 0.53 | 0 | 0 | 0 | 0 | 0 | 0 | 1 | 0 | 0 | 0 | 0 | 0 | 0 | 0 | 0 | 0 | 0 | 0 | 0 | 0 | 0 | 0 | 0 | 0 | 0 | 1813.7169
2025-09-18 | 2935.341 | 2.84 | 0.5 | 0 | 0 | 0 | 0 | 0 | 0 | 0 | 1 | 0 | 0 | 0 | 0 | 0 | 0 | 0 | 0 | 0 | 0 | 0 | 0 | 0 | 0 | 0 | 0 | 0 | 2012.4574
2025-09-18 | 3590.527 | 2.2 | 0.59 | 0 | 0 | 0 | 0 | 0 | 0 | 0 | 0 | 1 | 0 | 0 | 0 | 0 | 0 | 0 | 0 | 0 | 0 | 0 | 0 | 0 | 0 | 0 | 0 | 0 | 2216.6201
2025-09-18 | 4263.066 | 1.11 | 1.3 | 0 | 0 | 0 | 0 | 0 | 0 | 0 | 0 | 0 | 1 | 0 | 0 | 0 | 0 | 0 | 0 | 0 | 0 | 0 | 0 | 0 | 0 | 0 | 0 | 0 | 2481.6527
2025-09-18 | 4797.288 | 0.62 | 2.94 | 0 | 0 | 0 | 0 | 0 | 0 | 0 | 0 | 0 | 0 | 1 | 0 | 0 | 0 | 0 | 0 | 0 | 0 | 0 | 0 | 0 | 0 | 0 | 0 | 0 | 2798.3655
2025-09-18 | 5116.59 | 0.47 | 3.83 | 0 | 0 | 0 | 0 | 0 | 0 | 0 | 0 | 0 | 0 | 0 | 1 | 0 | 0 | 0 | 0 | 0 | 0 | 0 | 0 | 0 | 0 | 0 | 0 | 0 | 2977.7149
2025-09-18 | 5230.521 | 0.35 | 4.67 | 0 | 0 | 0 | 0 | 0 | 0 | 0 | 0 | 0 | 0 | 0 | 0 | 1 | 0 | 0 | 0 | 0 | 0 | 0 | 0 | 0 | 0 | 0 | 0 | 0 | 3056.5087
2025-09-18 | 5385.192 | 0.39 | 5.44 | 0 | 0 | 0 | 0 | 0 | 0 | 0 | 0 | 0 | 0 | 0 | 0 | 0 | 1 | 0 | 0 | 0 | 0 | 0 | 0 | 0 | 0 | 0 | 0 | 0 | 3108.9817
2025-09-18 | 5406.18 | 0.38 | 5.76 | 0 | 0 | 0 | 0 | 0 | 0 | 0 | 0 | 0 | 0 | 0 | 0 | 0 | 0 | 1 | 0 | 0 | 0 | 0 | 0 | 0 | 0 | 0 | 0 | 0 | 3114.5696
2025-09-18 | 5462.717 | 0.39 | 5.61 | 0 | 0 | 0 | 0 | 0 | 0 | 0 | 0 | 0 | 0 | 0 | 0 | 0 | 0 | 0 | 1 | 0 | 0 | 0 | 0 | 0 | 0 | 0 | 0 | 0 | 3044.3233
2025-09-18 | 5223.539 | 0.34 | 6.15 | 0 | 0 | 0 | 0 | 0 | 0 | 0 | 0 | 0 | 0 | 0 | 0 | 0 | 0 | 0 | 0 | 1 | 0 | 0 | 0 | 0 | 0 | 0 | 0 | 0 | 2976.1098
2025-09-18 | 4715.802 | 0.34 | 5.9 | 0 | 0 | 0 | 0 | 0 | 0 | 0 | 0 | 0 | 0 | 0 | 0 | 0 | 0 | 0 | 0 | 0 | 1 | 0 | 0 | 0 | 0 | 0 | 0 | 0 | 2788.5311
2025-09-18 | 4197.362 | 0.48 | 4.69 | 0 | 0 | 0 | 0 | 0 | 0 | 0 | 0 | 0 | 0 | 0 | 0 | 0 | 0 | 0 | 0 | 0 | 0 | 1 | 0 | 0 | 0 | 0 | 0 | 0 | 2552.7732
2025-09-18 | 3923.77 | 0.76 | 3.49 | 0 | 0 | 0 | 0 | 0 | 0 | 0 | 0 | 0 | 0 | 0 | 0 | 0 | 0 | 0 | 0 | 0 | 0 | 0 | 1 | 0 | 0 | 0 | 0 | 0 | 2389.1277
2025-09-18 | 3676.769 | 1.03 | 2.25 | 0 | 0 | 0 | 0 | 0 | 0 | 0 | 0 | 0 | 0 | 0 | 0 | 0 | 0 | 0 | 0 | 0 | 0 | 0 | 0 | 1 | 0 | 0 | 0 | 0 | 2223.1471
2025-09-18 | 3280.22 | 1.56 | 1.68 | 0 | 0 | 0 | 0 | 0 | 0 | 0 | 0 | 0 | 0 | 0 | 0 | 0 | 0 | 0 | 0 | 0 | 0 | 0 | 0 | 0 | 1 | 0 | 0 | 0 | 2089.4289
2025-09-18 | 2889.025 | 1.9 | 1.38 | 0 | 0 | 0 | 0 | 0 | 0 | 0 | 0 | 0 | 0 | 0 | 0 | 0 | 0 | 0 | 0 | 0 | 0 | 0 | 0 | 0 | 0 | 1 | 0 | 0 | 1948.5323
2025-09-18 | 2633.05 | 2.17 | 1.05 | 0 | 0 | 0 | 0 | 0 | 0 | 0 | 0 | 0 | 0 | 0 | 0 | 0 | 0 | 0 | 0 | 0 | 0 | 0 | 0 | 0 | 0 | 0 | 1 | 0 | 1818.9658
2025-09-18 | 2467.914 | 2.35 | 0.69 | 0 | 0 | 0 | 0 | 0 | 0 | 0 | 0 | 0 | 0 | 0 | 0 | 0 | 0 | 0 | 0 | 0 | 0 | 0 | 0 | 0 | 0 | 0 | 0 | 1 | 1713.4661
2025-09-19 | 2379.935 | 2.71 | 0.64 | 0 | 1 | 0 | 0 | 0 | 0 | 0 | 0 | 0 | 0 | 0 | 0 | 0 | 0 | 0 | 0 | 0 | 0 | 0 | 0 | 0 | 0 | 0 | 0 | 0 | 1685.6136
2025-09-19 | 2302.296 | 2.97 | 0.48 | 0 | 0 | 1 | 0 | 0 | 0 | 0 | 0 | 0 | 0 | 0 | 0 | 0 | 0 | 0 | 0 | 0 | 0 | 0 | 0 | 0 | 0 | 0 | 0 | 0 | 1654.1292
2025-09-19 | 2267.426 | 3.27 | 0.42 | 0 | 0 | 0 | 1 | 0 | 0 | 0 | 0 | 0 | 0 | 0 | 0 | 0 | 0 | 0 | 0 | 0 | 0 | 0 | 0 | 0 | 0 | 0 | 0 | 0 | 1651.0567
2025-09-19 | 2275.111 | 3.58 | 0.36 | 0 | 0 | 0 | 0 | 1 | 0 | 0 | 0 | 0 | 0 | 0 | 0 | 0 | 0 | 0 | 0 | 0 | 0 | 0 | 0 | 0 | 0 | 0 | 0 | 0 | 1676.9502
2025-09-19 | 2374.384 | 3.84 | 0.32 | 0 | 0 | 0 | 0 | 0 | 1 | 0 | 0 | 0 | 0 | 0 | 0 | 0 | 0 | 0 | 0 | 0 | 0 | 0 | 0 | 0 | 0 | 0 | 0 | 0 | 1724.8162
2025-09-19 | 2545.081 | 4.07 | 0.3 | 0 | 0 | 0 | 0 | 0 | 0 | 1 | 0 | 0 | 0 | 0 | 0 | 0 | 0 | 0 | 0 | 0 | 0 | 0 | 0 | 0 | 0 | 0 | 0 | 0 | 1834.6429
2025-09-19 | 2978.732 | 3.99 | 0.32 | 0 | 0 | 0 | 0 | 0 | 0 | 0 | 1 | 0 | 0 | 0 | 0 | 0 | 0 | 0 | 0 | 0 | 0 | 0 | 0 | 0 | 0 | 0 | 0 | 0 | 2034.082
2025-09-19 | 3583.38 | 3.49 | 0.44 | 0 | 0 | 0 | 0 | 0 | 0 | 0 | 0 | 1 | 0 | 0 | 0 | 0 | 0 | 0 | 0 | 0 | 0 | 0 | 0 | 0 | 0 | 0 | 0 | 0 | 2245.7912
2025-09-19 | 4137.843 | 2.26 | 0.83 | 0 | 0 | 0 | 0 | 0 | 0 | 0 | 0 | 0 | 1 | 0 | 0 | 0 | 0 | 0 | 0 | 0 | 0 | 0 | 0 | 0 | 0 | 0 | 0 | 0 | 2475.8258
2025-09-19 | 4503.714 | 1.4 | 1.43 | 0 | 0 | 0 | 0 | 0 | 0 | 0 | 0 | 0 | 0 | 1 | 0 | 0 | 0 | 0 | 0 | 0 | 0 | 0 | 0 | 0 | 0 | 0 | 0 | 0 | 2681.6525
2025-09-19 | 4690.592 | 0.82 | 2.42 | 0 | 0 | 0 | 0 | 0 | 0 | 0 | 0 | 0 | 0 | 0 | 1 | 0 | 0 | 0 | 0 | 0 | 0 | 0 | 0 | 0 | 0 | 0 | 0 | 0 | 2856.0112
2025-09-19 | 4765.541 | 0.51 | 3.29 | 0 | 0 | 0 | 0 | 0 | 0 | 0 | 0 | 0 | 0 | 0 | 0 | 1 | 0 | 0 | 0 | 0 | 0 | 0 | 0 | 0 | 0 | 0 | 0 | 0 | 2931.2569
2025-09-19 | 4945.86 | 0.51 | 4.22 | 0 | 0 | 0 | 0 | 0 | 0 | 0 | 0 | 0 | 0 | 0 | 0 | 0 | 1 | 0 | 0 | 0 | 0 | 0 | 0 | 0 | 0 | 0 | 0 | 0 | 2997.5307
2025-09-19 | 4921.666 | 0.45 | 4.48 | 0 | 0 | 0 | 0 | 0 | 0 | 0 | 0 | 0 | 0 | 0 | 0 | 0 | 0 | 1 | 0 | 0 | 0 | 0 | 0 | 0 | 0 | 0 | 0 | 0 | 2995.758
2025-09-19 | 4828.103 | 0.44 | 4.65 | 0 | 0 | 0 | 0 | 0 | 0 | 0 | 0 | 0 | 0 | 0 | 0 | 0 | 0 | 0 | 1 | 0 | 0 | 0 | 0 | 0 | 0 | 0 | 0 | 0 | 2955.1306
2025-09-19 | 4622.634 | 0.52 | 4.37 | 0 | 0 | 0 | 0 | 0 | 0 | 0 | 0 | 0 | 0 | 0 | 0 | 0 | 0 | 0 | 0 | 1 | 0 | 0 | 0 | 0 | 0 | 0 | 0 | 0 | 2813.6664
2025-09-19 | 4127.674 | 0.56 | 4.35 | 0 | 0 | 0 | 0 | 0 | 0 | 0 | 0 | 0 | 0 | 0 | 0 | 0 | 0 | 0 | 0 | 0 | 1 | 0 | 0 | 0 | 0 | 0 | 0 | 0 | 2649.2043
2025-09-19 | 3734.597 | 0.58 | 3.37 | 0 | 0 | 0 | 0 | 0 | 0 | 0 | 0 | 0 | 0 | 0 | 0 | 0 | 0 | 0 | 0 | 0 | 0 | 1 | 0 | 0 | 0 | 0 | 0 | 0 | 2431.1838
2025-09-19 | 3468.482 | 0.59 | 2.35 | 0 | 0 | 0 | 0 | 0 | 0 | 0 | 0 | 0 | 0 | 0 | 0 | 0 | 0 | 0 | 0 | 0 | 0 | 0 | 1 | 0 | 0 | 0 | 0 | 0 | 2275.4997
2025-09-19 | 3287.164 | 0.99 | 1.58 | 0 | 0 | 0 | 0 | 0 | 0 | 0 | 0 | 0 | 0 | 0 | 0 | 0 | 0 | 0 | 0 | 0 | 0 | 0 | 0 | 1 | 0 | 0 | 0 | 0 | 2158.38
2025-09-19 | 2962.859 | 1.46 | 1.32 | 0 | 0 | 0 | 0 | 0 | 0 | 0 | 0 | 0 | 0 | 0 | 0 | 0 | 0 | 0 | 0 | 0 | 0 | 0 | 0 | 0 | 1 | 0 | 0 | 0 | 2051.9892
2025-09-19 | 2707.195 | 1.77 | 1.08 | 0 | 0 | 0 | 0 | 0 | 0 | 0 | 0 | 0 | 0 | 0 | 0 | 0 | 0 | 0 | 0 | 0 | 0 | 0 | 0 | 0 | 0 | 1 | 0 | 0 | 1915.7636
2025-09-19 | 2485.903 | 2 | 0.87 | 0 | 0 | 0 | 0 | 0 | 0 | 0 | 0 | 0 | 0 | 0 | 0 | 0 | 0 | 0 | 0 | 0 | 0 | 0 | 0 | 0 | 0 | 0 | 1 | 0 | 1796.2115
2025-09-19 | 2328.228 | 2.33 | 0.61 | 0 | 0 | 0 | 0 | 0 | 0 | 0 | 0 | 0 | 0 | 0 | 0 | 0 | 0 | 0 | 0 | 0 | 0 | 0 | 0 | 0 | 0 | 0 | 0 | 1 | 1705.2209
2025-09-20 | 2261.815 | 2.85 | 0.34 | 1 | 1 | 0 | 0 | 0 | 0 | 0 | 0 | 0 | 0 | 0 | 0 | 0 | 0 | 0 | 0 | 0 | 0 | 0 | 0 | 0 | 0 | 0 | 0 | 0 | 1396.7693
2025-09-20 | 2232.112 | 2.67 | 0.35 | 1 | 0 | 1 | 0 | 0 | 0 | 0 | 0 | 0 | 0 | 0 | 0 | 0 | 0 | 0 | 0 | 0 | 0 | 0 | 0 | 0 | 0 | 0 | 0 | 0 | 1366.5842
2025-09-20 | 2201.46 | 3.45 | 0.25 | 1 | 0 | 0 | 1 | 0 | 0 | 0 | 0 | 0 | 0 | 0 | 0 | 0 | 0 | 0 | 0 | 0 | 0 | 0 | 0 | 0 | 0 | 0 | 0 | 0 | 1375.863
2025-09-20 | 2252.13 | 3.8 | 0.29 | 1 | 0 | 0 | 0 | 1 | 0 | 0 | 0 | 0 | 0 | 0 | 0 | 0 | 0 | 0 | 0 | 0 | 0 | 0 | 0 | 0 | 0 | 0 | 0 | 0 | 1412.5674
2025-09-20 | 2274.317 | 4 | 0.28 | 1 | 0 | 0 | 0 | 0 | 1 | 0 | 0 | 0 | 0 | 0 | 0 | 0 | 0 | 0 | 0 | 0 | 0 | 0 | 0 | 0 | 0 | 0 | 0 | 0 | 1461.256
2025-09-20 | 2334.491 | 4.21 | 0.32 | 1 | 0 | 0 | 0 | 0 | 0 | 1 | 0 | 0 | 0 | 0 | 0 | 0 | 0 | 0 | 0 | 0 | 0 | 0 | 0 | 0 | 0 | 0 | 0 | 0 | 1576.0898
2025-09-20 | 2424.652 | 4.11 | 0.26 | 1 | 0 | 0 | 0 | 0 | 0 | 0 | 1 | 0 | 0 | 0 | 0 | 0 | 0 | 0 | 0 | 0 | 0 | 0 | 0 | 0 | 0 | 0 | 0 | 0 | 1767.2837
2025-09-20 | 2702.859 | 3.64 | 0.36 | 1 | 0 | 0 | 0 | 0 | 0 | 0 | 0 | 1 | 0 | 0 | 0 | 0 | 0 | 0 | 0 | 0 | 0 | 0 | 0 | 0 | 0 | 0 | 0 | 0 | 1978.1084
2025-09-20 | 3141.645 | 1.79 | 0.7 | 1 | 0 | 0 | 0 | 0 | 0 | 0 | 0 | 0 | 1 | 0 | 0 | 0 | 0 | 0 | 0 | 0 | 0 | 0 | 0 | 0 | 0 | 0 | 0 | 0 | 2182.5654
2025-09-20 | 3474.828 | 1.17 | 1.71 | 1 | 0 | 0 | 0 | 0 | 0 | 0 | 0 | 0 | 0 | 1 | 0 | 0 | 0 | 0 | 0 | 0 | 0 | 0 | 0 | 0 | 0 | 0 | 0 | 0 | 2435.2716
2025-09-20 | 3592.307 | 0.74 | 2.74 | 1 | 0 | 0 | 0 | 0 | 0 | 0 | 0 | 0 | 0 | 0 | 1 | 0 | 0 | 0 | 0 | 0 | 0 | 0 | 0 | 0 | 0 | 0 | 0 | 0 | 2618.4597
2025-09-20 | 3669.3 | 0.39 | 3.37 | 1 | 0 | 0 | 0 | 0 | 0 | 0 | 0 | 0 | 0 | 0 | 0 | 1 | 0 | 0 | 0 | 0 | 0 | 0 | 0 | 0 | 0 | 0 | 0 | 0 | 2669.6422
2025-09-20 | 3687.106 | 0.23 | 3.87 | 1 | 0 | 0 | 0 | 0 | 0 | 0 | 0 | 0 | 0 | 0 | 0 | 0 | 1 | 0 | 0 | 0 | 0 | 0 | 0 | 0 | 0 | 0 | 0 | 0 | 2689.8329
2025-09-20 | 3683.292 | 0.29 | 4.13 | 1 | 0 | 0 | 0 | 0 | 0 | 0 | 0 | 0 | 0 | 0 | 0 | 0 | 0 | 1 | 0 | 0 | 0 | 0 | 0 | 0 | 0 | 0 | 0 | 0 | 2692.0946
2025-09-20 | 3647.341 | 0.24 | 4.4 | 1 | 0 | 0 | 0 | 0 | 0 | 0 | 0 | 0 | 0 | 0 | 0 | 0 | 0 | 0 | 1 | 0 | 0 | 0 | 0 | 0 | 0 | 0 | 0 | 0 | 2659.5884
2025-09-20 | 3596.889 | 0.27 | 4.13 | 1 | 0 | 0 | 0 | 0 | 0 | 0 | 0 | 0 | 0 | 0 | 0 | 0 | 0 | 0 | 0 | 1 | 0 | 0 | 0 | 0 | 0 | 0 | 0 | 0 | 2517.3898
2025-09-20 | 3401.237 | 0.25 | 3.92 | 1 | 0 | 0 | 0 | 0 | 0 | 0 | 0 | 0 | 0 | 0 | 0 | 0 | 0 | 0 | 0 | 0 | 1 | 0 | 0 | 0 | 0 | 0 | 0 | 0 | 2332.9251
2025-09-20 | 3207.707 | 0.4 | 3.44 | 1 | 0 | 0 | 0 | 0 | 0 | 0 | 0 | 0 | 0 | 0 | 0 | 0 | 0 | 0 | 0 | 0 | 0 | 1 | 0 | 0 | 0 | 0 | 0 | 0 | 2166.6053
2025-09-20 | 3161.686 | 0.67 | 2.77 | 1 | 0 | 0 | 0 | 0 | 0 | 0 | 0 | 0 | 0 | 0 | 0 | 0 | 0 | 0 | 0 | 0 | 0 | 0 | 1 | 0 | 0 | 0 | 0 | 0 | 2052.7935
2025-09-20 | 3036.814 | 0.89 | 2.11 | 1 | 0 | 0 | 0 | 0 | 0 | 0 | 0 | 0 | 0 | 0 | 0 | 0 | 0 | 0 | 0 | 0 | 0 | 0 | 0 | 1 | 0 | 0 | 0 | 0 | 1940.0348
2025-09-20 | 2808.314 | 1.03 | 1.78 | 1 | 0 | 0 | 0 | 0 | 0 | 0 | 0 | 0 | 0 | 0 | 0 | 0 | 0 | 0 | 0 | 0 | 0 | 0 | 0 | 0 | 1 | 0 | 0 | 0 | 1815.923
2025-09-20 | 2582.87 | 1.12 | 1.59 | 1 | 0 | 0 | 0 | 0 | 0 | 0 | 0 | 0 | 0 | 0 | 0 | 0 | 0 | 0 | 0 | 0 | 0 | 0 | 0 | 0 | 0 | 1 | 0 | 0 | 1677.034
2025-09-20 | 2378.266 | 1.2 | 1.3 | 1 | 0 | 0 | 0 | 0 | 0 | 0 | 0 | 0 | 0 | 0 | 0 | 0 | 0 | 0 | 0 | 0 | 0 | 0 | 0 | 0 | 0 | 0 | 1 | 0 | 1544.866
2025-09-20 | 2249.89 | 1.15 | 0.99 | 1 | 0 | 0 | 0 | 0 | 0 | 0 | 0 | 0 | 0 | 0 | 0 | 0 | 0 | 0 | 0 | 0 | 0 | 0 | 0 | 0 | 0 | 0 | 0 | 1 | 1436.3667
2025-09-21 | 2184.095 | 1.35 | 0.8 | 1 | 1 | 0 | 0 | 0 | 0 | 0 | 0 | 0 | 0 | 0 | 0 | 0 | 0 | 0 | 0 | 0 | 0 | 0 | 0 | 0 | 0 | 0 | 0 | 0 | 1389.8825
2025-09-21 | 2189.436 | 1.55 | 0.71 | 1 | 0 | 1 | 0 | 0 | 0 | 0 | 0 | 0 | 0 | 0 | 0 | 0 | 0 | 0 | 0 | 0 | 0 | 0 | 0 | 0 | 0 | 0 | 0 | 0 | 1363.0071
2025-09-21 | 2137.547 | 2.1 | 0.64 | 1 | 0 | 0 | 1 | 0 | 0 | 0 | 0 | 0 | 0 | 0 | 0 | 0 | 0 | 0 | 0 | 0 | 0 | 0 | 0 | 0 | 0 | 0 | 0 | 0 | 1367.3931
2025-09-21 | 2179.28 | 2.3 | 0.49 | 1 | 0 | 0 | 0 | 1 | 0 | 0 | 0 | 0 | 0 | 0 | 0 | 0 | 0 | 0 | 0 | 0 | 0 | 0 | 0 | 0 | 0 | 0 | 0 | 0 | 1381.069
2025-09-21 | 2188.089 | 2.47 | 0.46 | 1 | 0 | 0 | 0 | 0 | 1 | 0 | 0 | 0 | 0 | 0 | 0 | 0 | 0 | 0 | 0 | 0 | 0 | 0 | 0 | 0 | 0 | 0 | 0 | 0 | 1426.8557
2025-09-21 | 2236.331 | 2.66 | 0.41 | 1 | 0 | 0 | 0 | 0 | 0 | 1 | 0 | 0 | 0 | 0 | 0 | 0 | 0 | 0 | 0 | 0 | 0 | 0 | 0 | 0 | 0 | 0 | 0 | 0 | 1532.4977
2025-09-21 | 2279.457 | 2.43 | 0.45 | 1 | 0 | 0 | 0 | 0 | 0 | 0 | 1 | 0 | 0 | 0 | 0 | 0 | 0 | 0 | 0 | 0 | 0 | 0 | 0 | 0 | 0 | 0 | 0 | 0 | 1728.787
2025-09-21 | 2469.371 | 1.82 | 0.89 | 1 | 0 | 0 | 0 | 0 | 0 | 0 | 0 | 1 | 0 | 0 | 0 | 0 | 0 | 0 | 0 | 0 | 0 | 0 | 0 | 0 | 0 | 0 | 0 | 0 | 1967.0893
2025-09-21 | 2823.542 | 0.87 | 1.97 | 1 | 0 | 0 | 0 | 0 | 0 | 0 | 0 | 0 | 1 | 0 | 0 | 0 | 0 | 0 | 0 | 0 | 0 | 0 | 0 | 0 | 0 | 0 | 0 | 0 | 2271.8531
2025-09-21 | 3193.759 | 0.31 | 3.47 | 1 | 0 | 0 | 0 | 0 | 0 | 0 | 0 | 0 | 0 | 1 | 0 | 0 | 0 | 0 | 0 | 0 | 0 | 0 | 0 | 0 | 0 | 0 | 0 | 0 | 2572.96
2025-09-21 | 3432.789 | 0.19 | 5.03 | 1 | 0 | 0 | 0 | 0 | 0 | 0 | 0 | 0 | 0 | 0 | 1 | 0 | 0 | 0 | 0 | 0 | 0 | 0 | 0 | 0 | 0 | 0 | 0 | 0 | 2816.7403
2025-09-21 | 3561.224 | 0.08 | 5.97 | 1 | 0 | 0 | 0 | 0 | 0 | 0 | 0 | 0 | 0 | 0 | 0 | 1 | 0 | 0 | 0 | 0 | 0 | 0 | 0 | 0 | 0 | 0 | 0 | 0 | 2905.3363
2025-09-21 | 3618.546 | 0 | 6.44 | 1 | 0 | 0 | 0 | 0 | 0 | 0 | 0 | 0 | 0 | 0 | 0 | 0 | 1 | 0 | 0 | 0 | 0 | 0 | 0 | 0 | 0 | 0 | 0 | 0 | 2925.3768
2025-09-21 | 3672.656 | 0 | 6.52 | 1 | 0 | 0 | 0 | 0 | 0 | 0 | 0 | 0 | 0 | 0 | 0 | 0 | 0 | 1 | 0 | 0 | 0 | 0 | 0 | 0 | 0 | 0 | 0 | 0 | 2908.5825
2025-09-21 | 3692.208 | 0 | 6.78 | 1 | 0 | 0 | 0 | 0 | 0 | 0 | 0 | 0 | 0 | 0 | 0 | 0 | 0 | 0 | 1 | 0 | 0 | 0 | 0 | 0 | 0 | 0 | 0 | 0 | 2876.8107
2025-09-21 | 3675.088 | 0 | 7.23 | 1 | 0 | 0 | 0 | 0 | 0 | 0 | 0 | 0 | 0 | 0 | 0 | 0 | 0 | 0 | 0 | 1 | 0 | 0 | 0 | 0 | 0 | 0 | 0 | 0 | 2801.7588
2025-09-21 | 3468.767 | 0 | 6.52 | 1 | 0 | 0 | 0 | 0 | 0 | 0 | 0 | 0 | 0 | 0 | 0 | 0 | 0 | 0 | 0 | 0 | 1 | 0 | 0 | 0 | 0 | 0 | 0 | 0 | 2570.6364
2025-09-21 | 3276.244 | 0.1 | 5.37 | 1 | 0 | 0 | 0 | 0 | 0 | 0 | 0 | 0 | 0 | 0 | 0 | 0 | 0 | 0 | 0 | 0 | 0 | 1 | 0 | 0 | 0 | 0 | 0 | 0 | 2339.2133
2025-09-21 | 3248.22 | 0.26 | 4.02 | 1 | 0 | 0 | 0 | 0 | 0 | 0 | 0 | 0 | 0 | 0 | 0 | 0 | 0 | 0 | 0 | 0 | 0 | 0 | 1 | 0 | 0 | 0 | 0 | 0 | 2157.3343
2025-09-21 | 3159.221 | 0.35 | 3.4 | 1 | 0 | 0 | 0 | 0 | 0 | 0 | 0 | 0 | 0 | 0 | 0 | 0 | 0 | 0 | 0 | 0 | 0 | 0 | 0 | 1 | 0 | 0 | 0 | 0 | 2043.9914
2025-09-21 | 2895.527 | 0.44 | 2.56 | 1 | 0 | 0 | 0 | 0 | 0 | 0 | 0 | 0 | 0 | 0 | 0 | 0 | 0 | 0 | 0 | 0 | 0 | 0 | 0 | 0 | 1 | 0 | 0 | 0 | 1869.922
2025-09-21 | 2674.591 | 0.46 | 2.15 | 1 | 0 | 0 | 0 | 0 | 0 | 0 | 0 | 0 | 0 | 0 | 0 | 0 | 0 | 0 | 0 | 0 | 0 | 0 | 0 | 0 | 0 | 1 | 0 | 0 | 1707.8543
2025-09-21 | 2451.124 | 0.61 | 1.49 | 1 | 0 | 0 | 0 | 0 | 0 | 0 | 0 | 0 | 0 | 0 | 0 | 0 | 0 | 0 | 0 | 0 | 0 | 0 | 0 | 0 | 0 | 0 | 1 | 0 | 1543.0155
2025-09-21 | 2335.839 | 0.91 | 1.16 | 1 | 0 | 0 | 0 | 0 | 0 | 0 | 0 | 0 | 0 | 0 | 0 | 0 | 0 | 0 | 0 | 0 | 0 | 0 | 0 | 0 | 0 | 0 | 0 | 1 | 1444.3901
2025-09-22 | 2364.548 | 1.14 | 0.82 | 0 | 1 | 0 | 0 | 0 | 0 | 0 | 0 | 0 | 0 | 0 | 0 | 0 | 0 | 0 | 0 | 0 | 0 | 0 | 0 | 0 | 0 | 0 | 0 | 0 | 1649.8685
2025-09-22 | 2349.626 | 1.52 | 0.63 | 0 | 0 | 1 | 0 | 0 | 0 | 0 | 0 | 0 | 0 | 0 | 0 | 0 | 0 | 0 | 0 | 0 | 0 | 0 | 0 | 0 | 0 | 0 | 0 | 0 | 1619.5787
2025-09-22 | 2333.825 | 1.97 | 0.6 | 0 | 0 | 0 | 1 | 0 | 0 | 0 | 0 | 0 | 0 | 0 | 0 | 0 | 0 | 0 | 0 | 0 | 0 | 0 | 0 | 0 | 0 | 0 | 0 | 0 | 1624.3891
2025-09-22 | 2348.57 | 2.32 | 0.59 | 0 | 0 | 0 | 0 | 1 | 0 | 0 | 0 | 0 | 0 | 0 | 0 | 0 | 0 | 0 | 0 | 0 | 0 | 0 | 0 | 0 | 0 | 0 | 0 | 0 | 1656.3605
2025-09-22 | 2447.475 | 2.78 | 0.34 | 0 | 0 | 0 | 0 | 0 | 1 | 0 | 0 | 0 | 0 | 0 | 0 | 0 | 0 | 0 | 0 | 0 | 0 | 0 | 0 | 0 | 0 | 0 | 0 | 0 | 1691.0719
2025-09-22 | 2640.088 | 3.32 | 0.36 | 0 | 0 | 0 | 0 | 0 | 0 | 1 | 0 | 0 | 0 | 0 | 0 | 0 | 0 | 0 | 0 | 0 | 0 | 0 | 0 | 0 | 0 | 0 | 0 | 0 | 1815.1072
2025-09-22 | 2995.896 | 3.38 | 0.4 | 0 | 0 | 0 | 0 | 0 | 0 | 0 | 1 | 0 | 0 | 0 | 0 | 0 | 0 | 0 | 0 | 0 | 0 | 0 | 0 | 0 | 0 | 0 | 0 | 0 | 2021.1464
2025-09-22 | 3774.028 | 2.91 | 0.42 | 0 | 0 | 0 | 0 | 0 | 0 | 0 | 0 | 1 | 0 | 0 | 0 | 0 | 0 | 0 | 0 | 0 | 0 | 0 | 0 | 0 | 0 | 0 | 0 | 0 | 2224.3983
2025-09-22 | 4252.513 | 2.09 | 1.08 | 0 | 0 | 0 | 0 | 0 | 0 | 0 | 0 | 0 | 1 | 0 | 0 | 0 | 0 | 0 | 0 | 0 | 0 | 0 | 0 | 0 | 0 | 0 | 0 | 0 | 2493.7754
2025-09-22 | 4675.518 | 1.53 | 1.92 | 0 | 0 | 0 | 0 | 0 | 0 | 0 | 0 | 0 | 0 | 1 | 0 | 0 | 0 | 0 | 0 | 0 | 0 | 0 | 0 | 0 | 0 | 0 | 0 | 0 | 2732.4067
2025-09-22 | 4817.162 | 1.16 | 2.71 | 0 | 0 | 0 | 0 | 0 | 0 | 0 | 0 | 0 | 0 | 0 | 1 | 0 | 0 | 0 | 0 | 0 | 0 | 0 | 0 | 0 | 0 | 0 | 0 | 0 | 2894.8935
2025-09-22 | 4686.23 | 1.05 | 3.49 | 0 | 0 | 0 | 0 | 0 | 0 | 0 | 0 | 0 | 0 | 0 | 0 | 1 | 0 | 0 | 0 | 0 | 0 | 0 | 0 | 0 | 0 | 0 | 0 | 0 | 2968.3439
2025-09-22 | 4779.032 | 0.97 | 4.24 | 0 | 0 | 0 | 0 | 0 | 0 | 0 | 0 | 0 | 0 | 0 | 0 | 0 | 1 | 0 | 0 | 0 | 0 | 0 | 0 | 0 | 0 | 0 | 0 | 0 | 3014.8893
2025-09-22 | 4859.354 | 0.78 | 4.61 | 0 | 0 | 0 | 0 | 0 | 0 | 0 | 0 | 0 | 0 | 0 | 0 | 0 | 0 | 1 | 0 | 0 | 0 | 0 | 0 | 0 | 0 | 0 | 0 | 0 | 3019.1585
2025-09-22 | 4712.022 | 0.94 | 4.86 | 0 | 0 | 0 | 0 | 0 | 0 | 0 | 0 | 0 | 0 | 0 | 0 | 0 | 0 | 0 | 1 | 0 | 0 | 0 | 0 | 0 | 0 | 0 | 0 | 0 | 2991.8194
2025-09-22 | 4447.373 | 0.99 | 4.64 | 0 | 0 | 0 | 0 | 0 | 0 | 0 | 0 | 0 | 0 | 0 | 0 | 0 | 0 | 0 | 0 | 1 | 0 | 0 | 0 | 0 | 0 | 0 | 0 | 0 | 2855.0262
2025-09-22 | 3998.129 | 1.1 | 4.24 | 0 | 0 | 0 | 0 | 0 | 0 | 0 | 0 | 0 | 0 | 0 | 0 | 0 | 0 | 0 | 0 | 0 | 1 | 0 | 0 | 0 | 0 | 0 | 0 | 0 | 2656.9467
2025-09-22 | 3557.875 | 1.34 | 3.64 | 0 | 0 | 0 | 0 | 0 | 0 | 0 | 0 | 0 | 0 | 0 | 0 | 0 | 0 | 0 | 0 | 0 | 0 | 1 | 0 | 0 | 0 | 0 | 0 | 0 | 2482.2935
2025-09-22 | 3512.874 | 1.4 | 2.99 | 0 | 0 | 0 | 0 | 0 | 0 | 0 | 0 | 0 | 0 | 0 | 0 | 0 | 0 | 0 | 0 | 0 | 0 | 0 | 1 | 0 | 0 | 0 | 0 | 0 | 2363.3146
2025-09-22 | 3280.058 | 1.64 | 2.53 | 0 | 0 | 0 | 0 | 0 | 0 | 0 | 0 | 0 | 0 | 0 | 0 | 0 | 0 | 0 | 0 | 0 | 0 | 0 | 0 | 1 | 0 | 0 | 0 | 0 | 2270.1604
2025-09-22 | 3023.25 | 1.75 | 2.38 | 0 | 0 | 0 | 0 | 0 | 0 | 0 | 0 | 0 | 0 | 0 | 0 | 0 | 0 | 0 | 0 | 0 | 0 | 0 | 0 | 0 | 1 | 0 | 0 | 0 | 2162.0788
2025-09-22 | 2742.97 | 2.2 | 2.35 | 0 | 0 | 0 | 0 | 0 | 0 | 0 | 0 | 0 | 0 | 0 | 0 | 0 | 0 | 0 | 0 | 0 | 0 | 0 | 0 | 0 | 0 | 1 | 0 | 0 | 2050.4387
2025-09-22 | 2580.138 | 2.57 | 2.35 | 0 | 0 | 0 | 0 | 0 | 0 | 0 | 0 | 0 | 0 | 0 | 0 | 0 | 0 | 0 | 0 | 0 | 0 | 0 | 0 | 0 | 0 | 0 | 1 | 0 | 1955.4721
2025-09-22 | 2448.032 | 2.72 | 2.1 | 0 | 0 | 0 | 0 | 0 | 0 | 0 | 0 | 0 | 0 | 0 | 0 | 0 | 0 | 0 | 0 | 0 | 0 | 0 | 0 | 0 | 0 | 0 | 0 | 1 | 1859.3765
2025-09-23 | 2435.214 | 2.62 | 1.81 | 0 | 1 | 0 | 0 | 0 | 0 | 0 | 0 | 0 | 0 | 0 | 0 | 0 | 0 | 0 | 0 | 0 | 0 | 0 | 0 | 0 | 0 | 0 | 0 | 0 | 1793.3401
2025-09-23 | 2399.234 | 2.87 | 1.56 | 0 | 0 | 1 | 0 | 0 | 0 | 0 | 0 | 0 | 0 | 0 | 0 | 0 | 0 | 0 | 0 | 0 | 0 | 0 | 0 | 0 | 0 | 0 | 0 | 0 | 1753.0001
2025-09-23 | 2369.342 | 3.11 | 1.41 | 0 | 0 | 0 | 1 | 0 | 0 | 0 | 0 | 0 | 0 | 0 | 0 | 0 | 0 | 0 | 0 | 0 | 0 | 0 | 0 | 0 | 0 | 0 | 0 | 0 | 1739.391
2025-09-23 | 2433.335 | 3.46 | 1.07 | 0 | 0 | 0 | 0 | 1 | 0 | 0 | 0 | 0 | 0 | 0 | 0 | 0 | 0 | 0 | 0 | 0 | 0 | 0 | 0 | 0 | 0 | 0 | 0 | 0 | 1740.1245
2025-09-23 | 2517.436 | 3.52 | 0.85 | 0 | 0 | 0 | 0 | 0 | 1 | 0 | 0 | 0 | 0 | 0 | 0 | 0 | 0 | 0 | 0 | 0 | 0 | 0 | 0 | 0 | 0 | 0 | 0 | 0 | 1764.2276
2025-09-23 | 2772.232 | 3.91 | 0.77 | 0 | 0 | 0 | 0 | 0 | 0 | 1 | 0 | 0 | 0 | 0 | 0 | 0 | 0 | 0 | 0 | 0 | 0 | 0 | 0 | 0 | 0 | 0 | 0 | 0 | 1873.7539
2025-09-23 | 3226.644 | 4 | 0.7 | 0 | 0 | 0 | 0 | 0 | 0 | 0 | 1 | 0 | 0 | 0 | 0 | 0 | 0 | 0 | 0 | 0 | 0 | 0 | 0 | 0 | 0 | 0 | 0 | 0 | 2070.389
2025-09-23 | 3906.936 | 3.64 | 0.94 | 0 | 0 | 0 | 0 | 0 | 0 | 0 | 0 | 1 | 0 | 0 | 0 | 0 | 0 | 0 | 0 | 0 | 0 | 0 | 0 | 0 | 0 | 0 | 0 | 0 | 2298.1644
2025-09-23 | 4416.45 | 2.53 | 1.42 | 0 | 0 | 0 | 0 | 0 | 0 | 0 | 0 | 0 | 1 | 0 | 0 | 0 | 0 | 0 | 0 | 0 | 0 | 0 | 0 | 0 | 0 | 0 | 0 | 0 | 2540.7528
2025-09-23 | 4836.587 | 1.49 | 1.82 | 0 | 0 | 0 | 0 | 0 | 0 | 0 | 0 | 0 | 0 | 1 | 0 | 0 | 0 | 0 | 0 | 0 | 0 | 0 | 0 | 0 | 0 | 0 | 0 | 0 | 2721.5958
2025-09-23 | 5163.451 | 1.15 | 2.75 | 0 | 0 | 0 | 0 | 0 | 0 | 0 | 0 | 0 | 0 | 0 | 1 | 0 | 0 | 0 | 0 | 0 | 0 | 0 | 0 | 0 | 0 | 0 | 0 | 0 | 2898.3437
2025-09-23 | 5323.473 | 0.99 | 3.33 | 0 | 0 | 0 | 0 | 0 | 0 | 0 | 0 | 0 | 0 | 0 | 0 | 1 | 0 | 0 | 0 | 0 | 0 | 0 | 0 | 0 | 0 | 0 | 0 | 0 | 2951.1811
2025-09-23 | 5462.084 | 0.85 | 3.79 | 0 | 0 | 0 | 0 | 0 | 0 | 0 | 0 | 0 | 0 | 0 | 0 | 0 | 1 | 0 | 0 | 0 | 0 | 0 | 0 | 0 | 0 | 0 | 0 | 0 | 2968.2578
2025-09-23 | 5519.541 | 0.73 | 3.96 | 0 | 0 | 0 | 0 | 0 | 0 | 0 | 0 | 0 | 0 | 0 | 0 | 0 | 0 | 1 | 0 | 0 | 0 | 0 | 0 | 0 | 0 | 0 | 0 | 0 | 2955.9484
2025-09-23 | 5432.122 | 0.6 | 4.27 | 0 | 0 | 0 | 0 | 0 | 0 | 0 | 0 | 0 | 0 | 0 | 0 | 0 | 0 | 0 | 1 | 0 | 0 | 0 | 0 | 0 | 0 | 0 | 0 | 0 | 2924.539
2025-09-23 | 5160.906 | 0.58 | 4.1 | 0 | 0 | 0 | 0 | 0 | 0 | 0 | 0 | 0 | 0 | 0 | 0 | 0 | 0 | 0 | 0 | 1 | 0 | 0 | 0 | 0 | 0 | 0 | 0 | 0 | 2790.1254
2025-09-23 | 4509.056 | 0.69 | 3.57 | 0 | 0 | 0 | 0 | 0 | 0 | 0 | 0 | 0 | 0 | 0 | 0 | 0 | 0 | 0 | 0 | 0 | 1 | 0 | 0 | 0 | 0 | 0 | 0 | 0 | 2579.74
2025-09-23 | 4000.111 | 0.79 | 3.27 | 0 | 0 | 0 | 0 | 0 | 0 | 0 | 0 | 0 | 0 | 0 | 0 | 0 | 0 | 0 | 0 | 0 | 0 | 1 | 0 | 0 | 0 | 0 | 0 | 0 | 2428.7781
2025-09-23 | 3851.632 | 1.04 | 2.62 | 0 | 0 | 0 | 0 | 0 | 0 | 0 | 0 | 0 | 0 | 0 | 0 | 0 | 0 | 0 | 0 | 0 | 0 | 0 | 1 | 0 | 0 | 0 | 0 | 0 | 2316.1871
2025-09-23 | 3536.051 | 1.31 | 1.75 | 0 | 0 | 0 | 0 | 0 | 0 | 0 | 0 | 0 | 0 | 0 | 0 | 0 | 0 | 0 | 0 | 0 | 0 | 0 | 0 | 1 | 0 | 0 | 0 | 0 | 2185.2307
2025-09-23 | 3136.959 | 1.8 | 1.42 | 0 | 0 | 0 | 0 | 0 | 0 | 0 | 0 | 0 | 0 | 0 | 0 | 0 | 0 | 0 | 0 | 0 | 0 | 0 | 0 | 0 | 1 | 0 | 0 | 0 | 2072.8861
2025-09-23 | 2828.051 | 2.29 | 0.89 | 0 | 0 | 0 | 0 | 0 | 0 | 0 | 0 | 0 | 0 | 0 | 0 | 0 | 0 | 0 | 0 | 0 | 0 | 0 | 0 | 0 | 0 | 1 | 0 | 0 | 1915.2607
2025-09-23 | 2588.217 | 2.76 | 0.83 | 0 | 0 | 0 | 0 | 0 | 0 | 0 | 0 | 0 | 0 | 0 | 0 | 0 | 0 | 0 | 0 | 0 | 0 | 0 | 0 | 0 | 0 | 0 | 1 | 0 | 1817.9766
2025-09-23 | 2507.935 | 3.01 | 0.78 | 0 | 0 | 0 | 0 | 0 | 0 | 0 | 0 | 0 | 0 | 0 | 0 | 0 | 0 | 0 | 0 | 0 | 0 | 0 | 0 | 0 | 0 | 0 | 0 | 1 | 1744.175
2025-09-24 | 2442.885 | 3.56 | 0.59 | 0 | 1 | 0 | 0 | 0 | 0 | 0 | 0 | 0 | 0 | 0 | 0 | 0 | 0 | 0 | 0 | 0 | 0 | 0 | 0 | 0 | 0 | 0 | 0 | 0 | 1709.4578
2025-09-24 | 2427.041 | 3.71 | 0.57 | 0 | 0 | 1 | 0 | 0 | 0 | 0 | 0 | 0 | 0 | 0 | 0 | 0 | 0 | 0 | 0 | 0 | 0 | 0 | 0 | 0 | 0 | 0 | 0 | 0 | 1687.5276
2025-09-24 | 2385.483 | 4 | 0.5 | 0 | 0 | 0 | 1 | 0 | 0 | 0 | 0 | 0 | 0 | 0 | 0 | 0 | 0 | 0 | 0 | 0 | 0 | 0 | 0 | 0 | 0 | 0 | 0 | 0 | 1683.1723
2025-09-24 | 2439.32 | 4.32 | 0.42 | 0 | 0 | 0 | 0 | 1 | 0 | 0 | 0 | 0 | 0 | 0 | 0 | 0 | 0 | 0 | 0 | 0 | 0 | 0 | 0 | 0 | 0 | 0 | 0 | 0 | 1707.5089
2025-09-24 | 2532.989 | 4.87 | 0.36 | 0 | 0 | 0 | 0 | 0 | 1 | 0 | 0 | 0 | 0 | 0 | 0 | 0 | 0 | 0 | 0 | 0 | 0 | 0 | 0 | 0 | 0 | 0 | 0 | 0 | 1763.2315
2025-09-24 | 2746.635 | 5.02 | 0.22 | 0 | 0 | 0 | 0 | 0 | 0 | 1 | 0 | 0 | 0 | 0 | 0 | 0 | 0 | 0 | 0 | 0 | 0 | 0 | 0 | 0 | 0 | 0 | 0 | 0 | 1859.0093
2025-09-24 | 3198.419 | 5 | 0.4 | 0 | 0 | 0 | 0 | 0 | 0 | 0 | 1 | 0 | 0 | 0 | 0 | 0 | 0 | 0 | 0 | 0 | 0 | 0 | 0 | 0 | 0 | 0 | 0 | 0 | 2075.6113
2025-09-24 | 3860.08 | 4.67 | 0.4 | 0 | 0 | 0 | 0 | 0 | 0 | 0 | 0 | 1 | 0 | 0 | 0 | 0 | 0 | 0 | 0 | 0 | 0 | 0 | 0 | 0 | 0 | 0 | 0 | 0 | 2281.6768
2025-09-24 | 4450.661 | 3.35 | 0.82 | 0 | 0 | 0 | 0 | 0 | 0 | 0 | 0 | 0 | 1 | 0 | 0 | 0 | 0 | 0 | 0 | 0 | 0 | 0 | 0 | 0 | 0 | 0 | 0 | 0 | 2511.5254
2025-09-24 | 4922.337 | 2.19 | 1.2 | 0 | 0 | 0 | 0 | 0 | 0 | 0 | 0 | 0 | 0 | 1 | 0 | 0 | 0 | 0 | 0 | 0 | 0 | 0 | 0 | 0 | 0 | 0 | 0 | 0 | 2686.4408
2025-09-24 | 5139.251 | 1.6 | 1.93 | 0 | 0 | 0 | 0 | 0 | 0 | 0 | 0 | 0 | 0 | 0 | 1 | 0 | 0 | 0 | 0 | 0 | 0 | 0 | 0 | 0 | 0 | 0 | 0 | 0 | 2835.8516
2025-09-24 | 5161.076 | 1.02 | 2.66 | 0 | 0 | 0 | 0 | 0 | 0 | 0 | 0 | 0 | 0 | 0 | 0 | 1 | 0 | 0 | 0 | 0 | 0 | 0 | 0 | 0 | 0 | 0 | 0 | 0 | 2888.7674
2025-09-24 | 5293.231 | 0.55 | 2.94 | 0 | 0 | 0 | 0 | 0 | 0 | 0 | 0 | 0 | 0 | 0 | 0 | 0 | 1 | 0 | 0 | 0 | 0 | 0 | 0 | 0 | 0 | 0 | 0 | 0 | 2877.7105
2025-09-24 | 5267.329 | 0.53 | 3.06 | 0 | 0 | 0 | 0 | 0 | 0 | 0 | 0 | 0 | 0 | 0 | 0 | 0 | 0 | 1 | 0 | 0 | 0 | 0 | 0 | 0 | 0 | 0 | 0 | 0 | 2864.0302
2025-09-24 | 5117.06 | 0.38 | 3.01 | 0 | 0 | 0 | 0 | 0 | 0 | 0 | 0 | 0 | 0 | 0 | 0 | 0 | 0 | 0 | 1 | 0 | 0 | 0 | 0 | 0 | 0 | 0 | 0 | 0 | 2797.8707
2025-09-24 | 4875.114 | 0.41 | 2.85 | 0 | 0 | 0 | 0 | 0 | 0 | 0 | 0 | 0 | 0 | 0 | 0 | 0 | 0 | 0 | 0 | 1 | 0 | 0 | 0 | 0 | 0 | 0 | 0 | 0 | 2666.0847
2025-09-24 | 4256.875 | 0.52 | 2.82 | 0 | 0 | 0 | 0 | 0 | 0 | 0 | 0 | 0 | 0 | 0 | 0 | 0 | 0 | 0 | 0 | 0 | 1 | 0 | 0 | 0 | 0 | 0 | 0 | 0 | 2503.0295
2025-09-24 | 3942.17 | 0.47 | 2.35 | 0 | 0 | 0 | 0 | 0 | 0 | 0 | 0 | 0 | 0 | 0 | 0 | 0 | 0 | 0 | 0 | 0 | 0 | 1 | 0 | 0 | 0 | 0 | 0 | 0 | 2330.9323
2025-09-24 | 3902.677 | 0.78 | 1.83 | 0 | 0 | 0 | 0 | 0 | 0 | 0 | 0 | 0 | 0 | 0 | 0 | 0 | 0 | 0 | 0 | 0 | 0 | 0 | 1 | 0 | 0 | 0 | 0 | 0 | 2232.6642
2025-09-24 | 3577.439 | 0.81 | 1.46 | 0 | 0 | 0 | 0 | 0 | 0 | 0 | 0 | 0 | 0 | 0 | 0 | 0 | 0 | 0 | 0 | 0 | 0 | 0 | 0 | 1 | 0 | 0 | 0 | 0 | 2140.9691
2025-09-24 | 3246.731 | 1.07 | 1.31 | 0 | 0 | 0 | 0 | 0 | 0 | 0 | 0 | 0 | 0 | 0 | 0 | 0 | 0 | 0 | 0 | 0 | 0 | 0 | 0 | 0 | 1 | 0 | 0 | 0 | 2037.9307
2025-09-24 | 2932.414 | 1.27 | 1.2 | 0 | 0 | 0 | 0 | 0 | 0 | 0 | 0 | 0 | 0 | 0 | 0 | 0 | 0 | 0 | 0 | 0 | 0 | 0 | 0 | 0 | 0 | 1 | 0 | 0 | 1910.3127
2025-09-24 | 2650.846 | 1.58 | 1.15 | 0 | 0 | 0 | 0 | 0 | 0 | 0 | 0 | 0 | 0 | 0 | 0 | 0 | 0 | 0 | 0 | 0 | 0 | 0 | 0 | 0 | 0 | 0 | 1 | 0 | 1808.5958
2025-09-24 | 2538.2 | 1.79 | 0.84 | 0 | 0 | 0 | 0 | 0 | 0 | 0 | 0 | 0 | 0 | 0 | 0 | 0 | 0 | 0 | 0 | 0 | 0 | 0 | 0 | 0 | 0 | 0 | 0 | 1 | 1708.8378
2025-09-25 | 2490.5 | 2.34 | 0.67 | 0 | 1 | 0 | 0 | 0 | 0 | 0 | 0 | 0 | 0 | 0 | 0 | 0 | 0 | 0 | 0 | 0 | 0 | 0 | 0 | 0 | 0 | 0 | 0 | 0 | 1676.0138
2025-09-25 | 2400.265 | 2.8 | 0.62 | 0 | 0 | 1 | 0 | 0 | 0 | 0 | 0 | 0 | 0 | 0 | 0 | 0 | 0 | 0 | 0 | 0 | 0 | 0 | 0 | 0 | 0 | 0 | 0 | 0 | 1661.6662
2025-09-25 | 2419.452 | 3.08 | 0.49 | 0 | 0 | 0 | 1 | 0 | 0 | 0 | 0 | 0 | 0 | 0 | 0 | 0 | 0 | 0 | 0 | 0 | 0 | 0 | 0 | 0 | 0 | 0 | 0 | 0 | 1651.295
2025-09-25 | 2430.234 | 3.3 | 0.39 | 0 | 0 | 0 | 0 | 1 | 0 | 0 | 0 | 0 | 0 | 0 | 0 | 0 | 0 | 0 | 0 | 0 | 0 | 0 | 0 | 0 | 0 | 0 | 0 | 0 | 1670.3764
2025-09-25 | 2550.54 | 3.21 | 0.33 | 0 | 0 | 0 | 0 | 0 | 1 | 0 | 0 | 0 | 0 | 0 | 0 | 0 | 0 | 0 | 0 | 0 | 0 | 0 | 0 | 0 | 0 | 0 | 0 | 0 | 1704.582
2025-09-25 | 2767.845 | 3.26 | 0.37 | 0 | 0 | 0 | 0 | 0 | 0 | 1 | 0 | 0 | 0 | 0 | 0 | 0 | 0 | 0 | 0 | 0 | 0 | 0 | 0 | 0 | 0 | 0 | 0 | 0 | 1814.0366
2025-09-25 | 3291.316 | 3.14 | 0.46 | 0 | 0 | 0 | 0 | 0 | 0 | 0 | 1 | 0 | 0 | 0 | 0 | 0 | 0 | 0 | 0 | 0 | 0 | 0 | 0 | 0 | 0 | 0 | 0 | 0 | 2018.7571
2025-09-25 | 3908.72 | 2.52 | 0.56 | 0 | 0 | 0 | 0 | 0 | 0 | 0 | 0 | 1 | 0 | 0 | 0 | 0 | 0 | 0 | 0 | 0 | 0 | 0 | 0 | 0 | 0 | 0 | 0 | 0 | 2224.5388
2025-09-25 | 4406.593 | 1.46 | 0.94 | 0 | 0 | 0 | 0 | 0 | 0 | 0 | 0 | 0 | 1 | 0 | 0 | 0 | 0 | 0 | 0 | 0 | 0 | 0 | 0 | 0 | 0 | 0 | 0 | 0 | 2459.3422
2025-09-25 | 4759.985 | 0.76 | 1.7 | 0 | 0 | 0 | 0 | 0 | 0 | 0 | 0 | 0 | 0 | 1 | 0 | 0 | 0 | 0 | 0 | 0 | 0 | 0 | 0 | 0 | 0 | 0 | 0 | 0 | 2685.6938
2025-09-25 | 4911.856 | 0.49 | 2.69 | 0 | 0 | 0 | 0 | 0 | 0 | 0 | 0 | 0 | 0 | 0 | 1 | 0 | 0 | 0 | 0 | 0 | 0 | 0 | 0 | 0 | 0 | 0 | 0 | 0 | 2870.4747
2025-09-25 | 4980.533 | 0.45 | 3.37 | 0 | 0 | 0 | 0 | 0 | 0 | 0 | 0 | 0 | 0 | 0 | 0 | 1 | 0 | 0 | 0 | 0 | 0 | 0 | 0 | 0 | 0 | 0 | 0 | 0 | 2936.8125
2025-09-25 | 4940.688 | 0.31 | 3.73 | 0 | 0 | 0 | 0 | 0 | 0 | 0 | 0 | 0 | 0 | 0 | 0 | 0 | 1 | 0 | 0 | 0 | 0 | 0 | 0 | 0 | 0 | 0 | 0 | 0 | 2944.4232
2025-09-25 | 4941.203 | 0.34 | 4.24 | 0 | 0 | 0 | 0 | 0 | 0 | 0 | 0 | 0 | 0 | 0 | 0 | 0 | 0 | 1 | 0 | 0 | 0 | 0 | 0 | 0 | 0 | 0 | 0 | 0 | 2969.3414
2025-09-25 | 4816.602 | 0.09 | 4.08 | 0 | 0 | 0 | 0 | 0 | 0 | 0 | 0 | 0 | 0 | 0 | 0 | 0 | 0 | 0 | 1 | 0 | 0 | 0 | 0 | 0 | 0 | 0 | 0 | 0 | 2889.4072
2025-09-25 | 4624.955 | 0.49 | 4.03 | 0 | 0 | 0 | 0 | 0 | 0 | 0 | 0 | 0 | 0 | 0 | 0 | 0 | 0 | 0 | 0 | 1 | 0 | 0 | 0 | 0 | 0 | 0 | 0 | 0 | 2780.4733
2025-09-25 | 4096.109 | 0.64 | 3.87 | 0 | 0 | 0 | 0 | 0 | 0 | 0 | 0 | 0 | 0 | 0 | 0 | 0 | 0 | 0 | 0 | 0 | 1 | 0 | 0 | 0 | 0 | 0 | 0 | 0 | 2606.4571
2025-09-25 | 3752.697 | 0.77 | 3.48 | 0 | 0 | 0 | 0 | 0 | 0 | 0 | 0 | 0 | 0 | 0 | 0 | 0 | 0 | 0 | 0 | 0 | 0 | 1 | 0 | 0 | 0 | 0 | 0 | 0 | 2447.9843
2025-09-25 | 3639.042 | 0.99 | 2.8 | 0 | 0 | 0 | 0 | 0 | 0 | 0 | 0 | 0 | 0 | 0 | 0 | 0 | 0 | 0 | 0 | 0 | 0 | 0 | 1 | 0 | 0 | 0 | 0 | 0 | 2331.5449
2025-09-25 | 3370.251 | 1.29 | 2.27 | 0 | 0 | 0 | 0 | 0 | 0 | 0 | 0 | 0 | 0 | 0 | 0 | 0 | 0 | 0 | 0 | 0 | 0 | 0 | 0 | 1 | 0 | 0 | 0 | 0 | 2233.7816
2025-09-25 | 3039.332 | 1.63 | 1.79 | 0 | 0 | 0 | 0 | 0 | 0 | 0 | 0 | 0 | 0 | 0 | 0 | 0 | 0 | 0 | 0 | 0 | 0 | 0 | 0 | 0 | 1 | 0 | 0 | 0 | 2102.1949
2025-09-25 | 2751.17 | 1.67 | 1.44 | 0 | 0 | 0 | 0 | 0 | 0 | 0 | 0 | 0 | 0 | 0 | 0 | 0 | 0 | 0 | 0 | 0 | 0 | 0 | 0 | 0 | 0 | 1 | 0 | 0 | 1946.4792
2025-09-25 | 2547.908 | 1.89 | 1.04 | 0 | 0 | 0 | 0 | 0 | 0 | 0 | 0 | 0 | 0 | 0 | 0 | 0 | 0 | 0 | 0 | 0 | 0 | 0 | 0 | 0 | 0 | 0 | 1 | 0 | 1808.6055
2025-09-25 | 2425.539 | 1.98 | 0.97 | 0 | 0 | 0 | 0 | 0 | 0 | 0 | 0 | 0 | 0 | 0 | 0 | 0 | 0 | 0 | 0 | 0 | 0 | 0 | 0 | 0 | 0 | 0 | 0 | 1 | 1727.5315
2025-09-26 | 2371.19 | 1.8 | 0.92 | 0 | 1 | 0 | 0 | 0 | 0 | 0 | 0 | 0 | 0 | 0 | 0 | 0 | 0 | 0 | 0 | 0 | 0 | 0 | 0 | 0 | 0 | 0 | 0 | 0 | 1681.5239
2025-09-26 | 2331.225 | 2.03 | 0.85 | 0 | 0 | 1 | 0 | 0 | 0 | 0 | 0 | 0 | 0 | 0 | 0 | 0 | 0 | 0 | 0 | 0 | 0 | 0 | 0 | 0 | 0 | 0 | 0 | 0 | 1657.5503
2025-09-26 | 2316.598 | 2.23 | 0.89 | 0 | 0 | 0 | 1 | 0 | 0 | 0 | 0 | 0 | 0 | 0 | 0 | 0 | 0 | 0 | 0 | 0 | 0 | 0 | 0 | 0 | 0 | 0 | 0 | 0 | 1660.5818
2025-09-26 | 2375.024 | 2.61 | 0.72 | 0 | 0 | 0 | 0 | 1 | 0 | 0 | 0 | 0 | 0 | 0 | 0 | 0 | 0 | 0 | 0 | 0 | 0 | 0 | 0 | 0 | 0 | 0 | 0 | 0 | 1678.4162
2025-09-26 | 2475.935 | 2.86 | 0.69 | 0 | 0 | 0 | 0 | 0 | 1 | 0 | 0 | 0 | 0 | 0 | 0 | 0 | 0 | 0 | 0 | 0 | 0 | 0 | 0 | 0 | 0 | 0 | 0 | 0 | 1726.8925
2025-09-26 | 2688.839 | 3.17 | 0.68 | 0 | 0 | 0 | 0 | 0 | 0 | 1 | 0 | 0 | 0 | 0 | 0 | 0 | 0 | 0 | 0 | 0 | 0 | 0 | 0 | 0 | 0 | 0 | 0 | 0 | 1840.3554
2025-09-26 | 3071.414 | 3.43 | 0.67 | 0 | 0 | 0 | 0 | 0 | 0 | 0 | 1 | 0 | 0 | 0 | 0 | 0 | 0 | 0 | 0 | 0 | 0 | 0 | 0 | 0 | 0 | 0 | 0 | 0 | 2048.3856
2025-09-26 | 3788.022 | 3.13 | 0.58 | 0 | 0 | 0 | 0 | 0 | 0 | 0 | 0 | 1 | 0 | 0 | 0 | 0 | 0 | 0 | 0 | 0 | 0 | 0 | 0 | 0 | 0 | 0 | 0 | 0 | 2246.9404
2025-09-26 | 4263.318 | 1.9 | 0.85 | 0 | 0 | 0 | 0 | 0 | 0 | 0 | 0 | 0 | 1 | 0 | 0 | 0 | 0 | 0 | 0 | 0 | 0 | 0 | 0 | 0 | 0 | 0 | 0 | 0 | 2465.6157
2025-09-26 | 4622.007 | 1.1 | 1.34 | 0 | 0 | 0 | 0 | 0 | 0 | 0 | 0 | 0 | 0 | 1 | 0 | 0 | 0 | 0 | 0 | 0 | 0 | 0 | 0 | 0 | 0 | 0 | 0 | 0 | 2663.047
2025-09-26 | 4800.743 | 0.52 | 2.21 | 0 | 0 | 0 | 0 | 0 | 0 | 0 | 0 | 0 | 0 | 0 | 1 | 0 | 0 | 0 | 0 | 0 | 0 | 0 | 0 | 0 | 0 | 0 | 0 | 0 | 2826.0465
2025-09-26 | 4916.125 | 0.52 | 2.48 | 0 | 0 | 0 | 0 | 0 | 0 | 0 | 0 | 0 | 0 | 0 | 0 | 1 | 0 | 0 | 0 | 0 | 0 | 0 | 0 | 0 | 0 | 0 | 0 | 0 | 2854.9184
2025-09-26 | 4964.533 | 0.4 | 3.01 | 0 | 0 | 0 | 0 | 0 | 0 | 0 | 0 | 0 | 0 | 0 | 0 | 0 | 1 | 0 | 0 | 0 | 0 | 0 | 0 | 0 | 0 | 0 | 0 | 0 | 2879.2937
2025-09-26 | 5028.374 | 0.35 | 3.55 | 0 | 0 | 0 | 0 | 0 | 0 | 0 | 0 | 0 | 0 | 0 | 0 | 0 | 0 | 1 | 0 | 0 | 0 | 0 | 0 | 0 | 0 | 0 | 0 | 0 | 2904.362
2025-09-26 | 4908.468 | 0.38 | 3.67 | 0 | 0 | 0 | 0 | 0 | 0 | 0 | 0 | 0 | 0 | 0 | 0 | 0 | 0 | 0 | 1 | 0 | 0 | 0 | 0 | 0 | 0 | 0 | 0 | 0 | 2860.3464
2025-09-26 | 4703.049 | 0.45 | 3.58 | 0 | 0 | 0 | 0 | 0 | 0 | 0 | 0 | 0 | 0 | 0 | 0 | 0 | 0 | 0 | 0 | 1 | 0 | 0 | 0 | 0 | 0 | 0 | 0 | 0 | 2736.5315
2025-09-26 | 4224.323 | 0.5 | 3.34 | 0 | 0 | 0 | 0 | 0 | 0 | 0 | 0 | 0 | 0 | 0 | 0 | 0 | 0 | 0 | 0 | 0 | 1 | 0 | 0 | 0 | 0 | 0 | 0 | 0 | 2551.5803
2025-09-26 | 3809.434 | 0.87 | 2.82 | 0 | 0 | 0 | 0 | 0 | 0 | 0 | 0 | 0 | 0 | 0 | 0 | 0 | 0 | 0 | 0 | 0 | 0 | 1 | 0 | 0 | 0 | 0 | 0 | 0 | 2388.8707
2025-09-26 | 3658.236 | 1.19 | 2.01 | 0 | 0 | 0 | 0 | 0 | 0 | 0 | 0 | 0 | 0 | 0 | 0 | 0 | 0 | 0 | 0 | 0 | 0 | 0 | 1 | 0 | 0 | 0 | 0 | 0 | 2263.4874
2025-09-26 | 3398.413 | 1.78 | 1.73 | 0 | 0 | 0 | 0 | 0 | 0 | 0 | 0 | 0 | 0 | 0 | 0 | 0 | 0 | 0 | 0 | 0 | 0 | 0 | 0 | 1 | 0 | 0 | 0 | 0 | 2199.1391
2025-09-26 | 3080.492 | 1.98 | 1.65 | 0 | 0 | 0 | 0 | 0 | 0 | 0 | 0 | 0 | 0 | 0 | 0 | 0 | 0 | 0 | 0 | 0 | 0 | 0 | 0 | 0 | 1 | 0 | 0 | 0 | 2100.7096
2025-09-26 | 2806.714 | 2.1 | 1.31 | 0 | 0 | 0 | 0 | 0 | 0 | 0 | 0 | 0 | 0 | 0 | 0 | 0 | 0 | 0 | 0 | 0 | 0 | 0 | 0 | 0 | 0 | 1 | 0 | 0 | 1948.6301
2025-09-26 | 2579.05 | 2.36 | 0.98 | 0 | 0 | 0 | 0 | 0 | 0 | 0 | 0 | 0 | 0 | 0 | 0 | 0 | 0 | 0 | 0 | 0 | 0 | 0 | 0 | 0 | 0 | 0 | 1 | 0 | 1818.7274
2025-09-26 | 2407.916 | 2.91 | 0.77 | 0 | 0 | 0 | 0 | 0 | 0 | 0 | 0 | 0 | 0 | 0 | 0 | 0 | 0 | 0 | 0 | 0 | 0 | 0 | 0 | 0 | 0 | 0 | 0 | 1 | 1739.8663
2025-09-27 | 2315.858 | 3.16 | 0.79 | 1 | 1 | 0 | 0 | 0 | 0 | 0 | 0 | 0 | 0 | 0 | 0 | 0 | 0 | 0 | 0 | 0 | 0 | 0 | 0 | 0 | 0 | 0 | 0 | 0 | 1449.7886
2025-09-27 | 2300.192 | 3.48 | 0.7 | 1 | 0 | 1 | 0 | 0 | 0 | 0 | 0 | 0 | 0 | 0 | 0 | 0 | 0 | 0 | 0 | 0 | 0 | 0 | 0 | 0 | 0 | 0 | 0 | 0 | 1426.9477
2025-09-27 | 2302.364 | 3.58 | 0.65 | 1 | 0 | 0 | 1 | 0 | 0 | 0 | 0 | 0 | 0 | 0 | 0 | 0 | 0 | 0 | 0 | 0 | 0 | 0 | 0 | 0 | 0 | 0 | 0 | 0 | 1418.0977
2025-09-27 | 2341.286 | 3.87 | 0.62 | 1 | 0 | 0 | 0 | 1 | 0 | 0 | 0 | 0 | 0 | 0 | 0 | 0 | 0 | 0 | 0 | 0 | 0 | 0 | 0 | 0 | 0 | 0 | 0 | 0 | 1446.1587
2025-09-27 | 2329.707 | 4.2 | 0.54 | 1 | 0 | 0 | 0 | 0 | 1 | 0 | 0 | 0 | 0 | 0 | 0 | 0 | 0 | 0 | 0 | 0 | 0 | 0 | 0 | 0 | 0 | 0 | 0 | 0 | 1492.5917
2025-09-27 | 2420.526 | 4.25 | 0.5 | 1 | 0 | 0 | 0 | 0 | 0 | 1 | 0 | 0 | 0 | 0 | 0 | 0 | 0 | 0 | 0 | 0 | 0 | 0 | 0 | 0 | 0 | 0 | 0 | 0 | 1594.4735
2025-09-27 | 2535.124 | 4.08 | 0.47 | 1 | 0 | 0 | 0 | 0 | 0 | 0 | 1 | 0 | 0 | 0 | 0 | 0 | 0 | 0 | 0 | 0 | 0 | 0 | 0 | 0 | 0 | 0 | 0 | 0 | 1786.1537
2025-09-27 | 2927.829 | 3.69 | 0.47 | 1 | 0 | 0 | 0 | 0 | 0 | 0 | 0 | 1 | 0 | 0 | 0 | 0 | 0 | 0 | 0 | 0 | 0 | 0 | 0 | 0 | 0 | 0 | 0 | 0 | 1990.202
2025-09-27 | 3350.484 | 2.48 | 0.88 | 1 | 0 | 0 | 0 | 0 | 0 | 0 | 0 | 0 | 1 | 0 | 0 | 0 | 0 | 0 | 0 | 0 | 0 | 0 | 0 | 0 | 0 | 0 | 0 | 0 | 2222.8022
2025-09-27 | 3822.68 | 1.54 | 1.59 | 1 | 0 | 0 | 0 | 0 | 0 | 0 | 0 | 0 | 0 | 1 | 0 | 0 | 0 | 0 | 0 | 0 | 0 | 0 | 0 | 0 | 0 | 0 | 0 | 0 | 2436.3519
2025-09-27 | 4095.849 | 0.7 | 2.65 | 1 | 0 | 0 | 0 | 0 | 0 | 0 | 0 | 0 | 0 | 0 | 1 | 0 | 0 | 0 | 0 | 0 | 0 | 0 | 0 | 0 | 0 | 0 | 0 | 0 | 2608.5955
2025-09-27 | 4179.025 | 0.52 | 3.32 | 1 | 0 | 0 | 0 | 0 | 0 | 0 | 0 | 0 | 0 | 0 | 0 | 1 | 0 | 0 | 0 | 0 | 0 | 0 | 0 | 0 | 0 | 0 | 0 | 0 | 2669.2798
2025-09-27 | 4163.805 | 0.42 | 4.03 | 1 | 0 | 0 | 0 | 0 | 0 | 0 | 0 | 0 | 0 | 0 | 0 | 0 | 1 | 0 | 0 | 0 | 0 | 0 | 0 | 0 | 0 | 0 | 0 | 0 | 2711.3664
2025-09-27 | 4195.278 | 0.29 | 4.23 | 1 | 0 | 0 | 0 | 0 | 0 | 0 | 0 | 0 | 0 | 0 | 0 | 0 | 0 | 1 | 0 | 0 | 0 | 0 | 0 | 0 | 0 | 0 | 0 | 0 | 2701.5607
2025-09-27 | 4027.886 | 0.29 | 3.87 | 1 | 0 | 0 | 0 | 0 | 0 | 0 | 0 | 0 | 0 | 0 | 0 | 0 | 0 | 0 | 1 | 0 | 0 | 0 | 0 | 0 | 0 | 0 | 0 | 0 | 2611.0995
2025-09-27 | 3833.772 | 0.48 | 3.92 | 1 | 0 | 0 | 0 | 0 | 0 | 0 | 0 | 0 | 0 | 0 | 0 | 0 | 0 | 0 | 0 | 1 | 0 | 0 | 0 | 0 | 0 | 0 | 0 | 0 | 2504.5714
2025-09-27 | 3596.001 | 0.54 | 3.61 | 1 | 0 | 0 | 0 | 0 | 0 | 0 | 0 | 0 | 0 | 0 | 0 | 0 | 0 | 0 | 0 | 0 | 1 | 0 | 0 | 0 | 0 | 0 | 0 | 0 | 2313.3303
2025-09-27 | 3449.056 | 0.6 | 2.86 | 1 | 0 | 0 | 0 | 0 | 0 | 0 | 0 | 0 | 0 | 0 | 0 | 0 | 0 | 0 | 0 | 0 | 0 | 1 | 0 | 0 | 0 | 0 | 0 | 0 | 2118.4265
2025-09-27 | 3413.116 | 0.73 | 2.06 | 1 | 0 | 0 | 0 | 0 | 0 | 0 | 0 | 0 | 0 | 0 | 0 | 0 | 0 | 0 | 0 | 0 | 0 | 0 | 1 | 0 | 0 | 0 | 0 | 0 | 1987.602
2025-09-27 | 3310.373 | 0.93 | 1.48 | 1 | 0 | 0 | 0 | 0 | 0 | 0 | 0 | 0 | 0 | 0 | 0 | 0 | 0 | 0 | 0 | 0 | 0 | 0 | 0 | 1 | 0 | 0 | 0 | 0 | 1881.7437
2025-09-27 | 3050.811 | 1.2 | 1.27 | 1 | 0 | 0 | 0 | 0 | 0 | 0 | 0 | 0 | 0 | 0 | 0 | 0 | 0 | 0 | 0 | 0 | 0 | 0 | 0 | 0 | 1 | 0 | 0 | 0 | 1773.3618
2025-09-27 | 2804.616 | 1.6 | 1.17 | 1 | 0 | 0 | 0 | 0 | 0 | 0 | 0 | 0 | 0 | 0 | 0 | 0 | 0 | 0 | 0 | 0 | 0 | 0 | 0 | 0 | 0 | 1 | 0 | 0 | 1653.4145
2025-09-27 | 2578.859 | 1.64 | 0.9 | 1 | 0 | 0 | 0 | 0 | 0 | 0 | 0 | 0 | 0 | 0 | 0 | 0 | 0 | 0 | 0 | 0 | 0 | 0 | 0 | 0 | 0 | 0 | 1 | 0 | 1521.7949
2025-09-27 | 2398.58 | 1.75 | 0.51 | 1 | 0 | 0 | 0 | 0 | 0 | 0 | 0 | 0 | 0 | 0 | 0 | 0 | 0 | 0 | 0 | 0 | 0 | 0 | 0 | 0 | 0 | 0 | 0 | 1 | 1411.102
2025-09-28 | 2331.413 | 2.1 | 0.36 | 1 | 1 | 0 | 0 | 0 | 0 | 0 | 0 | 0 | 0 | 0 | 0 | 0 | 0 | 0 | 0 | 0 | 0 | 0 | 0 | 0 | 0 | 0 | 0 | 0 | 1373.4472
2025-09-28 | 2282.098 | 2.51 | 0.35 | 1 | 0 | 1 | 0 | 0 | 0 | 0 | 0 | 0 | 0 | 0 | 0 | 0 | 0 | 0 | 0 | 0 | 0 | 0 | 0 | 0 | 0 | 0 | 0 | 0 | 1361.2049
2025-09-28 | 2262.398 | 3.06 | 0.28 | 1 | 0 | 0 | 1 | 0 | 0 | 0 | 0 | 0 | 0 | 0 | 0 | 0 | 0 | 0 | 0 | 0 | 0 | 0 | 0 | 0 | 0 | 0 | 0 | 0 | 1365.5909
2025-09-28 | 2293.005 | 3.4 | 0.22 | 1 | 0 | 0 | 0 | 1 | 0 | 0 | 0 | 0 | 0 | 0 | 0 | 0 | 0 | 0 | 0 | 0 | 0 | 0 | 0 | 0 | 0 | 0 | 0 | 0 | 1392.4931
2025-09-28 | 2324.86 | 3.32 | 0.14 | 1 | 0 | 0 | 0 | 0 | 1 | 0 | 0 | 0 | 0 | 0 | 0 | 0 | 0 | 0 | 0 | 0 | 0 | 0 | 0 | 0 | 0 | 0 | 0 | 0 | 1425.1417
2025-09-28 | 2366.565 | 3.39 | 0.05 | 1 | 0 | 0 | 0 | 0 | 0 | 1 | 0 | 0 | 0 | 0 | 0 | 0 | 0 | 0 | 0 | 0 | 0 | 0 | 0 | 0 | 0 | 0 | 0 | 0 | 1522.9629
2025-09-28 | 2357.384 | 3.5 | 0.12 | 1 | 0 | 0 | 0 | 0 | 0 | 0 | 1 | 0 | 0 | 0 | 0 | 0 | 0 | 0 | 0 | 0 | 0 | 0 | 0 | 0 | 0 | 0 | 0 | 0 | 1733.5229
2025-09-28 | 2638.874 | 3.19 | 0.18 | 1 | 0 | 0 | 0 | 0 | 0 | 0 | 0 | 1 | 0 | 0 | 0 | 0 | 0 | 0 | 0 | 0 | 0 | 0 | 0 | 0 | 0 | 0 | 0 | 0 | 1945.9404
2025-09-28 | 2971.533 | 2.45 | 0.57 | 1 | 0 | 0 | 0 | 0 | 0 | 0 | 0 | 0 | 1 | 0 | 0 | 0 | 0 | 0 | 0 | 0 | 0 | 0 | 0 | 0 | 0 | 0 | 0 | 0 | 2192.449
2025-09-28 | 3415.375 | 1.69 | 0.8 | 1 | 0 | 0 | 0 | 0 | 0 | 0 | 0 | 0 | 0 | 1 | 0 | 0 | 0 | 0 | 0 | 0 | 0 | 0 | 0 | 0 | 0 | 0 | 0 | 0 | 2366.6135
2025-09-28 | 3680.084 | 1.51 | 1.17 | 1 | 0 | 0 | 0 | 0 | 0 | 0 | 0 | 0 | 0 | 0 | 1 | 0 | 0 | 0 | 0 | 0 | 0 | 0 | 0 | 0 | 0 | 0 | 0 | 0 | 2495.7309
2025-09-28 | 3823.456 | 1.4 | 1.82 | 1 | 0 | 0 | 0 | 0 | 0 | 0 | 0 | 0 | 0 | 0 | 0 | 1 | 0 | 0 | 0 | 0 | 0 | 0 | 0 | 0 | 0 | 0 | 0 | 0 | 2556.8755
2025-09-28 | 3816.83 | 1.27 | 2.08 | 1 | 0 | 0 | 0 | 0 | 0 | 0 | 0 | 0 | 0 | 0 | 0 | 0 | 1 | 0 | 0 | 0 | 0 | 0 | 0 | 0 | 0 | 0 | 0 | 0 | 2555.3564
2025-09-28 | 3905.833 | 0.99 | 2.28 | 1 | 0 | 0 | 0 | 0 | 0 | 0 | 0 | 0 | 0 | 0 | 0 | 0 | 0 | 1 | 0 | 0 | 0 | 0 | 0 | 0 | 0 | 0 | 0 | 0 | 2540.5076
2025-09-28 | 3863.744 | 0.77 | 2.58 | 1 | 0 | 0 | 0 | 0 | 0 | 0 | 0 | 0 | 0 | 0 | 0 | 0 | 0 | 0 | 1 | 0 | 0 | 0 | 0 | 0 | 0 | 0 | 0 | 0 | 2505.1257
2025-09-28 | 3845.803 | 0.78 | 2.38 | 1 | 0 | 0 | 0 | 0 | 0 | 0 | 0 | 0 | 0 | 0 | 0 | 0 | 0 | 0 | 0 | 1 | 0 | 0 | 0 | 0 | 0 | 0 | 0 | 0 | 2368.8809
2025-09-28 | 3614.949 | 0.84 | 1.98 | 1 | 0 | 0 | 0 | 0 | 0 | 0 | 0 | 0 | 0 | 0 | 0 | 0 | 0 | 0 | 0 | 0 | 1 | 0 | 0 | 0 | 0 | 0 | 0 | 0 | 2169.1204
2025-09-28 | 3446.744 | 1.2 | 1.59 | 1 | 0 | 0 | 0 | 0 | 0 | 0 | 0 | 0 | 0 | 0 | 0 | 0 | 0 | 0 | 0 | 0 | 0 | 1 | 0 | 0 | 0 | 0 | 0 | 0 | 2018.3803
2025-09-28 | 3303.355 | 1.72 | 1.24 | 1 | 0 | 0 | 0 | 0 | 0 | 0 | 0 | 0 | 0 | 0 | 0 | 0 | 0 | 0 | 0 | 0 | 0 | 0 | 1 | 0 | 0 | 0 | 0 | 0 | 1943.2648
2025-09-28 | 3090.439 | 2.22 | 0.84 | 1 | 0 | 0 | 0 | 0 | 0 | 0 | 0 | 0 | 0 | 0 | 0 | 0 | 0 | 0 | 0 | 0 | 0 | 0 | 0 | 1 | 0 | 0 | 0 | 0 | 1864.5314
2025-09-28 | 2848.233 | 2.62 | 0.56 | 1 | 0 | 0 | 0 | 0 | 0 | 0 | 0 | 0 | 0 | 0 | 0 | 0 | 0 | 0 | 0 | 0 | 0 | 0 | 0 | 0 | 1 | 0 | 0 | 0 | 1753.894
2025-09-28 | 2619.652 | 3.08 | 0.33 | 1 | 0 | 0 | 0 | 0 | 0 | 0 | 0 | 0 | 0 | 0 | 0 | 0 | 0 | 0 | 0 | 0 | 0 | 0 | 0 | 0 | 0 | 1 | 0 | 0 | 1623.658
2025-09-28 | 2421.367 | 3.43 | 0.34 | 1 | 0 | 0 | 0 | 0 | 0 | 0 | 0 | 0 | 0 | 0 | 0 | 0 | 0 | 0 | 0 | 0 | 0 | 0 | 0 | 0 | 0 | 0 | 1 | 0 | 1528.9656
2025-09-28 | 2319.269 | 3.92 | 0.15 | 1 | 0 | 0 | 0 | 0 | 0 | 0 | 0 | 0 | 0 | 0 | 0 | 0 | 0 | 0 | 0 | 0 | 0 | 0 | 0 | 0 | 0 | 0 | 0 | 1 | 1449.9805
2025-09-29 | 2232.787 | 4.63 | 0.14 | 0 | 1 | 0 | 0 | 0 | 0 | 0 | 0 | 0 | 0 | 0 | 0 | 0 | 0 | 0 | 0 | 0 | 0 | 0 | 0 | 0 | 0 | 0 | 0 | 0 | 1702.8345
2025-09-29 | 2218.672 | 4.78 | 0.14 | 0 | 0 | 1 | 0 | 0 | 0 | 0 | 0 | 0 | 0 | 0 | 0 | 0 | 0 | 0 | 0 | 0 | 0 | 0 | 0 | 0 | 0 | 0 | 0 | 0 | 1682.7975
2025-09-29 | 2227.826 | 5.17 | 0.14 | 0 | 0 | 0 | 1 | 0 | 0 | 0 | 0 | 0 | 0 | 0 | 0 | 0 | 0 | 0 | 0 | 0 | 0 | 0 | 0 | 0 | 0 | 0 | 0 | 0 | 1688.4305
2025-09-29 | 2256.889 | 5.3 | 0.1 | 0 | 0 | 0 | 0 | 1 | 0 | 0 | 0 | 0 | 0 | 0 | 0 | 0 | 0 | 0 | 0 | 0 | 0 | 0 | 0 | 0 | 0 | 0 | 0 | 0 | 1710.1656
2025-09-29 | 2335.091 | 5.79 | 0.06 | 0 | 0 | 0 | 0 | 0 | 1 | 0 | 0 | 0 | 0 | 0 | 0 | 0 | 0 | 0 | 0 | 0 | 0 | 0 | 0 | 0 | 0 | 0 | 0 | 0 | 1765.7642
2025-09-29 | 2537.775 | 6.18 | 0.06 | 0 | 0 | 0 | 0 | 0 | 0 | 1 | 0 | 0 | 0 | 0 | 0 | 0 | 0 | 0 | 0 | 0 | 0 | 0 | 0 | 0 | 0 | 0 | 0 | 0 | 1882.8633
2025-09-29 | 2886.499 | 6.26 | 0 | 0 | 0 | 0 | 0 | 0 | 0 | 0 | 1 | 0 | 0 | 0 | 0 | 0 | 0 | 0 | 0 | 0 | 0 | 0 | 0 | 0 | 0 | 0 | 0 | 0 | 2080.1088
2025-09-29 | 3574.165 | 5.89 | 0.02 | 0 | 0 | 0 | 0 | 0 | 0 | 0 | 0 | 1 | 0 | 0 | 0 | 0 | 0 | 0 | 0 | 0 | 0 | 0 | 0 | 0 | 0 | 0 | 0 | 0 | 2286.7228
2025-09-29 | 4154.847 | 4.17 | 0.08 | 0 | 0 | 0 | 0 | 0 | 0 | 0 | 0 | 0 | 1 | 0 | 0 | 0 | 0 | 0 | 0 | 0 | 0 | 0 | 0 | 0 | 0 | 0 | 0 | 0 | 2469.0455
2025-09-29 | 4532.694 | 3.28 | 0.3 | 0 | 0 | 0 | 0 | 0 | 0 | 0 | 0 | 0 | 0 | 1 | 0 | 0 | 0 | 0 | 0 | 0 | 0 | 0 | 0 | 0 | 0 | 0 | 0 | 0 | 2637.8928
2025-09-29 | 4809.781 | 2.67 | 0.77 | 0 | 0 | 0 | 0 | 0 | 0 | 0 | 0 | 0 | 0 | 0 | 1 | 0 | 0 | 0 | 0 | 0 | 0 | 0 | 0 | 0 | 0 | 0 | 0 | 0 | 2762.0195
2025-09-29 | 4964.658 | 2.34 | 1.22 | 0 | 0 | 0 | 0 | 0 | 0 | 0 | 0 | 0 | 0 | 0 | 0 | 1 | 0 | 0 | 0 | 0 | 0 | 0 | 0 | 0 | 0 | 0 | 0 | 0 | 2796.8356
2025-09-29 | 5106.647 | 1.83 | 1.54 | 0 | 0 | 0 | 0 | 0 | 0 | 0 | 0 | 0 | 0 | 0 | 0 | 0 | 1 | 0 | 0 | 0 | 0 | 0 | 0 | 0 | 0 | 0 | 0 | 0 | 2788.2203
2025-09-29 | 5129.15 | 1.4 | 1.69 | 0 | 0 | 0 | 0 | 0 | 0 | 0 | 0 | 0 | 0 | 0 | 0 | 0 | 0 | 1 | 0 | 0 | 0 | 0 | 0 | 0 | 0 | 0 | 0 | 0 | 2763.5955
2025-09-29 | 5067.136 | 1.48 | 1.56 | 0 | 0 | 0 | 0 | 0 | 0 | 0 | 0 | 0 | 0 | 0 | 0 | 0 | 0 | 0 | 1 | 0 | 0 | 0 | 0 | 0 | 0 | 0 | 0 | 0 | 2697.5958
2025-09-29 | 4905.117 | 1.35 | 1.47 | 0 | 0 | 0 | 0 | 0 | 0 | 0 | 0 | 0 | 0 | 0 | 0 | 0 | 0 | 0 | 0 | 1 | 0 | 0 | 0 | 0 | 0 | 0 | 0 | 0 | 2567.0568
2025-09-29 | 4343.003 | 1.63 | 1.43 | 0 | 0 | 0 | 0 | 0 | 0 | 0 | 0 | 0 | 0 | 0 | 0 | 0 | 0 | 0 | 0 | 0 | 1 | 0 | 0 | 0 | 0 | 0 | 0 | 0 | 2408.7704
2025-09-29 | 3838.971 | 2.21 | 0.86 | 0 | 0 | 0 | 0 | 0 | 0 | 0 | 0 | 0 | 0 | 0 | 0 | 0 | 0 | 0 | 0 | 0 | 0 | 1 | 0 | 0 | 0 | 0 | 0 | 0 | 2248.388
2025-09-29 | 3637.924 | 2.86 | 0.55 | 0 | 0 | 0 | 0 | 0 | 0 | 0 | 0 | 0 | 0 | 0 | 0 | 0 | 0 | 0 | 0 | 0 | 0 | 0 | 1 | 0 | 0 | 0 | 0 | 0 | 2181.4295
2025-09-29 | 3232.123 | 3.21 | 0.39 | 0 | 0 | 0 | 0 | 0 | 0 | 0 | 0 | 0 | 0 | 0 | 0 | 0 | 0 | 0 | 0 | 0 | 0 | 0 | 0 | 1 | 0 | 0 | 0 | 0 | 2120.3715
2025-09-29 | 2874.802 | 3.63 | 0.32 | 0 | 0 | 0 | 0 | 0 | 0 | 0 | 0 | 0 | 0 | 0 | 0 | 0 | 0 | 0 | 0 | 0 | 0 | 0 | 0 | 0 | 1 | 0 | 0 | 0 | 2030.2851
2025-09-29 | 2649.492 | 3.83 | 0.23 | 0 | 0 | 0 | 0 | 0 | 0 | 0 | 0 | 0 | 0 | 0 | 0 | 0 | 0 | 0 | 0 | 0 | 0 | 0 | 0 | 0 | 0 | 1 | 0 | 0 | 1904.5603
2025-09-29 | 2419.193 | 4.18 | 0.08 | 0 | 0 | 0 | 0 | 0 | 0 | 0 | 0 | 0 | 0 | 0 | 0 | 0 | 0 | 0 | 0 | 0 | 0 | 0 | 0 | 0 | 0 | 0 | 1 | 0 | 1794.7223
2025-09-29 | 2299.926 | 4.56 | 0 | 0 | 0 | 0 | 0 | 0 | 0 | 0 | 0 | 0 | 0 | 0 | 0 | 0 | 0 | 0 | 0 | 0 | 0 | 0 | 0 | 0 | 0 | 0 | 0 | 1 | 1722.4515
2025-09-30 | 2238.81 | 5.18 | 0 | 0 | 1 | 0 | 0 | 0 | 0 | 0 | 0 | 0 | 0 | 0 | 0 | 0 | 0 | 0 | 0 | 0 | 0 | 0 | 0 | 0 | 0 | 0 | 0 | 0 | 1708.0733
2025-09-30 | 2219.571 | 5.29 | 0 | 0 | 0 | 1 | 0 | 0 | 0 | 0 | 0 | 0 | 0 | 0 | 0 | 0 | 0 | 0 | 0 | 0 | 0 | 0 | 0 | 0 | 0 | 0 | 0 | 0 | 1686.6915
2025-09-30 | 2238.065 | 5.34 | 0 | 0 | 0 | 0 | 1 | 0 | 0 | 0 | 0 | 0 | 0 | 0 | 0 | 0 | 0 | 0 | 0 | 0 | 0 | 0 | 0 | 0 | 0 | 0 | 0 | 0 | 1680.8935
2025-09-30 | 2266.325 | 5.52 | 0 | 0 | 0 | 0 | 0 | 1 | 0 | 0 | 0 | 0 | 0 | 0 | 0 | 0 | 0 | 0 | 0 | 0 | 0 | 0 | 0 | 0 | 0 | 0 | 0 | 0 | 1708.096
2025-09-30 | 2363.636 | 5.99 | 0 | 0 | 0 | 0 | 0 | 0 | 1 | 0 | 0 | 0 | 0 | 0 | 0 | 0 | 0 | 0 | 0 | 0 | 0 | 0 | 0 | 0 | 0 | 0 | 0 | 0 | 1766.8086
2025-09-30 | 2595.419 | 6.4 | 0 | 0 | 0 | 0 | 0 | 0 | 0 | 1 | 0 | 0 | 0 | 0 | 0 | 0 | 0 | 0 | 0 | 0 | 0 | 0 | 0 | 0 | 0 | 0 | 0 | 0 | 1884.5802
2025-09-30 | 2964.83 | 6.43 | 0 | 0 | 0 | 0 | 0 | 0 | 0 | 0 | 1 | 0 | 0 | 0 | 0 | 0 | 0 | 0 | 0 | 0 | 0 | 0 | 0 | 0 | 0 | 0 | 0 | 0 | 2085.8243
2025-09-30 | 3572.812 | 6.18 | 0 | 0 | 0 | 0 | 0 | 0 | 0 | 0 | 0 | 1 | 0 | 0 | 0 | 0 | 0 | 0 | 0 | 0 | 0 | 0 | 0 | 0 | 0 | 0 | 0 | 0 | 2294.5794
2025-09-30 | 4154.836 | 4.83 | 0.05 | 0 | 0 | 0 | 0 | 0 | 0 | 0 | 0 | 0 | 1 | 0 | 0 | 0 | 0 | 0 | 0 | 0 | 0 | 0 | 0 | 0 | 0 | 0 | 0 | 0 | 2488.3951
2025-09-30 | 4550.908 | 3.7 | 0.25 | 0 | 0 | 0 | 0 | 0 | 0 | 0 | 0 | 0 | 0 | 1 | 0 | 0 | 0 | 0 | 0 | 0 | 0 | 0 | 0 | 0 | 0 | 0 | 0 | 0 | 2647.2803
2025-09-30 | 4841.129 | 2.9 | 0.75 | 0 | 0 | 0 | 0 | 0 | 0 | 0 | 0 | 0 | 0 | 0 | 1 | 0 | 0 | 0 | 0 | 0 | 0 | 0 | 0 | 0 | 0 | 0 | 0 | 0 | 2767.859
2025-09-30 | 4937.847 | 2.6 | 1.07 | 0 | 0 | 0 | 0 | 0 | 0 | 0 | 0 | 0 | 0 | 0 | 0 | 1 | 0 | 0 | 0 | 0 | 0 | 0 | 0 | 0 | 0 | 0 | 0 | 0 | 2791.3778
2025-09-30 | 5043.713 | 2.06 | 1.25 | 0 | 0 | 0 | 0 | 0 | 0 | 0 | 0 | 0 | 0 | 0 | 0 | 0 | 1 | 0 | 0 | 0 | 0 | 0 | 0 | 0 | 0 | 0 | 0 | 0 | 2768.5016
2025-09-30 | 5144.166 | 1.7 | 1.15 | 0 | 0 | 0 | 0 | 0 | 0 | 0 | 0 | 0 | 0 | 0 | 0 | 0 | 0 | 1 | 0 | 0 | 0 | 0 | 0 | 0 | 0 | 0 | 0 | 0 | 2722.5651
2025-09-30 | 5063.807 | 1.55 | 1.21 | 0 | 0 | 0 | 0 | 0 | 0 | 0 | 0 | 0 | 0 | 0 | 0 | 0 | 0 | 0 | 1 | 0 | 0 | 0 | 0 | 0 | 0 | 0 | 0 | 0 | 2666.8182
2025-09-30 | 4871.612 | 1.84 | 1.08 | 0 | 0 | 0 | 0 | 0 | 0 | 0 | 0 | 0 | 0 | 0 | 0 | 0 | 0 | 0 | 0 | 1 | 0 | 0 | 0 | 0 | 0 | 0 | 0 | 0 | 2546.6133
2025-09-30 | 4300.356 | 2.3 | 1.09 | 0 | 0 | 0 | 0 | 0 | 0 | 0 | 0 | 0 | 0 | 0 | 0 | 0 | 0 | 0 | 0 | 0 | 1 | 0 | 0 | 0 | 0 | 0 | 0 | 0 | 2399.1116
2025-09-30 | 3864.045 | 2.54 | 0.81 | 0 | 0 | 0 | 0 | 0 | 0 | 0 | 0 | 0 | 0 | 0 | 0 | 0 | 0 | 0 | 0 | 0 | 0 | 1 | 0 | 0 | 0 | 0 | 0 | 0 | 2254.7497
2025-09-30 | 3678.208 | 3.03 | 0.52 | 0 | 0 | 0 | 0 | 0 | 0 | 0 | 0 | 0 | 0 | 0 | 0 | 0 | 0 | 0 | 0 | 0 | 0 | 0 | 1 | 0 | 0 | 0 | 0 | 0 | 2184.3052
2025-09-30 | 3205.482 | 3.32 | 0.23 | 0 | 0 | 0 | 0 | 0 | 0 | 0 | 0 | 0 | 0 | 0 | 0 | 0 | 0 | 0 | 0 | 0 | 0 | 0 | 0 | 1 | 0 | 0 | 0 | 0 | 2108.9241
2025-09-30 | 2874.901 | 3.57 | 0.09 | 0 | 0 | 0 | 0 | 0 | 0 | 0 | 0 | 0 | 0 | 0 | 0 | 0 | 0 | 0 | 0 | 0 | 0 | 0 | 0 | 0 | 1 | 0 | 0 | 0 | 2006.4961
2025-09-30 | 2553.193 | 3.93 | 0.06 | 0 | 0 | 0 | 0 | 0 | 0 | 0 | 0 | 0 | 0 | 0 | 0 | 0 | 0 | 0 | 0 | 0 | 0 | 0 | 0 | 0 | 0 | 1 | 0 | 0 | 1891.8301
2025-09-30 | 2369.048 | 4.41 | 0.06 | 0 | 0 | 0 | 0 | 0 | 0 | 0 | 0 | 0 | 0 | 0 | 0 | 0 | 0 | 0 | 0 | 0 | 0 | 0 | 0 | 0 | 0 | 0 | 1 | 0 | 1800.5618
2025-09-30 | 2262.208 | 5.07 | 0 | 0 | 0 | 0 | 0 | 0 | 0 | 0 | 0 | 0 | 0 | 0 | 0 | 0 | 0 | 0 | 0 | 0 | 0 | 0 | 0 | 0 | 0 | 0 | 0 | 1 | 1739.5979
2025-10-01 | 2228.874 | 5.45 | 0 | 0 | 1 | 0 | 0 | 0 | 0 | 0 | 0 | 0 | 0 | 0 | 0 | 0 | 0 | 0 | 0 | 0 | 0 | 0 | 0 | 0 | 0 | 0 | 0 | 0 | 1717.1507
2025-10-01 | 2176.547 | 5.7 | 0 | 0 | 0 | 1 | 0 | 0 | 0 | 0 | 0 | 0 | 0 | 0 | 0 | 0 | 0 | 0 | 0 | 0 | 0 | 0 | 0 | 0 | 0 | 0 | 0 | 0 | 1700.4758
2025-10-01 | 2177.859 | 5.97 | 0 | 0 | 0 | 0 | 1 | 0 | 0 | 0 | 0 | 0 | 0 | 0 | 0 | 0 | 0 | 0 | 0 | 0 | 0 | 0 | 0 | 0 | 0 | 0 | 0 | 0 | 1702.0743
2025-10-01 | 2234.647 | 6.33 | 0 | 0 | 0 | 0 | 0 | 1 | 0 | 0 | 0 | 0 | 0 | 0 | 0 | 0 | 0 | 0 | 0 | 0 | 0 | 0 | 0 | 0 | 0 | 0 | 0 | 0 | 1735.3285
2025-10-01 | 2327.66 | 6.7 | 0 | 0 | 0 | 0 | 0 | 0 | 1 | 0 | 0 | 0 | 0 | 0 | 0 | 0 | 0 | 0 | 0 | 0 | 0 | 0 | 0 | 0 | 0 | 0 | 0 | 0 | 1790.6791
2025-10-01 | 2523.027 | 6.76 | 0 | 0 | 0 | 0 | 0 | 0 | 0 | 1 | 0 | 0 | 0 | 0 | 0 | 0 | 0 | 0 | 0 | 0 | 0 | 0 | 0 | 0 | 0 | 0 | 0 | 0 | 1896.6835
2025-10-01 | 2935.681 | 7.03 | 0 | 0 | 0 | 0 | 0 | 0 | 0 | 0 | 1 | 0 | 0 | 0 | 0 | 0 | 0 | 0 | 0 | 0 | 0 | 0 | 0 | 0 | 0 | 0 | 0 | 0 | 2105.9965
2025-10-01 | 3490.399 | 6.26 | 0.19 | 0 | 0 | 0 | 0 | 0 | 0 | 0 | 0 | 1 | 0 | 0 | 0 | 0 | 0 | 0 | 0 | 0 | 0 | 0 | 0 | 0 | 0 | 0 | 0 | 0 | 2315.2545
2025-10-01 | 3967.645 | 4.93 | 0.45 | 0 | 0 | 0 | 0 | 0 | 0 | 0 | 0 | 0 | 1 | 0 | 0 | 0 | 0 | 0 | 0 | 0 | 0 | 0 | 0 | 0 | 0 | 0 | 0 | 0 | 2529.6212
2025-10-01 | 4237.798 | 4.02 | 1.12 | 0 | 0 | 0 | 0 | 0 | 0 | 0 | 0 | 0 | 0 | 1 | 0 | 0 | 0 | 0 | 0 | 0 | 0 | 0 | 0 | 0 | 0 | 0 | 0 | 0 | 2740.3931
2025-10-01 | 4458.411 | 3.1 | 1.55 | 0 | 0 | 0 | 0 | 0 | 0 | 0 | 0 | 0 | 0 | 0 | 1 | 0 | 0 | 0 | 0 | 0 | 0 | 0 | 0 | 0 | 0 | 0 | 0 | 0 | 2850.3112
2025-10-01 | 4546.926 | 2.37 | 1.84 | 0 | 0 | 0 | 0 | 0 | 0 | 0 | 0 | 0 | 0 | 0 | 0 | 1 | 0 | 0 | 0 | 0 | 0 | 0 | 0 | 0 | 0 | 0 | 0 | 0 | 2856.5335
2025-10-01 | 4658.104 | 1.88 | 2.18 | 0 | 0 | 0 | 0 | 0 | 0 | 0 | 0 | 0 | 0 | 0 | 0 | 0 | 1 | 0 | 0 | 0 | 0 | 0 | 0 | 0 | 0 | 0 | 0 | 0 | 2850.4838
2025-10-01 | 4707.234 | 1.86 | 2.4 | 0 | 0 | 0 | 0 | 0 | 0 | 0 | 0 | 0 | 0 | 0 | 0 | 0 | 0 | 1 | 0 | 0 | 0 | 0 | 0 | 0 | 0 | 0 | 0 | 0 | 2846.2696
2025-10-01 | 4603.774 | 1.46 | 2.49 | 0 | 0 | 0 | 0 | 0 | 0 | 0 | 0 | 0 | 0 | 0 | 0 | 0 | 0 | 0 | 1 | 0 | 0 | 0 | 0 | 0 | 0 | 0 | 0 | 0 | 2784.9574
2025-10-01 | 4430.587 | 1.51 | 2.17 | 0 | 0 | 0 | 0 | 0 | 0 | 0 | 0 | 0 | 0 | 0 | 0 | 0 | 0 | 0 | 0 | 1 | 0 | 0 | 0 | 0 | 0 | 0 | 0 | 0 | 2638.6982
2025-10-01 | 3936.947 | 1.69 | 1.75 | 0 | 0 | 0 | 0 | 0 | 0 | 0 | 0 | 0 | 0 | 0 | 0 | 0 | 0 | 0 | 0 | 0 | 1 | 0 | 0 | 0 | 0 | 0 | 0 | 0 | 2441.0789
2025-10-01 | 3522.764 | 1.89 | 1.33 | 0 | 0 | 0 | 0 | 0 | 0 | 0 | 0 | 0 | 0 | 0 | 0 | 0 | 0 | 0 | 0 | 0 | 0 | 1 | 0 | 0 | 0 | 0 | 0 | 0 | 2282.1198
2025-10-01 | 3399.249 | 2.5 | 1.14 | 0 | 0 | 0 | 0 | 0 | 0 | 0 | 0 | 0 | 0 | 0 | 0 | 0 | 0 | 0 | 0 | 0 | 0 | 0 | 1 | 0 | 0 | 0 | 0 | 0 | 2225.1757
2025-10-01 | 3125.047 | 2.75 | 0.83 | 0 | 0 | 0 | 0 | 0 | 0 | 0 | 0 | 0 | 0 | 0 | 0 | 0 | 0 | 0 | 0 | 0 | 0 | 0 | 0 | 1 | 0 | 0 | 0 | 0 | 2146.5567
2025-10-01 | 2813.255 | 3.06 | 0.57 | 0 | 0 | 0 | 0 | 0 | 0 | 0 | 0 | 0 | 0 | 0 | 0 | 0 | 0 | 0 | 0 | 0 | 0 | 0 | 0 | 0 | 1 | 0 | 0 | 0 | 2034.7866
2025-10-01 | 2564.396 | 3.43 | 0.46 | 0 | 0 | 0 | 0 | 0 | 0 | 0 | 0 | 0 | 0 | 0 | 0 | 0 | 0 | 0 | 0 | 0 | 0 | 0 | 0 | 0 | 0 | 1 | 0 | 0 | 1912.884
2025-10-01 | 2349.091 | 3.79 | 0.39 | 0 | 0 | 0 | 0 | 0 | 0 | 0 | 0 | 0 | 0 | 0 | 0 | 0 | 0 | 0 | 0 | 0 | 0 | 0 | 0 | 0 | 0 | 0 | 1 | 0 | 1810.955
2025-10-01 | 2246.557 | 4.31 | 0.31 | 0 | 0 | 0 | 0 | 0 | 0 | 0 | 0 | 0 | 0 | 0 | 0 | 0 | 0 | 0 | 0 | 0 | 0 | 0 | 0 | 0 | 0 | 0 | 0 | 1 | 1743.3911
2025-10-02 | 2202.769 | 4.86 | 0.13 | 0 | 1 | 0 | 0 | 0 | 0 | 0 | 0 | 0 | 0 | 0 | 0 | 0 | 0 | 0 | 0 | 0 | 0 | 0 | 0 | 0 | 0 | 0 | 0 | 0 | 1709.6206
2025-10-02 | 2174.188 | 5.2 | 0.11 | 0 | 0 | 1 | 0 | 0 | 0 | 0 | 0 | 0 | 0 | 0 | 0 | 0 | 0 | 0 | 0 | 0 | 0 | 0 | 0 | 0 | 0 | 0 | 0 | 0 | 1694.0783
2025-10-02 | 2183.528 | 5.37 | 0.12 | 0 | 0 | 0 | 1 | 0 | 0 | 0 | 0 | 0 | 0 | 0 | 0 | 0 | 0 | 0 | 0 | 0 | 0 | 0 | 0 | 0 | 0 | 0 | 0 | 0 | 1693.2613
2025-10-02 | 2222.108 | 5.83 | 0 | 0 | 0 | 0 | 0 | 1 | 0 | 0 | 0 | 0 | 0 | 0 | 0 | 0 | 0 | 0 | 0 | 0 | 0 | 0 | 0 | 0 | 0 | 0 | 0 | 0 | 1718.5183
2025-10-02 | 2334.615 | 6.12 | 0 | 0 | 0 | 0 | 0 | 0 | 1 | 0 | 0 | 0 | 0 | 0 | 0 | 0 | 0 | 0 | 0 | 0 | 0 | 0 | 0 | 0 | 0 | 0 | 0 | 0 | 1771.1793
2025-10-02 | 2560.763 | 6.4 | 0 | 0 | 0 | 0 | 0 | 0 | 0 | 1 | 0 | 0 | 0 | 0 | 0 | 0 | 0 | 0 | 0 | 0 | 0 | 0 | 0 | 0 | 0 | 0 | 0 | 0 | 1884.5802
2025-10-02 | 2944.41 | 6.55 | 0 | 0 | 0 | 0 | 0 | 0 | 0 | 0 | 1 | 0 | 0 | 0 | 0 | 0 | 0 | 0 | 0 | 0 | 0 | 0 | 0 | 0 | 0 | 0 | 0 | 0 | 2089.8587
2025-10-02 | 3429.801 | 6.26 | 0 | 0 | 0 | 0 | 0 | 0 | 0 | 0 | 0 | 1 | 0 | 0 | 0 | 0 | 0 | 0 | 0 | 0 | 0 | 0 | 0 | 0 | 0 | 0 | 0 | 0 | 2297.2691
2025-10-02 | 3955.467 | 4.8 | 0.09 | 0 | 0 | 0 | 0 | 0 | 0 | 0 | 0 | 0 | 1 | 0 | 0 | 0 | 0 | 0 | 0 | 0 | 0 | 0 | 0 | 0 | 0 | 0 | 0 | 0 | 2491.1729
2025-10-02 | 4316.244 | 3.59 | 0.27 | 0 | 0 | 0 | 0 | 0 | 0 | 0 | 0 | 0 | 0 | 1 | 0 | 0 | 0 | 0 | 0 | 0 | 0 | 0 | 0 | 0 | 0 | 0 | 0 | 0 | 2645.4753
2025-10-02 | 4518.842 | 2.9 | 0.87 | 0 | 0 | 0 | 0 | 0 | 0 | 0 | 0 | 0 | 0 | 0 | 1 | 0 | 0 | 0 | 0 | 0 | 0 | 0 | 0 | 0 | 0 | 0 | 0 | 0 | 2779.2182
2025-10-02 | 4567.139 | 2.43 | 1.22 | 0 | 0 | 0 | 0 | 0 | 0 | 0 | 0 | 0 | 0 | 0 | 0 | 1 | 0 | 0 | 0 | 0 | 0 | 0 | 0 | 0 | 0 | 0 | 0 | 0 | 2799.8614
2025-10-02 | 4612.178 | 2.34 | 1.63 | 0 | 0 | 0 | 0 | 0 | 0 | 0 | 0 | 0 | 0 | 0 | 0 | 0 | 1 | 0 | 0 | 0 | 0 | 0 | 0 | 0 | 0 | 0 | 0 | 0 | 2813.8861
2025-10-02 | 4721.977 | 1.8 | 1.66 | 0 | 0 | 0 | 0 | 0 | 0 | 0 | 0 | 0 | 0 | 0 | 0 | 0 | 0 | 1 | 0 | 0 | 0 | 0 | 0 | 0 | 0 | 0 | 0 | 0 | 2774.2038
2025-10-02 | 4624.979 | 1.64 | 1.65 | 0 | 0 | 0 | 0 | 0 | 0 | 0 | 0 | 0 | 0 | 0 | 0 | 0 | 0 | 0 | 1 | 0 | 0 | 0 | 0 | 0 | 0 | 0 | 0 | 0 | 2711.4945
2025-10-02 | 4388.986 | 1.75 | 1.6 | 0 | 0 | 0 | 0 | 0 | 0 | 0 | 0 | 0 | 0 | 0 | 0 | 0 | 0 | 0 | 0 | 1 | 0 | 0 | 0 | 0 | 0 | 0 | 0 | 0 | 2592.8108
2025-10-02 | 3900.011 | 1.86 | 1.51 | 0 | 0 | 0 | 0 | 0 | 0 | 0 | 0 | 0 | 0 | 0 | 0 | 0 | 0 | 0 | 0 | 0 | 1 | 0 | 0 | 0 | 0 | 0 | 0 | 0 | 2424.0759
2025-10-02 | 3579.036 | 2.35 | 1.14 | 0 | 0 | 0 | 0 | 0 | 0 | 0 | 0 | 0 | 0 | 0 | 0 | 0 | 0 | 0 | 0 | 0 | 0 | 1 | 0 | 0 | 0 | 0 | 0 | 0 | 2279.5997
2025-10-02 | 3460.46 | 3.05 | 0.94 | 0 | 0 | 0 | 0 | 0 | 0 | 0 | 0 | 0 | 0 | 0 | 0 | 0 | 0 | 0 | 0 | 0 | 0 | 0 | 1 | 0 | 0 | 0 | 0 | 0 | 2224.7348
2025-10-02 | 3211.561 | 3.67 | 0.84 | 0 | 0 | 0 | 0 | 0 | 0 | 0 | 0 | 0 | 0 | 0 | 0 | 0 | 0 | 0 | 0 | 0 | 0 | 0 | 0 | 1 | 0 | 0 | 0 | 0 | 2178.434
2025-10-02 | 2951.912 | 3.95 | 0.74 | 0 | 0 | 0 | 0 | 0 | 0 | 0 | 0 | 0 | 0 | 0 | 0 | 0 | 0 | 0 | 0 | 0 | 0 | 0 | 0 | 0 | 1 | 0 | 0 | 0 | 2080.8009
2025-10-02 | 2675.47 | 4.36 | 0.5 | 0 | 0 | 0 | 0 | 0 | 0 | 0 | 0 | 0 | 0 | 0 | 0 | 0 | 0 | 0 | 0 | 0 | 0 | 0 | 0 | 0 | 0 | 1 | 0 | 0 | 1947.9373
2025-10-02 | 2377.879 | 5.11 | 0.38 | 0 | 0 | 0 | 0 | 0 | 0 | 0 | 0 | 0 | 0 | 0 | 0 | 0 | 0 | 0 | 0 | 0 | 0 | 0 | 0 | 0 | 0 | 0 | 1 | 0 | 1854.3872
2025-10-02 | 2300.275 | 5.41 | 0.35 | 0 | 0 | 0 | 0 | 0 | 0 | 0 | 0 | 0 | 0 | 0 | 0 | 0 | 0 | 0 | 0 | 0 | 0 | 0 | 0 | 0 | 0 | 0 | 0 | 1 | 1784.1599
2025-10-03 | 2236.339 | 6.03 | 0.27 | 0 | 1 | 0 | 0 | 0 | 0 | 0 | 0 | 0 | 0 | 0 | 0 | 0 | 0 | 0 | 0 | 0 | 0 | 0 | 0 | 0 | 0 | 0 | 0 | 0 | 1762.2088
2025-10-03 | 2210.723 | 6.47 | 0.06 | 0 | 0 | 1 | 0 | 0 | 0 | 0 | 0 | 0 | 0 | 0 | 0 | 0 | 0 | 0 | 0 | 0 | 0 | 0 | 0 | 0 | 0 | 0 | 0 | 0 | 1732.0431
2025-10-03 | 2192.277 | 6.95 | 0.06 | 0 | 0 | 0 | 1 | 0 | 0 | 0 | 0 | 0 | 0 | 0 | 0 | 0 | 0 | 0 | 0 | 0 | 0 | 0 | 0 | 0 | 0 | 0 | 0 | 0 | 1740.7018
2025-10-03 | 2234.848 | 6.9 | 0.08 | 0 | 0 | 0 | 0 | 1 | 0 | 0 | 0 | 0 | 0 | 0 | 0 | 0 | 0 | 0 | 0 | 0 | 0 | 0 | 0 | 0 | 0 | 0 | 0 | 0 | 1762.0649
2025-10-03 | 2366.048 | 7.46 | 0 | 0 | 0 | 0 | 0 | 0 | 1 | 0 | 0 | 0 | 0 | 0 | 0 | 0 | 0 | 0 | 0 | 0 | 0 | 0 | 0 | 0 | 0 | 0 | 0 | 0 | 1816.2305
2025-10-03 | 2531.345 | 7.52 | 0 | 0 | 0 | 0 | 0 | 0 | 0 | 1 | 0 | 0 | 0 | 0 | 0 | 0 | 0 | 0 | 0 | 0 | 0 | 0 | 0 | 0 | 0 | 0 | 0 | 0 | 1922.2349
2025-10-03 | 2930.49 | 7.19 | 0 | 0 | 0 | 0 | 0 | 0 | 0 | 0 | 1 | 0 | 0 | 0 | 0 | 0 | 0 | 0 | 0 | 0 | 0 | 0 | 0 | 0 | 0 | 0 | 0 | 0 | 2111.3757
2025-10-03 | 3485.195 | 6.96 | 0.06 | 0 | 0 | 0 | 0 | 0 | 0 | 0 | 0 | 1 | 0 | 0 | 0 | 0 | 0 | 0 | 0 | 0 | 0 | 0 | 0 | 0 | 0 | 0 | 0 | 0 | 2326.4829
2025-10-03 | 3989.619 | 5.35 | 0.36 | 0 | 0 | 0 | 0 | 0 | 0 | 0 | 0 | 0 | 1 | 0 | 0 | 0 | 0 | 0 | 0 | 0 | 0 | 0 | 0 | 0 | 0 | 0 | 0 | 0 | 2535.2223
2025-10-03 | 4404.559 | 3.96 | 0.65 | 0 | 0 | 0 | 0 | 0 | 0 | 0 | 0 | 0 | 0 | 1 | 0 | 0 | 0 | 0 | 0 | 0 | 0 | 0 | 0 | 0 | 0 | 0 | 0 | 0 | 2693.8856
2025-10-03 | 4717.599 | 2.92 | 1.2 | 0 | 0 | 0 | 0 | 0 | 0 | 0 | 0 | 0 | 0 | 0 | 1 | 0 | 0 | 0 | 0 | 0 | 0 | 0 | 0 | 0 | 0 | 0 | 0 | 0 | 2811.1285
2025-10-03 | 4749.22 | 2.47 | 1.93 | 0 | 0 | 0 | 0 | 0 | 0 | 0 | 0 | 0 | 0 | 0 | 0 | 1 | 0 | 0 | 0 | 0 | 0 | 0 | 0 | 0 | 0 | 0 | 0 | 0 | 2868.4149
2025-10-03 | 4848.84 | 2.27 | 2.42 | 0 | 0 | 0 | 0 | 0 | 0 | 0 | 0 | 0 | 0 | 0 | 0 | 0 | 1 | 0 | 0 | 0 | 0 | 0 | 0 | 0 | 0 | 0 | 0 | 0 | 2886.3142
2025-10-03 | 4866.921 | 2.25 | 2.85 | 0 | 0 | 0 | 0 | 0 | 0 | 0 | 0 | 0 | 0 | 0 | 0 | 0 | 0 | 1 | 0 | 0 | 0 | 0 | 0 | 0 | 0 | 0 | 0 | 0 | 2901.9786
2025-10-03 | 4734.804 | 2.04 | 2.91 | 0 | 0 | 0 | 0 | 0 | 0 | 0 | 0 | 0 | 0 | 0 | 0 | 0 | 0 | 0 | 1 | 0 | 0 | 0 | 0 | 0 | 0 | 0 | 0 | 0 | 2844.2144
2025-10-03 | 4538.13 | 1.93 | 2.86 | 0 | 0 | 0 | 0 | 0 | 0 | 0 | 0 | 0 | 0 | 0 | 0 | 0 | 0 | 0 | 0 | 1 | 0 | 0 | 0 | 0 | 0 | 0 | 0 | 0 | 2718.1342
2025-10-03 | 4107.751 | 2.11 | 2.74 | 0 | 0 | 0 | 0 | 0 | 0 | 0 | 0 | 0 | 0 | 0 | 0 | 0 | 0 | 0 | 0 | 0 | 1 | 0 | 0 | 0 | 0 | 0 | 0 | 0 | 2548.913
2025-10-03 | 3744.006 | 2.14 | 2.22 | 0 | 0 | 0 | 0 | 0 | 0 | 0 | 0 | 0 | 0 | 0 | 0 | 0 | 0 | 0 | 0 | 0 | 0 | 1 | 0 | 0 | 0 | 0 | 0 | 0 | 2374.7724
2025-10-03 | 3585.932 | 2.34 | 1.63 | 0 | 0 | 0 | 0 | 0 | 0 | 0 | 0 | 0 | 0 | 0 | 0 | 0 | 0 | 0 | 0 | 0 | 0 | 0 | 1 | 0 | 0 | 0 | 0 | 0 | 2266.1799
2025-10-03 | 3280.053 | 2.48 | 1.41 | 0 | 0 | 0 | 0 | 0 | 0 | 0 | 0 | 0 | 0 | 0 | 0 | 0 | 0 | 0 | 0 | 0 | 0 | 0 | 0 | 1 | 0 | 0 | 0 | 0 | 2192.3821
2025-10-03 | 2987 | 2.64 | 1.17 | 0 | 0 | 0 | 0 | 0 | 0 | 0 | 0 | 0 | 0 | 0 | 0 | 0 | 0 | 0 | 0 | 0 | 0 | 0 | 0 | 0 | 1 | 0 | 0 | 0 | 2077.4621
2025-10-03 | 2707.806 | 3.31 | 0.77 | 0 | 0 | 0 | 0 | 0 | 0 | 0 | 0 | 0 | 0 | 0 | 0 | 0 | 0 | 0 | 0 | 0 | 0 | 0 | 0 | 0 | 0 | 1 | 0 | 0 | 1938.1943
2025-10-03 | 2470.259 | 3.58 | 0.55 | 0 | 0 | 0 | 0 | 0 | 0 | 0 | 0 | 0 | 0 | 0 | 0 | 0 | 0 | 0 | 0 | 0 | 0 | 0 | 0 | 0 | 0 | 0 | 1 | 0 | 1819.0404
2025-10-03 | 2340.563 | 3.56 | 0.55 | 0 | 0 | 0 | 0 | 0 | 0 | 0 | 0 | 0 | 0 | 0 | 0 | 0 | 0 | 0 | 0 | 0 | 0 | 0 | 0 | 0 | 0 | 0 | 0 | 1 | 1740.8943
2025-10-04 | 2284.693 | 3.93 | 0.57 | 1 | 1 | 0 | 0 | 0 | 0 | 0 | 0 | 0 | 0 | 0 | 0 | 0 | 0 | 0 | 0 | 0 | 0 | 0 | 0 | 0 | 0 | 0 | 0 | 0 | 1454.8511
2025-10-04 | 2235.161 | 4.11 | 0.56 | 1 | 0 | 1 | 0 | 0 | 0 | 0 | 0 | 0 | 0 | 0 | 0 | 0 | 0 | 0 | 0 | 0 | 0 | 0 | 0 | 0 | 0 | 0 | 0 | 0 | 1434.8761
2025-10-04 | 2219.581 | 4.16 | 0.59 | 1 | 0 | 0 | 1 | 0 | 0 | 0 | 0 | 0 | 0 | 0 | 0 | 0 | 0 | 0 | 0 | 0 | 0 | 0 | 0 | 0 | 0 | 0 | 0 | 0 | 1431.9179
2025-10-04 | 2266.181 | 4.34 | 0.69 | 1 | 0 | 0 | 0 | 1 | 0 | 0 | 0 | 0 | 0 | 0 | 0 | 0 | 0 | 0 | 0 | 0 | 0 | 0 | 0 | 0 | 0 | 0 | 0 | 0 | 1468.5865
2025-10-04 | 2312.893 | 4.66 | 0.66 | 1 | 0 | 0 | 0 | 0 | 1 | 0 | 0 | 0 | 0 | 0 | 0 | 0 | 0 | 0 | 0 | 0 | 0 | 0 | 0 | 0 | 0 | 0 | 0 | 0 | 1519.4162
2025-10-04 | 2417.387 | 4.76 | 0.63 | 1 | 0 | 0 | 0 | 0 | 0 | 1 | 0 | 0 | 0 | 0 | 0 | 0 | 0 | 0 | 0 | 0 | 0 | 0 | 0 | 0 | 0 | 0 | 0 | 0 | 1623.9256
2025-10-04 | 2521.282 | 4.62 | 0.65 | 1 | 0 | 0 | 0 | 0 | 0 | 0 | 1 | 0 | 0 | 0 | 0 | 0 | 0 | 0 | 0 | 0 | 0 | 0 | 0 | 0 | 0 | 0 | 0 | 0 | 1821.3475
2025-10-04 | 2839.47 | 4.54 | 0.8 | 1 | 0 | 0 | 0 | 0 | 0 | 0 | 0 | 1 | 0 | 0 | 0 | 0 | 0 | 0 | 0 | 0 | 0 | 0 | 0 | 0 | 0 | 0 | 0 | 0 | 2050.0172
2025-10-04 | 3293.31 | 3.62 | 1.15 | 1 | 0 | 0 | 0 | 0 | 0 | 0 | 0 | 0 | 1 | 0 | 0 | 0 | 0 | 0 | 0 | 0 | 0 | 0 | 0 | 0 | 0 | 0 | 0 | 0 | 2286.6876
2025-10-04 | 3776.952 | 2.95 | 1.24 | 1 | 0 | 0 | 0 | 0 | 0 | 0 | 0 | 0 | 0 | 1 | 0 | 0 | 0 | 0 | 0 | 0 | 0 | 0 | 0 | 0 | 0 | 0 | 0 | 0 | 2450.6255
2025-10-04 | 4016.827 | 2.69 | 1.87 | 1 | 0 | 0 | 0 | 0 | 0 | 0 | 0 | 0 | 0 | 0 | 1 | 0 | 0 | 0 | 0 | 0 | 0 | 0 | 0 | 0 | 0 | 0 | 0 | 0 | 2601.665
2025-10-04 | 4166.901 | 2.34 | 2.73 | 1 | 0 | 0 | 0 | 0 | 0 | 0 | 0 | 0 | 0 | 0 | 0 | 1 | 0 | 0 | 0 | 0 | 0 | 0 | 0 | 0 | 0 | 0 | 0 | 0 | 2674.6193
2025-10-04 | 4288.24 | 2.08 | 2.47 | 1 | 0 | 0 | 0 | 0 | 0 | 0 | 0 | 0 | 0 | 0 | 0 | 0 | 1 | 0 | 0 | 0 | 0 | 0 | 0 | 0 | 0 | 0 | 0 | 0 | 2619.5063
2025-10-04 | 4234.157 | 1.75 | 2.7 | 1 | 0 | 0 | 0 | 0 | 0 | 0 | 0 | 0 | 0 | 0 | 0 | 0 | 0 | 1 | 0 | 0 | 0 | 0 | 0 | 0 | 0 | 0 | 0 | 0 | 2605.8163
2025-10-04 | 4162.652 | 1.94 | 2.45 | 1 | 0 | 0 | 0 | 0 | 0 | 0 | 0 | 0 | 0 | 0 | 0 | 0 | 0 | 0 | 1 | 0 | 0 | 0 | 0 | 0 | 0 | 0 | 0 | 0 | 2532.1556
2025-10-04 | 4002.711 | 2.05 | 2.52 | 1 | 0 | 0 | 0 | 0 | 0 | 0 | 0 | 0 | 0 | 0 | 0 | 0 | 0 | 0 | 0 | 1 | 0 | 0 | 0 | 0 | 0 | 0 | 0 | 0 | 2424.8311
2025-10-04 | 3737.628 | 2.05 | 2.28 | 1 | 0 | 0 | 0 | 0 | 0 | 0 | 0 | 0 | 0 | 0 | 0 | 0 | 0 | 0 | 0 | 0 | 1 | 0 | 0 | 0 | 0 | 0 | 0 | 0 | 2238.199
2025-10-04 | 3563.423 | 2.44 | 1.84 | 1 | 0 | 0 | 0 | 0 | 0 | 0 | 0 | 0 | 0 | 0 | 0 | 0 | 0 | 0 | 0 | 0 | 0 | 1 | 0 | 0 | 0 | 0 | 0 | 0 | 2083.7345
2025-10-04 | 3487.384 | 3.05 | 1.24 | 1 | 0 | 0 | 0 | 0 | 0 | 0 | 0 | 0 | 0 | 0 | 0 | 0 | 0 | 0 | 0 | 0 | 0 | 0 | 1 | 0 | 0 | 0 | 0 | 0 | 1987.9798
2025-10-04 | 3275.986 | 3.6 | 0.87 | 1 | 0 | 0 | 0 | 0 | 0 | 0 | 0 | 0 | 0 | 0 | 0 | 0 | 0 | 0 | 0 | 0 | 0 | 0 | 0 | 1 | 0 | 0 | 0 | 0 | 1913.7673
2025-10-04 | 2983.537 | 3.9 | 0.68 | 1 | 0 | 0 | 0 | 0 | 0 | 0 | 0 | 0 | 0 | 0 | 0 | 0 | 0 | 0 | 0 | 0 | 0 | 0 | 0 | 0 | 1 | 0 | 0 | 0 | 1808.2872
2025-10-04 | 2718.491 | 4.34 | 0.57 | 1 | 0 | 0 | 0 | 0 | 0 | 0 | 0 | 0 | 0 | 0 | 0 | 0 | 0 | 0 | 0 | 0 | 0 | 0 | 0 | 0 | 0 | 1 | 0 | 0 | 1688.7381
2025-10-04 | 2526.324 | 4.84 | 0.54 | 1 | 0 | 0 | 0 | 0 | 0 | 0 | 0 | 0 | 0 | 0 | 0 | 0 | 0 | 0 | 0 | 0 | 0 | 0 | 0 | 0 | 0 | 0 | 1 | 0 | 1595.3023
2025-10-04 | 2372.539 | 5.26 | 0.4 | 1 | 0 | 0 | 0 | 0 | 0 | 0 | 0 | 0 | 0 | 0 | 0 | 0 | 0 | 0 | 0 | 0 | 0 | 0 | 0 | 0 | 0 | 0 | 0 | 1 | 1518.6967
2025-10-05 | 2302.259 | 5.89 | 0.29 | 1 | 1 | 0 | 0 | 0 | 0 | 0 | 0 | 0 | 0 | 0 | 0 | 0 | 0 | 0 | 0 | 0 | 0 | 0 | 0 | 0 | 0 | 0 | 0 | 0 | 1494.242
2025-10-05 | 2251.768 | 6.24 | 0.12 | 1 | 0 | 1 | 0 | 0 | 0 | 0 | 0 | 0 | 0 | 0 | 0 | 0 | 0 | 0 | 0 | 0 | 0 | 0 | 0 | 0 | 0 | 0 | 0 | 0 | 1464.8369
2025-10-05 | 2220.935 | 6.68 | 0.1 | 1 | 0 | 0 | 1 | 0 | 0 | 0 | 0 | 0 | 0 | 0 | 0 | 0 | 0 | 0 | 0 | 0 | 0 | 0 | 0 | 0 | 0 | 0 | 0 | 0 | 1470.2577
2025-10-05 | 2246.318 | 6.64 | 0.13 | 1 | 0 | 0 | 0 | 1 | 0 | 0 | 0 | 0 | 0 | 0 | 0 | 0 | 0 | 0 | 0 | 0 | 0 | 0 | 0 | 0 | 0 | 0 | 0 | 0 | 1492.9035
2025-10-05 | 2276.969 | 6.56 | 0.13 | 1 | 0 | 0 | 0 | 0 | 1 | 0 | 0 | 0 | 0 | 0 | 0 | 0 | 0 | 0 | 0 | 0 | 0 | 0 | 0 | 0 | 0 | 0 | 0 | 0 | 1533.125
2025-10-05 | 2352.068 | 6.98 | 0.13 | 1 | 0 | 0 | 0 | 0 | 0 | 1 | 0 | 0 | 0 | 0 | 0 | 0 | 0 | 0 | 0 | 0 | 0 | 0 | 0 | 0 | 0 | 0 | 0 | 0 | 1651.2327
2025-10-05 | 2391.903 | 6.64 | 0.11 | 1 | 0 | 0 | 0 | 0 | 0 | 0 | 1 | 0 | 0 | 0 | 0 | 0 | 0 | 0 | 0 | 0 | 0 | 0 | 0 | 0 | 0 | 0 | 0 | 0 | 1838.1441
2025-10-05 | 2574.605 | 6.44 | 0.17 | 1 | 0 | 0 | 0 | 0 | 0 | 0 | 0 | 1 | 0 | 0 | 0 | 0 | 0 | 0 | 0 | 0 | 0 | 0 | 0 | 0 | 0 | 0 | 0 | 0 | 2054.2599
2025-10-05 | 2953.966 | 4.95 | 0.34 | 1 | 0 | 0 | 0 | 0 | 0 | 0 | 0 | 0 | 1 | 0 | 0 | 0 | 0 | 0 | 0 | 0 | 0 | 0 | 0 | 0 | 0 | 0 | 0 | 0 | 2254.7279
2025-10-05 | 3381.921 | 3.62 | 0.68 | 1 | 0 | 0 | 0 | 0 | 0 | 0 | 0 | 0 | 0 | 1 | 0 | 0 | 0 | 0 | 0 | 0 | 0 | 0 | 0 | 0 | 0 | 0 | 0 | 0 | 2420.1415
2025-10-05 | 3652.605 | 2.67 | 1.11 | 1 | 0 | 0 | 0 | 0 | 0 | 0 | 0 | 0 | 0 | 0 | 1 | 0 | 0 | 0 | 0 | 0 | 0 | 0 | 0 | 0 | 0 | 0 | 0 | 0 | 2529.0509
2025-10-05 | 3811.799 | 2.27 | 1.62 | 1 | 0 | 0 | 0 | 0 | 0 | 0 | 0 | 0 | 0 | 0 | 0 | 1 | 0 | 0 | 0 | 0 | 0 | 0 | 0 | 0 | 0 | 0 | 0 | 0 | 2567.1931
2025-10-05 | 3917.754 | 1.86 | 2.16 | 1 | 0 | 0 | 0 | 0 | 0 | 0 | 0 | 0 | 0 | 0 | 0 | 0 | 1 | 0 | 0 | 0 | 0 | 0 | 0 | 0 | 0 | 0 | 0 | 0 | 2582.7652
2025-10-05 | 3983.186 | 1.83 | 2.23 | 1 | 0 | 0 | 0 | 0 | 0 | 0 | 0 | 0 | 0 | 0 | 0 | 0 | 0 | 1 | 0 | 0 | 0 | 0 | 0 | 0 | 0 | 0 | 0 | 0 | 2564.0156
2025-10-05 | 3999.174 | 1.72 | 2.63 | 1 | 0 | 0 | 0 | 0 | 0 | 0 | 0 | 0 | 0 | 0 | 0 | 0 | 0 | 0 | 1 | 0 | 0 | 0 | 0 | 0 | 0 | 0 | 0 | 0 | 2541.798
2025-10-05 | 3908.736 | 1.82 | 2.61 | 1 | 0 | 0 | 0 | 0 | 0 | 0 | 0 | 0 | 0 | 0 | 0 | 0 | 0 | 0 | 0 | 1 | 0 | 0 | 0 | 0 | 0 | 0 | 0 | 0 | 2425.6179
2025-10-05 | 3672.269 | 1.85 | 2.46 | 1 | 0 | 0 | 0 | 0 | 0 | 0 | 0 | 0 | 0 | 0 | 0 | 0 | 0 | 0 | 0 | 0 | 1 | 0 | 0 | 0 | 0 | 0 | 0 | 0 | 2248.5138
2025-10-05 | 3524.815 | 2.05 | 2.09 | 1 | 0 | 0 | 0 | 0 | 0 | 0 | 0 | 0 | 0 | 0 | 0 | 0 | 0 | 0 | 0 | 0 | 0 | 1 | 0 | 0 | 0 | 0 | 0 | 0 | 2094.2876
2025-10-05 | 3418.128 | 2.32 | 1.4 | 1 | 0 | 0 | 0 | 0 | 0 | 0 | 0 | 0 | 0 | 0 | 0 | 0 | 0 | 0 | 0 | 0 | 0 | 0 | 1 | 0 | 0 | 0 | 0 | 0 | 1978.5826
2025-10-05 | 3145.13 | 2.48 | 1.17 | 1 | 0 | 0 | 0 | 0 | 0 | 0 | 0 | 0 | 0 | 0 | 0 | 0 | 0 | 0 | 0 | 0 | 0 | 0 | 0 | 1 | 0 | 0 | 0 | 0 | 1904.5105
2025-10-05 | 2853.382 | 2.58 | 0.78 | 1 | 0 | 0 | 0 | 0 | 0 | 0 | 0 | 0 | 0 | 0 | 0 | 0 | 0 | 0 | 0 | 0 | 0 | 0 | 0 | 0 | 1 | 0 | 0 | 0 | 1773.3744
2025-10-05 | 2650.49 | 2.62 | 0.41 | 1 | 0 | 0 | 0 | 0 | 0 | 0 | 0 | 0 | 0 | 0 | 0 | 0 | 0 | 0 | 0 | 0 | 0 | 0 | 0 | 0 | 0 | 1 | 0 | 0 | 1615.7655
2025-10-05 | 2422.355 | 2.9 | 0.19 | 1 | 0 | 0 | 0 | 0 | 0 | 0 | 0 | 0 | 0 | 0 | 0 | 0 | 0 | 0 | 0 | 0 | 0 | 0 | 0 | 0 | 0 | 0 | 1 | 0 | 1496.9478
2025-10-05 | 2320.096 | 3.12 | 0.14 | 1 | 0 | 0 | 0 | 0 | 0 | 0 | 0 | 0 | 0 | 0 | 0 | 0 | 0 | 0 | 0 | 0 | 0 | 0 | 0 | 0 | 0 | 0 | 0 | 1 | 1422.1376
2025-10-06 | 2264.514 | 3.3 | 0.09 | 0 | 1 | 0 | 0 | 0 | 0 | 0 | 0 | 0 | 0 | 0 | 0 | 0 | 0 | 0 | 0 | 0 | 0 | 0 | 0 | 0 | 0 | 0 | 0 | 0 | 1653.3865
2025-10-06 | 2244.161 | 3.78 | 0.04 | 0 | 0 | 1 | 0 | 0 | 0 | 0 | 0 | 0 | 0 | 0 | 0 | 0 | 0 | 0 | 0 | 0 | 0 | 0 | 0 | 0 | 0 | 0 | 0 | 0 | 1639.7112
2025-10-06 | 2210.144 | 4.37 | 0 | 0 | 0 | 0 | 1 | 0 | 0 | 0 | 0 | 0 | 0 | 0 | 0 | 0 | 0 | 0 | 0 | 0 | 0 | 0 | 0 | 0 | 0 | 0 | 0 | 0 | 1648.2818
2025-10-06 | 2245.321 | 4.18 | 0 | 0 | 0 | 0 | 0 | 1 | 0 | 0 | 0 | 0 | 0 | 0 | 0 | 0 | 0 | 0 | 0 | 0 | 0 | 0 | 0 | 0 | 0 | 0 | 0 | 0 | 1663.0448
2025-10-06 | 2334.734 | 4 | 0 | 0 | 0 | 0 | 0 | 0 | 1 | 0 | 0 | 0 | 0 | 0 | 0 | 0 | 0 | 0 | 0 | 0 | 0 | 0 | 0 | 0 | 0 | 0 | 0 | 0 | 1699.9042
2025-10-06 | 2538.343 | 3.97 | 0 | 0 | 0 | 0 | 0 | 0 | 0 | 1 | 0 | 0 | 0 | 0 | 0 | 0 | 0 | 0 | 0 | 0 | 0 | 0 | 0 | 0 | 0 | 0 | 0 | 0 | 1802.8828
2025-10-06 | 2926.08 | 3.88 | 0 | 0 | 0 | 0 | 0 | 0 | 0 | 0 | 1 | 0 | 0 | 0 | 0 | 0 | 0 | 0 | 0 | 0 | 0 | 0 | 0 | 0 | 0 | 0 | 0 | 0 | 2000.0925
2025-10-06 | 3467.809 | 3.91 | 0 | 0 | 0 | 0 | 0 | 0 | 0 | 0 | 0 | 1 | 0 | 0 | 0 | 0 | 0 | 0 | 0 | 0 | 0 | 0 | 0 | 0 | 0 | 0 | 0 | 0 | 2218.2613
2025-10-06 | 4102.517 | 2.63 | 0.11 | 0 | 0 | 0 | 0 | 0 | 0 | 0 | 0 | 0 | 1 | 0 | 0 | 0 | 0 | 0 | 0 | 0 | 0 | 0 | 0 | 0 | 0 | 0 | 0 | 0 | 2420.11
2025-10-06 | 4625.636 | 1.69 | 0.73 | 0 | 0 | 0 | 0 | 0 | 0 | 0 | 0 | 0 | 0 | 1 | 0 | 0 | 0 | 0 | 0 | 0 | 0 | 0 | 0 | 0 | 0 | 0 | 0 | 0 | 2625.1403
2025-10-06 | 4862.683 | 1.3 | 1.39 | 0 | 0 | 0 | 0 | 0 | 0 | 0 | 0 | 0 | 0 | 0 | 1 | 0 | 0 | 0 | 0 | 0 | 0 | 0 | 0 | 0 | 0 | 0 | 0 | 0 | 2774.649
2025-10-06 | 4971.693 | 0.89 | 2.14 | 0 | 0 | 0 | 0 | 0 | 0 | 0 | 0 | 0 | 0 | 0 | 0 | 1 | 0 | 0 | 0 | 0 | 0 | 0 | 0 | 0 | 0 | 0 | 0 | 0 | 2835.1734
2025-10-06 | 5152.23 | 0.64 | 2.91 | 0 | 0 | 0 | 0 | 0 | 0 | 0 | 0 | 0 | 0 | 0 | 0 | 0 | 1 | 0 | 0 | 0 | 0 | 0 | 0 | 0 | 0 | 0 | 0 | 0 | 2877.8966
2025-10-06 | 5240.064 | 0.42 | 2.71 | 0 | 0 | 0 | 0 | 0 | 0 | 0 | 0 | 0 | 0 | 0 | 0 | 0 | 0 | 1 | 0 | 0 | 0 | 0 | 0 | 0 | 0 | 0 | 0 | 0 | 2827.2009
2025-10-06 | 5222.763 | 0.43 | 3.2 | 0 | 0 | 0 | 0 | 0 | 0 | 0 | 0 | 0 | 0 | 0 | 0 | 0 | 0 | 0 | 1 | 0 | 0 | 0 | 0 | 0 | 0 | 0 | 0 | 0 | 2817.5371
2025-10-06 | 5003.357 | 0.38 | 3.06 | 0 | 0 | 0 | 0 | 0 | 0 | 0 | 0 | 0 | 0 | 0 | 0 | 0 | 0 | 0 | 0 | 1 | 0 | 0 | 0 | 0 | 0 | 0 | 0 | 0 | 2684.9548
2025-10-06 | 4329.69 | 0.31 | 3.08 | 0 | 0 | 0 | 0 | 0 | 0 | 0 | 0 | 0 | 0 | 0 | 0 | 0 | 0 | 0 | 0 | 0 | 1 | 0 | 0 | 0 | 0 | 0 | 0 | 0 | 2520.5808
2025-10-06 | 3874.13 | 0.24 | 2.43 | 0 | 0 | 0 | 0 | 0 | 0 | 0 | 0 | 0 | 0 | 0 | 0 | 0 | 0 | 0 | 0 | 0 | 0 | 1 | 0 | 0 | 0 | 0 | 0 | 0 | 2330.7724
2025-10-06 | 3866.922 | 0.55 | 1.37 | 0 | 0 | 0 | 0 | 0 | 0 | 0 | 0 | 0 | 0 | 0 | 0 | 0 | 0 | 0 | 0 | 0 | 0 | 0 | 1 | 0 | 0 | 0 | 0 | 0 | 2181.3879
2025-10-06 | 3511.673 | 0.75 | 0.84 | 0 | 0 | 0 | 0 | 0 | 0 | 0 | 0 | 0 | 0 | 0 | 0 | 0 | 0 | 0 | 0 | 0 | 0 | 0 | 0 | 1 | 0 | 0 | 0 | 0 | 2080.2626
2025-10-06 | 3188.966 | 1.11 | 0.63 | 0 | 0 | 0 | 0 | 0 | 0 | 0 | 0 | 0 | 0 | 0 | 0 | 0 | 0 | 0 | 0 | 0 | 0 | 0 | 0 | 0 | 1 | 0 | 0 | 0 | 1974.9066
2025-10-06 | 2855.474 | 1.62 | 0.49 | 0 | 0 | 0 | 0 | 0 | 0 | 0 | 0 | 0 | 0 | 0 | 0 | 0 | 0 | 0 | 0 | 0 | 0 | 0 | 0 | 0 | 0 | 1 | 0 | 0 | 1854.8711
2025-10-06 | 2572.49 | 2.04 | 0.36 | 0 | 0 | 0 | 0 | 0 | 0 | 0 | 0 | 0 | 0 | 0 | 0 | 0 | 0 | 0 | 0 | 0 | 0 | 0 | 0 | 0 | 0 | 0 | 1 | 0 | 1749.2796
2025-10-06 | 2444.409 | 2.49 | 0.22 | 0 | 0 | 0 | 0 | 0 | 0 | 0 | 0 | 0 | 0 | 0 | 0 | 0 | 0 | 0 | 0 | 0 | 0 | 0 | 0 | 0 | 0 | 0 | 0 | 1 | 1673.6827
2025-10-07 | 2370.006 | 2.81 | 0.16 | 0 | 1 | 0 | 0 | 0 | 0 | 0 | 0 | 0 | 0 | 0 | 0 | 0 | 0 | 0 | 0 | 0 | 0 | 0 | 0 | 0 | 0 | 0 | 0 | 0 | 1643.5387
2025-10-07 | 2317.433 | 3.14 | 0.09 | 0 | 0 | 1 | 0 | 0 | 0 | 0 | 0 | 0 | 0 | 0 | 0 | 0 | 0 | 0 | 0 | 0 | 0 | 0 | 0 | 0 | 0 | 0 | 0 | 0 | 1622.9272
2025-10-07 | 2283.576 | 3.36 | 0.14 | 0 | 0 | 0 | 1 | 0 | 0 | 0 | 0 | 0 | 0 | 0 | 0 | 0 | 0 | 0 | 0 | 0 | 0 | 0 | 0 | 0 | 0 | 0 | 0 | 0 | 1627.5777
2025-10-07 | 2330.525 | 3.72 | 0.18 | 0 | 0 | 0 | 0 | 1 | 0 | 0 | 0 | 0 | 0 | 0 | 0 | 0 | 0 | 0 | 0 | 0 | 0 | 0 | 0 | 0 | 0 | 0 | 0 | 0 | 1664.6183
2025-10-07 | 2375.719 | 3.77 | 0.18 | 0 | 0 | 0 | 0 | 0 | 1 | 0 | 0 | 0 | 0 | 0 | 0 | 0 | 0 | 0 | 0 | 0 | 0 | 0 | 0 | 0 | 0 | 0 | 0 | 0 | 1709.2103
2025-10-07 | 2672.1 | 4 | 0.22 | 0 | 0 | 0 | 0 | 0 | 0 | 1 | 0 | 0 | 0 | 0 | 0 | 0 | 0 | 0 | 0 | 0 | 0 | 0 | 0 | 0 | 0 | 0 | 0 | 0 | 1824.7166
2025-10-07 | 3091.665 | 4.17 | 0.17 | 0 | 0 | 0 | 0 | 0 | 0 | 0 | 1 | 0 | 0 | 0 | 0 | 0 | 0 | 0 | 0 | 0 | 0 | 0 | 0 | 0 | 0 | 0 | 0 | 0 | 2025.9346
2025-10-07 | 3807.095 | 4.53 | 0.18 | 0 | 0 | 0 | 0 | 0 | 0 | 0 | 0 | 1 | 0 | 0 | 0 | 0 | 0 | 0 | 0 | 0 | 0 | 0 | 0 | 0 | 0 | 0 | 0 | 0 | 2256.1447
2025-10-07 | 4298.712 | 3.7 | 0.22 | 0 | 0 | 0 | 0 | 0 | 0 | 0 | 0 | 0 | 1 | 0 | 0 | 0 | 0 | 0 | 0 | 0 | 0 | 0 | 0 | 0 | 0 | 0 | 0 | 0 | 2466.4964
2025-10-07 | 4716.566 | 3.12 | 0.38 | 0 | 0 | 0 | 0 | 0 | 0 | 0 | 0 | 0 | 0 | 1 | 0 | 0 | 0 | 0 | 0 | 0 | 0 | 0 | 0 | 0 | 0 | 0 | 0 | 0 | 2640.0863
2025-10-07 | 4888.02 | 2.91 | 0.56 | 0 | 0 | 0 | 0 | 0 | 0 | 0 | 0 | 0 | 0 | 0 | 1 | 0 | 0 | 0 | 0 | 0 | 0 | 0 | 0 | 0 | 0 | 0 | 0 | 0 | 2750.2098
2025-10-07 | 4957.801 | 2.86 | 0.66 | 0 | 0 | 0 | 0 | 0 | 0 | 0 | 0 | 0 | 0 | 0 | 0 | 1 | 0 | 0 | 0 | 0 | 0 | 0 | 0 | 0 | 0 | 0 | 0 | 0 | 2761.3084
2025-10-07 | 5019.5 | 2.24 | 0.8 | 0 | 0 | 0 | 0 | 0 | 0 | 0 | 0 | 0 | 0 | 0 | 0 | 0 | 1 | 0 | 0 | 0 | 0 | 0 | 0 | 0 | 0 | 0 | 0 | 0 | 2731.9562
2025-10-07 | 4962.589 | 2 | 0.87 | 0 | 0 | 0 | 0 | 0 | 0 | 0 | 0 | 0 | 0 | 0 | 0 | 0 | 0 | 1 | 0 | 0 | 0 | 0 | 0 | 0 | 0 | 0 | 0 | 0 | 2706.1464
2025-10-07 | 4845.872 | 2.08 | 1.22 | 0 | 0 | 0 | 0 | 0 | 0 | 0 | 0 | 0 | 0 | 0 | 0 | 0 | 0 | 0 | 1 | 0 | 0 | 0 | 0 | 0 | 0 | 0 | 0 | 0 | 2685.5836
2025-10-07 | 4520.742 | 2.22 | 1.29 | 0 | 0 | 0 | 0 | 0 | 0 | 0 | 0 | 0 | 0 | 0 | 0 | 0 | 0 | 0 | 0 | 1 | 0 | 0 | 0 | 0 | 0 | 0 | 0 | 0 | 2579.2677
2025-10-07 | 3945.359 | 2.33 | 1.15 | 0 | 0 | 0 | 0 | 0 | 0 | 0 | 0 | 0 | 0 | 0 | 0 | 0 | 0 | 0 | 0 | 0 | 1 | 0 | 0 | 0 | 0 | 0 | 0 | 0 | 2405.7998
2025-10-07 | 3653.383 | 3.1 | 1.11 | 0 | 0 | 0 | 0 | 0 | 0 | 0 | 0 | 0 | 0 | 0 | 0 | 0 | 0 | 0 | 0 | 0 | 0 | 1 | 0 | 0 | 0 | 0 | 0 | 0 | 2301.9751
2025-10-07 | 3458.176 | 3.74 | 0.79 | 0 | 0 | 0 | 0 | 0 | 0 | 0 | 0 | 0 | 0 | 0 | 0 | 0 | 0 | 0 | 0 | 0 | 0 | 0 | 1 | 0 | 0 | 0 | 0 | 0 | 2233.7338
2025-10-07 | 3187.679 | 4.46 | 0.74 | 0 | 0 | 0 | 0 | 0 | 0 | 0 | 0 | 0 | 0 | 0 | 0 | 0 | 0 | 0 | 0 | 0 | 0 | 0 | 0 | 1 | 0 | 0 | 0 | 0 | 2195.528
2025-10-07 | 2903.198 | 4.82 | 0.49 | 0 | 0 | 0 | 0 | 0 | 0 | 0 | 0 | 0 | 0 | 0 | 0 | 0 | 0 | 0 | 0 | 0 | 0 | 0 | 0 | 0 | 1 | 0 | 0 | 0 | 2086.3855
2025-10-07 | 2638.04 | 5.23 | 0.32 | 0 | 0 | 0 | 0 | 0 | 0 | 0 | 0 | 0 | 0 | 0 | 0 | 0 | 0 | 0 | 0 | 0 | 0 | 0 | 0 | 0 | 0 | 1 | 0 | 0 | 1960.1482
2025-10-07 | 2433.87 | 5.51 | 0.25 | 0 | 0 | 0 | 0 | 0 | 0 | 0 | 0 | 0 | 0 | 0 | 0 | 0 | 0 | 0 | 0 | 0 | 0 | 0 | 0 | 0 | 0 | 0 | 1 | 0 | 1855.5295
2025-10-07 | 2346.596 | 6.04 | 0.4 | 0 | 0 | 0 | 0 | 0 | 0 | 0 | 0 | 0 | 0 | 0 | 0 | 0 | 0 | 0 | 0 | 0 | 0 | 0 | 0 | 0 | 0 | 0 | 0 | 1 | 1810.0737
2025-10-08 | 2287.074 | 6.54 | 0.31 | 0 | 1 | 0 | 0 | 0 | 0 | 0 | 0 | 0 | 0 | 0 | 0 | 0 | 0 | 0 | 0 | 0 | 0 | 0 | 0 | 0 | 0 | 0 | 0 | 0 | 1783.1415
2025-10-08 | 2251.21 | 6.56 | 0.24 | 0 | 0 | 1 | 0 | 0 | 0 | 0 | 0 | 0 | 0 | 0 | 0 | 0 | 0 | 0 | 0 | 0 | 0 | 0 | 0 | 0 | 0 | 0 | 0 | 0 | 1752.1077
2025-10-08 | 2234.449 | 6.89 | 0.21 | 0 | 0 | 0 | 1 | 0 | 0 | 0 | 0 | 0 | 0 | 0 | 0 | 0 | 0 | 0 | 0 | 0 | 0 | 0 | 0 | 0 | 0 | 0 | 0 | 0 | 1752.8836
2025-10-08 | 2264.885 | 7.13 | 0.25 | 0 | 0 | 0 | 0 | 1 | 0 | 0 | 0 | 0 | 0 | 0 | 0 | 0 | 0 | 0 | 0 | 0 | 0 | 0 | 0 | 0 | 0 | 0 | 0 | 0 | 1785.8898
2025-10-08 | 2402.818 | 7.43 | 0.13 | 0 | 0 | 0 | 0 | 0 | 1 | 0 | 0 | 0 | 0 | 0 | 0 | 0 | 0 | 0 | 0 | 0 | 0 | 0 | 0 | 0 | 0 | 0 | 0 | 0 | 1827.5277
2025-10-08 | 2585.955 | 7.78 | 0.06 | 0 | 0 | 0 | 0 | 0 | 0 | 1 | 0 | 0 | 0 | 0 | 0 | 0 | 0 | 0 | 0 | 0 | 0 | 0 | 0 | 0 | 0 | 0 | 0 | 0 | 1936.6558
2025-10-08 | 2990.191 | 7.51 | 0.01 | 0 | 0 | 0 | 0 | 0 | 0 | 0 | 1 | 0 | 0 | 0 | 0 | 0 | 0 | 0 | 0 | 0 | 0 | 0 | 0 | 0 | 0 | 0 | 0 | 0 | 2123.0809
2025-10-08 | 3575.367 | 7.5 | 0.01 | 0 | 0 | 0 | 0 | 0 | 0 | 0 | 0 | 1 | 0 | 0 | 0 | 0 | 0 | 0 | 0 | 0 | 0 | 0 | 0 | 0 | 0 | 0 | 0 | 0 | 2339.9049
2025-10-08 | 4076.003 | 6.45 | 0.04 | 0 | 0 | 0 | 0 | 0 | 0 | 0 | 0 | 0 | 1 | 0 | 0 | 0 | 0 | 0 | 0 | 0 | 0 | 0 | 0 | 0 | 0 | 0 | 0 | 0 | 2541.9135
2025-10-08 | 4359.692 | 5.36 | 0.13 | 0 | 0 | 0 | 0 | 0 | 0 | 0 | 0 | 0 | 0 | 1 | 0 | 0 | 0 | 0 | 0 | 0 | 0 | 0 | 0 | 0 | 0 | 0 | 0 | 0 | 2691.7308
2025-10-08 | 4529.067 | 4.3 | 0.28 | 0 | 0 | 0 | 0 | 0 | 0 | 0 | 0 | 0 | 0 | 0 | 1 | 0 | 0 | 0 | 0 | 0 | 0 | 0 | 0 | 0 | 0 | 0 | 0 | 0 | 2770.4372
2025-10-08 | 4528.185 | 3.78 | 0.43 | 0 | 0 | 0 | 0 | 0 | 0 | 0 | 0 | 0 | 0 | 0 | 0 | 1 | 0 | 0 | 0 | 0 | 0 | 0 | 0 | 0 | 0 | 0 | 0 | 0 | 2770.4673
2025-10-08 | 4528.342 | 3.53 | 0.67 | 0 | 0 | 0 | 0 | 0 | 0 | 0 | 0 | 0 | 0 | 0 | 0 | 0 | 1 | 0 | 0 | 0 | 0 | 0 | 0 | 0 | 0 | 0 | 0 | 0 | 2763.0205
2025-10-08 | 4581.198 | 3.55 | 0.81 | 0 | 0 | 0 | 0 | 0 | 0 | 0 | 0 | 0 | 0 | 0 | 0 | 0 | 0 | 1 | 0 | 0 | 0 | 0 | 0 | 0 | 0 | 0 | 0 | 0 | 2752.5783
2025-10-08 | 4513.526 | 4.03 | 0.81 | 0 | 0 | 0 | 0 | 0 | 0 | 0 | 0 | 0 | 0 | 0 | 0 | 0 | 0 | 0 | 1 | 0 | 0 | 0 | 0 | 0 | 0 | 0 | 0 | 0 | 2712.3325
2025-10-08 | 4337.369 | 4.03 | 0.74 | 0 | 0 | 0 | 0 | 0 | 0 | 0 | 0 | 0 | 0 | 0 | 0 | 0 | 0 | 0 | 0 | 1 | 0 | 0 | 0 | 0 | 0 | 0 | 0 | 0 | 2588.0574
2025-10-08 | 3763.64 | 4.19 | 0.72 | 0 | 0 | 0 | 0 | 0 | 0 | 0 | 0 | 0 | 0 | 0 | 0 | 0 | 0 | 0 | 0 | 0 | 1 | 0 | 0 | 0 | 0 | 0 | 0 | 0 | 2427.6297
2025-10-08 | 3446.768 | 4.66 | 0.51 | 0 | 0 | 0 | 0 | 0 | 0 | 0 | 0 | 0 | 0 | 0 | 0 | 0 | 0 | 0 | 0 | 0 | 0 | 1 | 0 | 0 | 0 | 0 | 0 | 0 | 2297.6267
2025-10-08 | 3457.465 | 5.09 | 0.28 | 0 | 0 | 0 | 0 | 0 | 0 | 0 | 0 | 0 | 0 | 0 | 0 | 0 | 0 | 0 | 0 | 0 | 0 | 0 | 1 | 0 | 0 | 0 | 0 | 0 | 2230.8446
2025-10-08 | 3195.246 | 5.52 | 0.17 | 0 | 0 | 0 | 0 | 0 | 0 | 0 | 0 | 0 | 0 | 0 | 0 | 0 | 0 | 0 | 0 | 0 | 0 | 0 | 0 | 1 | 0 | 0 | 0 | 0 | 2177.2092
2025-10-08 | 2926.731 | 5.99 | 0.1 | 0 | 0 | 0 | 0 | 0 | 0 | 0 | 0 | 0 | 0 | 0 | 0 | 0 | 0 | 0 | 0 | 0 | 0 | 0 | 0 | 0 | 1 | 0 | 0 | 0 | 2088.8039
2025-10-08 | 2664.689 | 6.51 | 0.05 | 0 | 0 | 0 | 0 | 0 | 0 | 0 | 0 | 0 | 0 | 0 | 0 | 0 | 0 | 0 | 0 | 0 | 0 | 0 | 0 | 0 | 0 | 1 | 0 | 0 | 1977.624
2025-10-08 | 2401.629 | 6.98 | 0.03 | 0 | 0 | 0 | 0 | 0 | 0 | 0 | 0 | 0 | 0 | 0 | 0 | 0 | 0 | 0 | 0 | 0 | 0 | 0 | 0 | 0 | 0 | 0 | 1 | 0 | 1884.1262
2025-10-08 | 2297.99 | 7.26 | 0 | 0 | 0 | 0 | 0 | 0 | 0 | 0 | 0 | 0 | 0 | 0 | 0 | 0 | 0 | 0 | 0 | 0 | 0 | 0 | 0 | 0 | 0 | 0 | 0 | 1 | 1813.2264
2025-10-09 | 2276.864 | 7.91 | 0 | 0 | 1 | 0 | 0 | 0 | 0 | 0 | 0 | 0 | 0 | 0 | 0 | 0 | 0 | 0 | 0 | 0 | 0 | 0 | 0 | 0 | 0 | 0 | 0 | 0 | 1799.8567
2025-10-09 | 2245.026 | 8.43 | 0 | 0 | 0 | 1 | 0 | 0 | 0 | 0 | 0 | 0 | 0 | 0 | 0 | 0 | 0 | 0 | 0 | 0 | 0 | 0 | 0 | 0 | 0 | 0 | 0 | 0 | 1792.2593
2025-10-09 | 2240.796 | 8.8 | 0 | 0 | 0 | 0 | 1 | 0 | 0 | 0 | 0 | 0 | 0 | 0 | 0 | 0 | 0 | 0 | 0 | 0 | 0 | 0 | 0 | 0 | 0 | 0 | 0 | 0 | 1797.2198
2025-10-09 | 2286.607 | 8.93 | 0 | 0 | 0 | 0 | 0 | 1 | 0 | 0 | 0 | 0 | 0 | 0 | 0 | 0 | 0 | 0 | 0 | 0 | 0 | 0 | 0 | 0 | 0 | 0 | 0 | 0 | 1822.7413
2025-10-09 | 2391.794 | 9.12 | 0 | 0 | 0 | 0 | 0 | 0 | 1 | 0 | 0 | 0 | 0 | 0 | 0 | 0 | 0 | 0 | 0 | 0 | 0 | 0 | 0 | 0 | 0 | 0 | 0 | 0 | 1872.0402
2025-10-09 | 2600.538 | 9.04 | 0 | 0 | 0 | 0 | 0 | 0 | 0 | 1 | 0 | 0 | 0 | 0 | 0 | 0 | 0 | 0 | 0 | 0 | 0 | 0 | 0 | 0 | 0 | 0 | 0 | 0 | 1973.3378
2025-10-09 | 3083.506 | 9.14 | 0 | 0 | 0 | 0 | 0 | 0 | 0 | 0 | 1 | 0 | 0 | 0 | 0 | 0 | 0 | 0 | 0 | 0 | 0 | 0 | 0 | 0 | 0 | 0 | 0 | 0 | 2176.9354
2025-10-09 | 3631.628 | 8.78 | 0 | 0 | 0 | 0 | 0 | 0 | 0 | 0 | 0 | 1 | 0 | 0 | 0 | 0 | 0 | 0 | 0 | 0 | 0 | 0 | 0 | 0 | 0 | 0 | 0 | 0 | 2381.9923
2025-10-09 | 4107.281 | 7.22 | 0 | 0 | 0 | 0 | 0 | 0 | 0 | 0 | 0 | 0 | 1 | 0 | 0 | 0 | 0 | 0 | 0 | 0 | 0 | 0 | 0 | 0 | 0 | 0 | 0 | 0 | 2564.0147
2025-10-09 | 4440.407 | 5.38 | 0 | 0 | 0 | 0 | 0 | 0 | 0 | 0 | 0 | 0 | 0 | 1 | 0 | 0 | 0 | 0 | 0 | 0 | 0 | 0 | 0 | 0 | 0 | 0 | 0 | 0 | 2680.0974
2025-10-09 | 4544.847 | 4.13 | 0.48 | 0 | 0 | 0 | 0 | 0 | 0 | 0 | 0 | 0 | 0 | 0 | 1 | 0 | 0 | 0 | 0 | 0 | 0 | 0 | 0 | 0 | 0 | 0 | 0 | 0 | 2783.6537
2025-10-09 | 4435.763 | 3.48 | 0.88 | 0 | 0 | 0 | 0 | 0 | 0 | 0 | 0 | 0 | 0 | 0 | 0 | 1 | 0 | 0 | 0 | 0 | 0 | 0 | 0 | 0 | 0 | 0 | 0 | 0 | 2802.9783
2025-10-09 | 4516.254 | 3.52 | 1.12 | 0 | 0 | 0 | 0 | 0 | 0 | 0 | 0 | 0 | 0 | 0 | 0 | 0 | 1 | 0 | 0 | 0 | 0 | 0 | 0 | 0 | 0 | 0 | 0 | 0 | 2805.2814
2025-10-09 | 4523.707 | 3.02 | 1.32 | 0 | 0 | 0 | 0 | 0 | 0 | 0 | 0 | 0 | 0 | 0 | 0 | 0 | 0 | 1 | 0 | 0 | 0 | 0 | 0 | 0 | 0 | 0 | 0 | 0 | 2783.0362
2025-10-09 | 4431.345 | 3.05 | 1.51 | 0 | 0 | 0 | 0 | 0 | 0 | 0 | 0 | 0 | 0 | 0 | 0 | 0 | 0 | 0 | 1 | 0 | 0 | 0 | 0 | 0 | 0 | 0 | 0 | 0 | 2745.6467
2025-10-09 | 4268.002 | 3.34 | 1.38 | 0 | 0 | 0 | 0 | 0 | 0 | 0 | 0 | 0 | 0 | 0 | 0 | 0 | 0 | 0 | 0 | 1 | 0 | 0 | 0 | 0 | 0 | 0 | 0 | 0 | 2625.4418
2025-10-09 | 3735.034 | 3.61 | 1.49 | 0 | 0 | 0 | 0 | 0 | 0 | 0 | 0 | 0 | 0 | 0 | 0 | 0 | 0 | 0 | 0 | 0 | 1 | 0 | 0 | 0 | 0 | 0 | 0 | 0 | 2481.0183
2025-10-09 | 3497.266 | 4.14 | 1.22 | 0 | 0 | 0 | 0 | 0 | 0 | 0 | 0 | 0 | 0 | 0 | 0 | 0 | 0 | 0 | 0 | 0 | 0 | 1 | 0 | 0 | 0 | 0 | 0 | 0 | 2347.3529
2025-10-09 | 3443.679 | 4.7 | 0.83 | 0 | 0 | 0 | 0 | 0 | 0 | 0 | 0 | 0 | 0 | 0 | 0 | 0 | 0 | 0 | 0 | 0 | 0 | 0 | 1 | 0 | 0 | 0 | 0 | 0 | 2269.7958
2025-10-09 | 3225.39 | 5.08 | 0.75 | 0 | 0 | 0 | 0 | 0 | 0 | 0 | 0 | 0 | 0 | 0 | 0 | 0 | 0 | 0 | 0 | 0 | 0 | 0 | 0 | 1 | 0 | 0 | 0 | 0 | 2217.3192
2025-10-09 | 2899.566 | 5.47 | 0.64 | 0 | 0 | 0 | 0 | 0 | 0 | 0 | 0 | 0 | 0 | 0 | 0 | 0 | 0 | 0 | 0 | 0 | 0 | 0 | 0 | 0 | 1 | 0 | 0 | 0 | 2122.4378
2025-10-09 | 2664.571 | 5.34 | 0.6 | 0 | 0 | 0 | 0 | 0 | 0 | 0 | 0 | 0 | 0 | 0 | 0 | 0 | 0 | 0 | 0 | 0 | 0 | 0 | 0 | 0 | 0 | 1 | 0 | 0 | 1990.3513
2025-10-09 | 2412.345 | 5.34 | 0.41 | 0 | 0 | 0 | 0 | 0 | 0 | 0 | 0 | 0 | 0 | 0 | 0 | 0 | 0 | 0 | 0 | 0 | 0 | 0 | 0 | 0 | 0 | 0 | 1 | 0 | 1864.9597
2025-10-09 | 2367.969 | 6.09 | 0.28 | 0 | 0 | 0 | 0 | 0 | 0 | 0 | 0 | 0 | 0 | 0 | 0 | 0 | 0 | 0 | 0 | 0 | 0 | 0 | 0 | 0 | 0 | 0 | 0 | 1 | 1800.3955
2025-10-10 | 2325.071 | 6.44 | 0.29 | 0 | 1 | 0 | 0 | 0 | 0 | 0 | 0 | 0 | 0 | 0 | 0 | 0 | 0 | 0 | 0 | 0 | 0 | 0 | 0 | 0 | 0 | 0 | 0 | 0 | 1777.8863
2025-10-10 | 2297.986 | 6.82 | 0.16 | 0 | 0 | 1 | 0 | 0 | 0 | 0 | 0 | 0 | 0 | 0 | 0 | 0 | 0 | 0 | 0 | 0 | 0 | 0 | 0 | 0 | 0 | 0 | 0 | 0 | 1753.2762
2025-10-10 | 2285.235 | 7.12 | 0.16 | 0 | 0 | 0 | 1 | 0 | 0 | 0 | 0 | 0 | 0 | 0 | 0 | 0 | 0 | 0 | 0 | 0 | 0 | 0 | 0 | 0 | 0 | 0 | 0 | 0 | 1755.8833
2025-10-10 | 2310.249 | 7.65 | 0.14 | 0 | 0 | 0 | 0 | 1 | 0 | 0 | 0 | 0 | 0 | 0 | 0 | 0 | 0 | 0 | 0 | 0 | 0 | 0 | 0 | 0 | 0 | 0 | 0 | 0 | 1792.9597
2025-10-10 | 2392.217 | 7.9 | 0.16 | 0 | 0 | 0 | 0 | 0 | 1 | 0 | 0 | 0 | 0 | 0 | 0 | 0 | 0 | 0 | 0 | 0 | 0 | 0 | 0 | 0 | 0 | 0 | 0 | 0 | 1846.1691
2025-10-10 | 2624.673 | 7.75 | 0.12 | 0 | 0 | 0 | 0 | 0 | 0 | 1 | 0 | 0 | 0 | 0 | 0 | 0 | 0 | 0 | 0 | 0 | 0 | 0 | 0 | 0 | 0 | 0 | 0 | 0 | 1941.3268
2025-10-10 | 3092.284 | 7.85 | 0.15 | 0 | 0 | 0 | 0 | 0 | 0 | 0 | 1 | 0 | 0 | 0 | 0 | 0 | 0 | 0 | 0 | 0 | 0 | 0 | 0 | 0 | 0 | 0 | 0 | 0 | 2147.7642
2025-10-10 | 3602.336 | 7.56 | 0.12 | 0 | 0 | 0 | 0 | 0 | 0 | 0 | 0 | 1 | 0 | 0 | 0 | 0 | 0 | 0 | 0 | 0 | 0 | 0 | 0 | 0 | 0 | 0 | 0 | 0 | 2352.3347
2025-10-10 | 4001.696 | 6.15 | 0.28 | 0 | 0 | 0 | 0 | 0 | 0 | 0 | 0 | 0 | 1 | 0 | 0 | 0 | 0 | 0 | 0 | 0 | 0 | 0 | 0 | 0 | 0 | 0 | 0 | 0 | 2554.5458
2025-10-10 | 4189.04 | 4.88 | 0.61 | 0 | 0 | 0 | 0 | 0 | 0 | 0 | 0 | 0 | 0 | 1 | 0 | 0 | 0 | 0 | 0 | 0 | 0 | 0 | 0 | 0 | 0 | 0 | 0 | 0 | 2721.0299
2025-10-10 | 4328.686 | 3.91 | 1.21 | 0 | 0 | 0 | 0 | 0 | 0 | 0 | 0 | 0 | 0 | 0 | 1 | 0 | 0 | 0 | 0 | 0 | 0 | 0 | 0 | 0 | 0 | 0 | 0 | 0 | 2845.3592
2025-10-10 | 4300.927 | 3.13 | 1.64 | 0 | 0 | 0 | 0 | 0 | 0 | 0 | 0 | 0 | 0 | 0 | 0 | 1 | 0 | 0 | 0 | 0 | 0 | 0 | 0 | 0 | 0 | 0 | 0 | 0 | 2863.1529
2025-10-10 | 4348.579 | 2.82 | 1.72 | 0 | 0 | 0 | 0 | 0 | 0 | 0 | 0 | 0 | 0 | 0 | 0 | 0 | 1 | 0 | 0 | 0 | 0 | 0 | 0 | 0 | 0 | 0 | 0 | 0 | 2838.5433
2025-10-10 | 4329.623 | 2.37 | 1.66 | 0 | 0 | 0 | 0 | 0 | 0 | 0 | 0 | 0 | 0 | 0 | 0 | 0 | 0 | 1 | 0 | 0 | 0 | 0 | 0 | 0 | 0 | 0 | 0 | 0 | 2793.3674
2025-10-10 | 4206.781 | 2.22 | 1.68 | 0 | 0 | 0 | 0 | 0 | 0 | 0 | 0 | 0 | 0 | 0 | 0 | 0 | 0 | 0 | 1 | 0 | 0 | 0 | 0 | 0 | 0 | 0 | 0 | 0 | 2733.8341
2025-10-10 | 3895.483 | 2.19 | 1.44 | 0 | 0 | 0 | 0 | 0 | 0 | 0 | 0 | 0 | 0 | 0 | 0 | 0 | 0 | 0 | 0 | 1 | 0 | 0 | 0 | 0 | 0 | 0 | 0 | 0 | 2592.4581
2025-10-10 | 3505.123 | 2.41 | 1.22 | 0 | 0 | 0 | 0 | 0 | 0 | 0 | 0 | 0 | 0 | 0 | 0 | 0 | 0 | 0 | 0 | 0 | 1 | 0 | 0 | 0 | 0 | 0 | 0 | 0 | 2415.1156
2025-10-10 | 3321.179 | 3.02 | 0.88 | 0 | 0 | 0 | 0 | 0 | 0 | 0 | 0 | 0 | 0 | 0 | 0 | 0 | 0 | 0 | 0 | 0 | 0 | 1 | 0 | 0 | 0 | 0 | 0 | 0 | 2277.5136
2025-10-10 | 3270.7 | 4.16 | 0.47 | 0 | 0 | 0 | 0 | 0 | 0 | 0 | 0 | 0 | 0 | 0 | 0 | 0 | 0 | 0 | 0 | 0 | 0 | 0 | 1 | 0 | 0 | 0 | 0 | 0 | 2217.5631
2025-10-10 | 3057.635 | 4.68 | 0.37 | 0 | 0 | 0 | 0 | 0 | 0 | 0 | 0 | 0 | 0 | 0 | 0 | 0 | 0 | 0 | 0 | 0 | 0 | 0 | 0 | 1 | 0 | 0 | 0 | 0 | 2167.9002
2025-10-10 | 2833.623 | 5.23 | 0.37 | 0 | 0 | 0 | 0 | 0 | 0 | 0 | 0 | 0 | 0 | 0 | 0 | 0 | 0 | 0 | 0 | 0 | 0 | 0 | 0 | 0 | 1 | 0 | 0 | 0 | 2088.8107
2025-10-10 | 2612.801 | 5.75 | 0.37 | 0 | 0 | 0 | 0 | 0 | 0 | 0 | 0 | 0 | 0 | 0 | 0 | 0 | 0 | 0 | 0 | 0 | 0 | 0 | 0 | 0 | 0 | 1 | 0 | 0 | 1982.3638
2025-10-10 | 2424.19 | 6 | 0.31 | 0 | 0 | 0 | 0 | 0 | 0 | 0 | 0 | 0 | 0 | 0 | 0 | 0 | 0 | 0 | 0 | 0 | 0 | 0 | 0 | 0 | 0 | 0 | 1 | 0 | 1877.6831
2025-10-10 | 2300.184 | 6.78 | 0.37 | 0 | 0 | 0 | 0 | 0 | 0 | 0 | 0 | 0 | 0 | 0 | 0 | 0 | 0 | 0 | 0 | 0 | 0 | 0 | 0 | 0 | 0 | 0 | 0 | 1 | 1832.1129
2025-10-11 | 2263.803 | 7.14 | 0.43 | 1 | 1 | 0 | 0 | 0 | 0 | 0 | 0 | 0 | 0 | 0 | 0 | 0 | 0 | 0 | 0 | 0 | 0 | 0 | 0 | 0 | 0 | 0 | 0 | 0 | 1549.5199
2025-10-11 | 2234.314 | 7.34 | 0.43 | 1 | 0 | 1 | 0 | 0 | 0 | 0 | 0 | 0 | 0 | 0 | 0 | 0 | 0 | 0 | 0 | 0 | 0 | 0 | 0 | 0 | 0 | 0 | 0 | 0 | 1531.1639
2025-10-11 | 2265.287 | 7.72 | 0.3 | 1 | 0 | 0 | 1 | 0 | 0 | 0 | 0 | 0 | 0 | 0 | 0 | 0 | 0 | 0 | 0 | 0 | 0 | 0 | 0 | 0 | 0 | 0 | 0 | 0 | 1524.1548
2025-10-11 | 2276.813 | 7.79 | 0.38 | 1 | 0 | 0 | 0 | 1 | 0 | 0 | 0 | 0 | 0 | 0 | 0 | 0 | 0 | 0 | 0 | 0 | 0 | 0 | 0 | 0 | 0 | 0 | 0 | 0 | 1555.2319
2025-10-11 | 2306.735 | 7.87 | 0.34 | 1 | 0 | 0 | 0 | 0 | 1 | 0 | 0 | 0 | 0 | 0 | 0 | 0 | 0 | 0 | 0 | 0 | 0 | 0 | 0 | 0 | 0 | 0 | 0 | 0 | 1597.0462
2025-10-11 | 2412.004 | 7.86 | 0.31 | 1 | 0 | 0 | 0 | 0 | 0 | 1 | 0 | 0 | 0 | 0 | 0 | 0 | 0 | 0 | 0 | 0 | 0 | 0 | 0 | 0 | 0 | 0 | 0 | 0 | 1697.8574
2025-10-11 | 2506.31 | 7.82 | 0.31 | 1 | 0 | 0 | 0 | 0 | 0 | 0 | 1 | 0 | 0 | 0 | 0 | 0 | 0 | 0 | 0 | 0 | 0 | 0 | 0 | 0 | 0 | 0 | 0 | 0 | 1896.7481
2025-10-11 | 2722.8 | 7.54 | 0.24 | 1 | 0 | 0 | 0 | 0 | 0 | 0 | 0 | 1 | 0 | 0 | 0 | 0 | 0 | 0 | 0 | 0 | 0 | 0 | 0 | 0 | 0 | 0 | 0 | 0 | 2097.8684
2025-10-11 | 3035.87 | 6.13 | 0.32 | 1 | 0 | 0 | 0 | 0 | 0 | 0 | 0 | 0 | 1 | 0 | 0 | 0 | 0 | 0 | 0 | 0 | 0 | 0 | 0 | 0 | 0 | 0 | 0 | 0 | 2292.5067
2025-10-11 | 3377.064 | 4.78 | 0.43 | 1 | 0 | 0 | 0 | 0 | 0 | 0 | 0 | 0 | 0 | 1 | 0 | 0 | 0 | 0 | 0 | 0 | 0 | 0 | 0 | 0 | 0 | 0 | 0 | 0 | 2435.476
2025-10-11 | 3494.583 | 3.67 | 0.36 | 1 | 0 | 0 | 0 | 0 | 0 | 0 | 0 | 0 | 0 | 0 | 1 | 0 | 0 | 0 | 0 | 0 | 0 | 0 | 0 | 0 | 0 | 0 | 0 | 0 | 2491.6761
2025-10-11 | 3467.275 | 2.82 | 0.33 | 1 | 0 | 0 | 0 | 0 | 0 | 0 | 0 | 0 | 0 | 0 | 0 | 1 | 0 | 0 | 0 | 0 | 0 | 0 | 0 | 0 | 0 | 0 | 0 | 0 | 2463.5727
2025-10-11 | 3431.819 | 2.76 | 0.59 | 1 | 0 | 0 | 0 | 0 | 0 | 0 | 0 | 0 | 0 | 0 | 0 | 0 | 1 | 0 | 0 | 0 | 0 | 0 | 0 | 0 | 0 | 0 | 0 | 0 | 2464.407
2025-10-11 | 3346.813 | 2.37 | 0.91 | 1 | 0 | 0 | 0 | 0 | 0 | 0 | 0 | 0 | 0 | 0 | 0 | 0 | 0 | 1 | 0 | 0 | 0 | 0 | 0 | 0 | 0 | 0 | 0 | 0 | 2457.2192
2025-10-11 | 3320.813 | 2.36 | 1.16 | 1 | 0 | 0 | 0 | 0 | 0 | 0 | 0 | 0 | 0 | 0 | 0 | 0 | 0 | 0 | 1 | 0 | 0 | 0 | 0 | 0 | 0 | 0 | 0 | 0 | 2424.1646
2025-10-11 | 3262.974 | 2.56 | 0.92 | 1 | 0 | 0 | 0 | 0 | 0 | 0 | 0 | 0 | 0 | 0 | 0 | 0 | 0 | 0 | 0 | 1 | 0 | 0 | 0 | 0 | 0 | 0 | 0 | 0 | 2290.5212
2025-10-11 | 3022.559 | 3 | 0.75 | 1 | 0 | 0 | 0 | 0 | 0 | 0 | 0 | 0 | 0 | 0 | 0 | 0 | 0 | 0 | 0 | 0 | 1 | 0 | 0 | 0 | 0 | 0 | 0 | 0 | 2125.3083
2025-10-11 | 3069.105 | 3.69 | 0.6 | 1 | 0 | 0 | 0 | 0 | 0 | 0 | 0 | 0 | 0 | 0 | 0 | 0 | 0 | 0 | 0 | 0 | 0 | 1 | 0 | 0 | 0 | 0 | 0 | 0 | 2008.3813
2025-10-11 | 3046.527 | 4.38 | 0.51 | 1 | 0 | 0 | 0 | 0 | 0 | 0 | 0 | 0 | 0 | 0 | 0 | 0 | 0 | 0 | 0 | 0 | 0 | 0 | 1 | 0 | 0 | 0 | 0 | 0 | 1963.5929
2025-10-11 | 2873.917 | 4.64 | 0.19 | 1 | 0 | 0 | 0 | 0 | 0 | 0 | 0 | 0 | 0 | 0 | 0 | 0 | 0 | 0 | 0 | 0 | 0 | 0 | 0 | 1 | 0 | 0 | 0 | 0 | 1884.3635
2025-10-11 | 2717.763 | 4.89 | 0.13 | 1 | 0 | 0 | 0 | 0 | 0 | 0 | 0 | 0 | 0 | 0 | 0 | 0 | 0 | 0 | 0 | 0 | 0 | 0 | 0 | 0 | 1 | 0 | 0 | 0 | 1789.5082
2025-10-11 | 2577.621 | 4.94 | 0.05 | 1 | 0 | 0 | 0 | 0 | 0 | 0 | 0 | 0 | 0 | 0 | 0 | 0 | 0 | 0 | 0 | 0 | 0 | 0 | 0 | 0 | 0 | 1 | 0 | 0 | 1659.687
2025-10-11 | 2417.719 | 5.38 | 0.08 | 1 | 0 | 0 | 0 | 0 | 0 | 0 | 0 | 0 | 0 | 0 | 0 | 0 | 0 | 0 | 0 | 0 | 0 | 0 | 0 | 0 | 0 | 0 | 1 | 0 | 1569.9136
2025-10-11 | 2315.514 | 5.7 | 0.05 | 1 | 0 | 0 | 0 | 0 | 0 | 0 | 0 | 0 | 0 | 0 | 0 | 0 | 0 | 0 | 0 | 0 | 0 | 0 | 0 | 0 | 0 | 0 | 0 | 1 | 1500.3586
2025-10-12 | 2245.752 | 5.92 | 0 | 1 | 1 | 0 | 0 | 0 | 0 | 0 | 0 | 0 | 0 | 0 | 0 | 0 | 0 | 0 | 0 | 0 | 0 | 0 | 0 | 0 | 0 | 0 | 0 | 0 | 1467.7992
2025-10-12 | 2232.177 | 6.35 | 0 | 1 | 0 | 1 | 0 | 0 | 0 | 0 | 0 | 0 | 0 | 0 | 0 | 0 | 0 | 0 | 0 | 0 | 0 | 0 | 0 | 0 | 0 | 0 | 0 | 0 | 1457.1759
2025-10-12 | 2225.251 | 6.67 | 0 | 1 | 0 | 0 | 1 | 0 | 0 | 0 | 0 | 0 | 0 | 0 | 0 | 0 | 0 | 0 | 0 | 0 | 0 | 0 | 0 | 0 | 0 | 0 | 0 | 0 | 1460.4554
2025-10-12 | 2263.686 | 6.74 | 0 | 1 | 0 | 0 | 0 | 1 | 0 | 0 | 0 | 0 | 0 | 0 | 0 | 0 | 0 | 0 | 0 | 0 | 0 | 0 | 0 | 0 | 0 | 0 | 0 | 0 | 1483.9597
2025-10-12 | 2293.327 | 7.12 | 0 | 1 | 0 | 0 | 0 | 0 | 1 | 0 | 0 | 0 | 0 | 0 | 0 | 0 | 0 | 0 | 0 | 0 | 0 | 0 | 0 | 0 | 0 | 0 | 0 | 0 | 1539.6465
2025-10-12 | 2350.646 | 7.36 | 0 | 1 | 0 | 0 | 0 | 0 | 0 | 1 | 0 | 0 | 0 | 0 | 0 | 0 | 0 | 0 | 0 | 0 | 0 | 0 | 0 | 0 | 0 | 0 | 0 | 0 | 1651.7026
2025-10-12 | 2412.045 | 7.3 | 0 | 1 | 0 | 0 | 0 | 0 | 0 | 0 | 1 | 0 | 0 | 0 | 0 | 0 | 0 | 0 | 0 | 0 | 0 | 0 | 0 | 0 | 0 | 0 | 0 | 0 | 1849.9209
2025-10-12 | 2529.772 | 7.23 | 0 | 1 | 0 | 0 | 0 | 0 | 0 | 0 | 0 | 1 | 0 | 0 | 0 | 0 | 0 | 0 | 0 | 0 | 0 | 0 | 0 | 0 | 0 | 0 | 0 | 0 | 2064.7277
2025-10-12 | 2765.853 | 6.39 | 0.04 | 1 | 0 | 0 | 0 | 0 | 0 | 0 | 0 | 0 | 1 | 0 | 0 | 0 | 0 | 0 | 0 | 0 | 0 | 0 | 0 | 0 | 0 | 0 | 0 | 0 | 2274.7431
2025-10-12 | 3068.53 | 5.15 | 0.12 | 1 | 0 | 0 | 0 | 0 | 0 | 0 | 0 | 0 | 0 | 1 | 0 | 0 | 0 | 0 | 0 | 0 | 0 | 0 | 0 | 0 | 0 | 0 | 0 | 0 | 2418.5709
2025-10-12 | 3231.082 | 4.39 | 0.2 | 1 | 0 | 0 | 0 | 0 | 0 | 0 | 0 | 0 | 0 | 0 | 1 | 0 | 0 | 0 | 0 | 0 | 0 | 0 | 0 | 0 | 0 | 0 | 0 | 0 | 2500.7371
2025-10-12 | 3257.403 | 3.77 | 0.31 | 1 | 0 | 0 | 0 | 0 | 0 | 0 | 0 | 0 | 0 | 0 | 0 | 1 | 0 | 0 | 0 | 0 | 0 | 0 | 0 | 0 | 0 | 0 | 0 | 0 | 2493.6188
2025-10-12 | 3212.109 | 3.07 | 0.55 | 1 | 0 | 0 | 0 | 0 | 0 | 0 | 0 | 0 | 0 | 0 | 0 | 0 | 1 | 0 | 0 | 0 | 0 | 0 | 0 | 0 | 0 | 0 | 0 | 0 | 2471.0429
2025-10-12 | 3199.818 | 2.83 | 0.76 | 1 | 0 | 0 | 0 | 0 | 0 | 0 | 0 | 0 | 0 | 0 | 0 | 0 | 0 | 1 | 0 | 0 | 0 | 0 | 0 | 0 | 0 | 0 | 0 | 0 | 2458.4855
2025-10-12 | 3160.788 | 2.78 | 0.81 | 1 | 0 | 0 | 0 | 0 | 0 | 0 | 0 | 0 | 0 | 0 | 0 | 0 | 0 | 0 | 1 | 0 | 0 | 0 | 0 | 0 | 0 | 0 | 0 | 0 | 2405.154
2025-10-12 | 3147.153 | 2.66 | 0.9 | 1 | 0 | 0 | 0 | 0 | 0 | 0 | 0 | 0 | 0 | 0 | 0 | 0 | 0 | 0 | 0 | 1 | 0 | 0 | 0 | 0 | 0 | 0 | 0 | 0 | 2291.9901
2025-10-12 | 2987.676 | 2.74 | 0.85 | 1 | 0 | 0 | 0 | 0 | 0 | 0 | 0 | 0 | 0 | 0 | 0 | 0 | 0 | 0 | 0 | 0 | 1 | 0 | 0 | 0 | 0 | 0 | 0 | 0 | 2126.033
2025-10-12 | 2867.604 | 3.46 | 0.76 | 1 | 0 | 0 | 0 | 0 | 0 | 0 | 0 | 0 | 0 | 0 | 0 | 0 | 0 | 0 | 0 | 0 | 0 | 1 | 0 | 0 | 0 | 0 | 0 | 0 | 2015.7943
2025-10-12 | 2895.42 | 4.14 | 0.43 | 1 | 0 | 0 | 0 | 0 | 0 | 0 | 0 | 0 | 0 | 0 | 0 | 0 | 0 | 0 | 0 | 0 | 0 | 0 | 1 | 0 | 0 | 0 | 0 | 0 | 1947.9512
2025-10-12 | 2738.136 | 4.28 | 0.33 | 1 | 0 | 0 | 0 | 0 | 0 | 0 | 0 | 0 | 0 | 0 | 0 | 0 | 0 | 0 | 0 | 0 | 0 | 0 | 0 | 1 | 0 | 0 | 0 | 0 | 1885.5126
2025-10-12 | 2593.992 | 4.7 | 0.19 | 1 | 0 | 0 | 0 | 0 | 0 | 0 | 0 | 0 | 0 | 0 | 0 | 0 | 0 | 0 | 0 | 0 | 0 | 0 | 0 | 0 | 1 | 0 | 0 | 0 | 1788.8
2025-10-12 | 2461.665 | 5.2 | 0.19 | 1 | 0 | 0 | 0 | 0 | 0 | 0 | 0 | 0 | 0 | 0 | 0 | 0 | 0 | 0 | 0 | 0 | 0 | 0 | 0 | 0 | 0 | 1 | 0 | 0 | 1681.6807
2025-10-12 | 2292.764 | 5.47 | 0.2 | 1 | 0 | 0 | 0 | 0 | 0 | 0 | 0 | 0 | 0 | 0 | 0 | 0 | 0 | 0 | 0 | 0 | 0 | 0 | 0 | 0 | 0 | 0 | 1 | 0 | 1584.2986
2025-10-12 | 2238.729 | 5.61 | 0.22 | 1 | 0 | 0 | 0 | 0 | 0 | 0 | 0 | 0 | 0 | 0 | 0 | 0 | 0 | 0 | 0 | 0 | 0 | 0 | 0 | 0 | 0 | 0 | 0 | 1 | 1513.425
2025-10-13 | 2227.558 | 5.87 | 0.27 | 0 | 1 | 0 | 0 | 0 | 0 | 0 | 0 | 0 | 0 | 0 | 0 | 0 | 0 | 0 | 0 | 0 | 0 | 0 | 0 | 0 | 0 | 0 | 0 | 0 | 1756.8295
2025-10-13 | 2176.422 | 6.11 | 0.19 | 0 | 0 | 1 | 0 | 0 | 0 | 0 | 0 | 0 | 0 | 0 | 0 | 0 | 0 | 0 | 0 | 0 | 0 | 0 | 0 | 0 | 0 | 0 | 0 | 0 | 1732.2456
2025-10-13 | 2191.603 | 6.69 | 0 | 0 | 0 | 0 | 1 | 0 | 0 | 0 | 0 | 0 | 0 | 0 | 0 | 0 | 0 | 0 | 0 | 0 | 0 | 0 | 0 | 0 | 0 | 0 | 0 | 0 | 1726.2809
2025-10-13 | 2217.801 | 7.35 | 0 | 0 | 0 | 0 | 0 | 1 | 0 | 0 | 0 | 0 | 0 | 0 | 0 | 0 | 0 | 0 | 0 | 0 | 0 | 0 | 0 | 0 | 0 | 0 | 0 | 0 | 1769.6212
2025-10-13 | 2266.588 | 7.28 | 0 | 0 | 0 | 0 | 0 | 0 | 1 | 0 | 0 | 0 | 0 | 0 | 0 | 0 | 0 | 0 | 0 | 0 | 0 | 0 | 0 | 0 | 0 | 0 | 0 | 0 | 1810.1789
2025-10-13 | 2366.212 | 7.43 | 0 | 0 | 0 | 0 | 0 | 0 | 0 | 1 | 0 | 0 | 0 | 0 | 0 | 0 | 0 | 0 | 0 | 0 | 0 | 0 | 0 | 0 | 0 | 0 | 0 | 0 | 1919.2091
2025-10-13 | 2454.029 | 7.5 | 0 | 0 | 0 | 0 | 0 | 0 | 0 | 0 | 1 | 0 | 0 | 0 | 0 | 0 | 0 | 0 | 0 | 0 | 0 | 0 | 0 | 0 | 0 | 0 | 0 | 0 | 2121.798
2025-10-13 | 2502.366 | 7.58 | 0 | 0 | 0 | 0 | 0 | 0 | 0 | 0 | 0 | 1 | 0 | 0 | 0 | 0 | 0 | 0 | 0 | 0 | 0 | 0 | 0 | 0 | 0 | 0 | 0 | 0 | 2341.6479
2025-10-13 | 2633.758 | 6.8 | 0 | 0 | 0 | 0 | 0 | 0 | 0 | 0 | 0 | 0 | 1 | 0 | 0 | 0 | 0 | 0 | 0 | 0 | 0 | 0 | 0 | 0 | 0 | 0 | 0 | 0 | 2549.8942
2025-10-13 | 2781.638 | 5.63 | 0.03 | 0 | 0 | 0 | 0 | 0 | 0 | 0 | 0 | 0 | 0 | 1 | 0 | 0 | 0 | 0 | 0 | 0 | 0 | 0 | 0 | 0 | 0 | 0 | 0 | 0 | 2691.3423
2025-10-13 | 2854.308 | 4.91 | 0.11 | 0 | 0 | 0 | 0 | 0 | 0 | 0 | 0 | 0 | 0 | 0 | 1 | 0 | 0 | 0 | 0 | 0 | 0 | 0 | 0 | 0 | 0 | 0 | 0 | 0 | 2774.8533
2025-10-13 | 2921.172 | 4.57 | 0.21 | 0 | 0 | 0 | 0 | 0 | 0 | 0 | 0 | 0 | 0 | 0 | 0 | 1 | 0 | 0 | 0 | 0 | 0 | 0 | 0 | 0 | 0 | 0 | 0 | 0 | 2776.2021
2025-10-13 | 2911.468 | 4.21 | 0.33 | 0 | 0 | 0 | 0 | 0 | 0 | 0 | 0 | 0 | 0 | 0 | 0 | 0 | 1 | 0 | 0 | 0 | 0 | 0 | 0 | 0 | 0 | 0 | 0 | 0 | 2753.6979
2025-10-13 | 2935.089 | 3.32 | 0.26 | 0 | 0 | 0 | 0 | 0 | 0 | 0 | 0 | 0 | 0 | 0 | 0 | 0 | 0 | 1 | 0 | 0 | 0 | 0 | 0 | 0 | 0 | 0 | 0 | 0 | 2692.7825
2025-10-13 | 2939.288 | 3.12 | 0.35 | 0 | 0 | 0 | 0 | 0 | 0 | 0 | 0 | 0 | 0 | 0 | 0 | 0 | 0 | 0 | 1 | 0 | 0 | 0 | 0 | 0 | 0 | 0 | 0 | 0 | 2638.1944
2025-10-13 | 2899.107 | 3.08 | 0.34 | 0 | 0 | 0 | 0 | 0 | 0 | 0 | 0 | 0 | 0 | 0 | 0 | 0 | 0 | 0 | 0 | 1 | 0 | 0 | 0 | 0 | 0 | 0 | 0 | 0 | 2518.254
2025-10-13 | 2832.964 | 3.44 | 0.32 | 0 | 0 | 0 | 0 | 0 | 0 | 0 | 0 | 0 | 0 | 0 | 0 | 0 | 0 | 0 | 0 | 0 | 1 | 0 | 0 | 0 | 0 | 0 | 0 | 0 | 2364.5504
2025-10-13 | 2762.186 | 3.96 | 0.25 | 0 | 0 | 0 | 0 | 0 | 0 | 0 | 0 | 0 | 0 | 0 | 0 | 0 | 0 | 0 | 0 | 0 | 0 | 1 | 0 | 0 | 0 | 0 | 0 | 0 | 2249.4809
2025-10-13 | 2829.312 | 4.92 | 0.19 | 0 | 0 | 0 | 0 | 0 | 0 | 0 | 0 | 0 | 0 | 0 | 0 | 0 | 0 | 0 | 0 | 0 | 0 | 0 | 1 | 0 | 0 | 0 | 0 | 0 | 2216.6097
2025-10-13 | 2717.881 | 5.38 | 0.17 | 0 | 0 | 0 | 0 | 0 | 0 | 0 | 0 | 0 | 0 | 0 | 0 | 0 | 0 | 0 | 0 | 0 | 0 | 0 | 0 | 1 | 0 | 0 | 0 | 0 | 2172.5024
2025-10-13 | 2591.769 | 5.84 | 0.16 | 0 | 0 | 0 | 0 | 0 | 0 | 0 | 0 | 0 | 0 | 0 | 0 | 0 | 0 | 0 | 0 | 0 | 0 | 0 | 0 | 0 | 1 | 0 | 0 | 0 | 2089.4404
2025-10-13 | 2416.545 | 6.4 | 0 | 0 | 0 | 0 | 0 | 0 | 0 | 0 | 0 | 0 | 0 | 0 | 0 | 0 | 0 | 0 | 0 | 0 | 0 | 0 | 0 | 0 | 0 | 1 | 0 | 0 | 1969.1927
2025-10-13 | 2297.261 | 7.21 | 0 | 0 | 0 | 0 | 0 | 0 | 0 | 0 | 0 | 0 | 0 | 0 | 0 | 0 | 0 | 0 | 0 | 0 | 0 | 0 | 0 | 0 | 0 | 0 | 1 | 0 | 1889.0191
2025-10-13 | 2220.17 | 7.52 | 0 | 0 | 0 | 0 | 0 | 0 | 0 | 0 | 0 | 0 | 0 | 0 | 0 | 0 | 0 | 0 | 0 | 0 | 0 | 0 | 0 | 0 | 0 | 0 | 0 | 1 | 1821.9677
2025-10-14 | 2194.663 | 8.1 | 0 | 0 | 1 | 0 | 0 | 0 | 0 | 0 | 0 | 0 | 0 | 0 | 0 | 0 | 0 | 0 | 0 | 0 | 0 | 0 | 0 | 0 | 0 | 0 | 0 | 0 | 1806.2446
2025-10-14 | 2167.095 | 8.37 | 0 | 0 | 0 | 1 | 0 | 0 | 0 | 0 | 0 | 0 | 0 | 0 | 0 | 0 | 0 | 0 | 0 | 0 | 0 | 0 | 0 | 0 | 0 | 0 | 0 | 0 | 1790.2421
2025-10-14 | 2191.934 | 8.94 | 0 | 0 | 0 | 0 | 1 | 0 | 0 | 0 | 0 | 0 | 0 | 0 | 0 | 0 | 0 | 0 | 0 | 0 | 0 | 0 | 0 | 0 | 0 | 0 | 0 | 0 | 1801.9267
2025-10-14 | 2206.505 | 9.08 | 0 | 0 | 0 | 0 | 0 | 1 | 0 | 0 | 0 | 0 | 0 | 0 | 0 | 0 | 0 | 0 | 0 | 0 | 0 | 0 | 0 | 0 | 0 | 0 | 0 | 0 | 1827.7844
2025-10-14 | 2297.848 | 8.9 | 0 | 0 | 0 | 0 | 0 | 0 | 1 | 0 | 0 | 0 | 0 | 0 | 0 | 0 | 0 | 0 | 0 | 0 | 0 | 0 | 0 | 0 | 0 | 0 | 0 | 0 | 1864.6438
2025-10-14 | 2559.353 | 9.35 | 0 | 0 | 0 | 0 | 0 | 0 | 0 | 1 | 0 | 0 | 0 | 0 | 0 | 0 | 0 | 0 | 0 | 0 | 0 | 0 | 0 | 0 | 0 | 0 | 0 | 0 | 1983.7601
2025-10-14 | 3006.958 | 9.18 | 0 | 0 | 0 | 0 | 0 | 0 | 0 | 0 | 1 | 0 | 0 | 0 | 0 | 0 | 0 | 0 | 0 | 0 | 0 | 0 | 0 | 0 | 0 | 0 | 0 | 0 | 2178.2802
2025-10-14 | 3553.613 | 9.14 | 0 | 0 | 0 | 0 | 0 | 0 | 0 | 0 | 0 | 1 | 0 | 0 | 0 | 0 | 0 | 0 | 0 | 0 | 0 | 0 | 0 | 0 | 0 | 0 | 0 | 0 | 2394.0956
2025-10-14 | 4089.958 | 8.16 | 0 | 0 | 0 | 0 | 0 | 0 | 0 | 0 | 0 | 0 | 1 | 0 | 0 | 0 | 0 | 0 | 0 | 0 | 0 | 0 | 0 | 0 | 0 | 0 | 0 | 0 | 2595.6178
2025-10-14 | 4396.522 | 6.61 | 0 | 0 | 0 | 0 | 0 | 0 | 0 | 0 | 0 | 0 | 0 | 1 | 0 | 0 | 0 | 0 | 0 | 0 | 0 | 0 | 0 | 0 | 0 | 0 | 0 | 0 | 2721.4504
2025-10-14 | 4645.929 | 5.76 | 0.12 | 0 | 0 | 0 | 0 | 0 | 0 | 0 | 0 | 0 | 0 | 0 | 1 | 0 | 0 | 0 | 0 | 0 | 0 | 0 | 0 | 0 | 0 | 0 | 0 | 0 | 2804.3772
2025-10-14 | 4603.936 | 4.42 | 0.31 | 0 | 0 | 0 | 0 | 0 | 0 | 0 | 0 | 0 | 0 | 0 | 0 | 1 | 0 | 0 | 0 | 0 | 0 | 0 | 0 | 0 | 0 | 0 | 0 | 0 | 2780.6251
2025-10-14 | 4665.506 | 3.75 | 0.53 | 0 | 0 | 0 | 0 | 0 | 0 | 0 | 0 | 0 | 0 | 0 | 0 | 0 | 1 | 0 | 0 | 0 | 0 | 0 | 0 | 0 | 0 | 0 | 0 | 0 | 2757.1646
2025-10-14 | 4731.362 | 3.6 | 0.51 | 0 | 0 | 0 | 0 | 0 | 0 | 0 | 0 | 0 | 0 | 0 | 0 | 0 | 0 | 1 | 0 | 0 | 0 | 0 | 0 | 0 | 0 | 0 | 0 | 0 | 2725.8612
2025-10-14 | 4631.427 | 3.23 | 0.61 | 0 | 0 | 0 | 0 | 0 | 0 | 0 | 0 | 0 | 0 | 0 | 0 | 0 | 0 | 0 | 1 | 0 | 0 | 0 | 0 | 0 | 0 | 0 | 0 | 0 | 2666.5042
2025-10-14 | 4386.959 | 3.45 | 0.66 | 0 | 0 | 0 | 0 | 0 | 0 | 0 | 0 | 0 | 0 | 0 | 0 | 0 | 0 | 0 | 0 | 1 | 0 | 0 | 0 | 0 | 0 | 0 | 0 | 0 | 2560.9848
2025-10-14 | 3881.822 | 3.63 | 0.47 | 0 | 0 | 0 | 0 | 0 | 0 | 0 | 0 | 0 | 0 | 0 | 0 | 0 | 0 | 0 | 0 | 0 | 1 | 0 | 0 | 0 | 0 | 0 | 0 | 0 | 2385.1373
2025-10-14 | 3549.851 | 4.13 | 0.25 | 0 | 0 | 0 | 0 | 0 | 0 | 0 | 0 | 0 | 0 | 0 | 0 | 0 | 0 | 0 | 0 | 0 | 0 | 1 | 0 | 0 | 0 | 0 | 0 | 0 | 2255.1963
2025-10-14 | 3447.677 | 4.86 | 0.16 | 0 | 0 | 0 | 0 | 0 | 0 | 0 | 0 | 0 | 0 | 0 | 0 | 0 | 0 | 0 | 0 | 0 | 0 | 0 | 1 | 0 | 0 | 0 | 0 | 0 | 2211.7527
2025-10-14 | 3103.007 | 5.73 | 0.1 | 0 | 0 | 0 | 0 | 0 | 0 | 0 | 0 | 0 | 0 | 0 | 0 | 0 | 0 | 0 | 0 | 0 | 0 | 0 | 0 | 1 | 0 | 0 | 0 | 0 | 2177.6433
2025-10-14 | 2778.029 | 6.3 | 0.08 | 0 | 0 | 0 | 0 | 0 | 0 | 0 | 0 | 0 | 0 | 0 | 0 | 0 | 0 | 0 | 0 | 0 | 0 | 0 | 0 | 0 | 1 | 0 | 0 | 0 | 2097.333
2025-10-14 | 2550.158 | 6.48 | 0.07 | 0 | 0 | 0 | 0 | 0 | 0 | 0 | 0 | 0 | 0 | 0 | 0 | 0 | 0 | 0 | 0 | 0 | 0 | 0 | 0 | 0 | 0 | 1 | 0 | 0 | 1978.5086
2025-10-14 | 2355.672 | 6.67 | 0.06 | 0 | 0 | 0 | 0 | 0 | 0 | 0 | 0 | 0 | 0 | 0 | 0 | 0 | 0 | 0 | 0 | 0 | 0 | 0 | 0 | 0 | 0 | 0 | 1 | 0 | 1876.5437
2025-10-14 | 2273.445 | 6.71 | 0.07 | 0 | 0 | 0 | 0 | 0 | 0 | 0 | 0 | 0 | 0 | 0 | 0 | 0 | 0 | 0 | 0 | 0 | 0 | 0 | 0 | 0 | 0 | 0 | 0 | 1 | 1801.3614
2025-10-15 | 2240.544 | 7.08 | 0.06 | 0 | 1 | 0 | 0 | 0 | 0 | 0 | 0 | 0 | 0 | 0 | 0 | 0 | 0 | 0 | 0 | 0 | 0 | 0 | 0 | 0 | 0 | 0 | 0 | 0 | 1777.6315
2025-10-15 | 2188.1 | 7.34 | 0.04 | 0 | 0 | 1 | 0 | 0 | 0 | 0 | 0 | 0 | 0 | 0 | 0 | 0 | 0 | 0 | 0 | 0 | 0 | 0 | 0 | 0 | 0 | 0 | 0 | 0 | 1759.3995
2025-10-15 | 2194.055 | 7.44 | 0 | 0 | 0 | 0 | 1 | 0 | 0 | 0 | 0 | 0 | 0 | 0 | 0 | 0 | 0 | 0 | 0 | 0 | 0 | 0 | 0 | 0 | 0 | 0 | 0 | 0 | 1751.4962
2025-10-15 | 2273.586 | 7.51 | 0.02 | 0 | 0 | 0 | 0 | 1 | 0 | 0 | 0 | 0 | 0 | 0 | 0 | 0 | 0 | 0 | 0 | 0 | 0 | 0 | 0 | 0 | 0 | 0 | 0 | 0 | 1776.8937
2025-10-15 | 2331.366 | 7.44 | 0 | 0 | 0 | 0 | 0 | 0 | 1 | 0 | 0 | 0 | 0 | 0 | 0 | 0 | 0 | 0 | 0 | 0 | 0 | 0 | 0 | 0 | 0 | 0 | 0 | 0 | 1815.5581
2025-10-15 | 2587.994 | 7.38 | 0 | 0 | 0 | 0 | 0 | 0 | 0 | 1 | 0 | 0 | 0 | 0 | 0 | 0 | 0 | 0 | 0 | 0 | 0 | 0 | 0 | 0 | 0 | 0 | 0 | 0 | 1917.5281
2025-10-15 | 3067.179 | 7.37 | 0 | 0 | 0 | 0 | 0 | 0 | 0 | 0 | 1 | 0 | 0 | 0 | 0 | 0 | 0 | 0 | 0 | 0 | 0 | 0 | 0 | 0 | 0 | 0 | 0 | 0 | 2117.4274
2025-10-15 | 3564.234 | 7.52 | 0 | 0 | 0 | 0 | 0 | 0 | 0 | 0 | 0 | 1 | 0 | 0 | 0 | 0 | 0 | 0 | 0 | 0 | 0 | 0 | 0 | 0 | 0 | 0 | 0 | 0 | 2339.6307
2025-10-15 | 4146.48 | 6.68 | 0.04 | 0 | 0 | 0 | 0 | 0 | 0 | 0 | 0 | 0 | 1 | 0 | 0 | 0 | 0 | 0 | 0 | 0 | 0 | 0 | 0 | 0 | 0 | 0 | 0 | 0 | 2549.6461
2025-10-15 | 4453.877 | 5.63 | 0.3 | 0 | 0 | 0 | 0 | 0 | 0 | 0 | 0 | 0 | 0 | 1 | 0 | 0 | 0 | 0 | 0 | 0 | 0 | 0 | 0 | 0 | 0 | 0 | 0 | 0 | 2716.9005
2025-10-15 | 4523.023 | 5.56 | 0.44 | 0 | 0 | 0 | 0 | 0 | 0 | 0 | 0 | 0 | 0 | 0 | 1 | 0 | 0 | 0 | 0 | 0 | 0 | 0 | 0 | 0 | 0 | 0 | 0 | 0 | 2827.9444
2025-10-15 | 4530.111 | 5.12 | 0.5 | 0 | 0 | 0 | 0 | 0 | 0 | 0 | 0 | 0 | 0 | 0 | 0 | 1 | 0 | 0 | 0 | 0 | 0 | 0 | 0 | 0 | 0 | 0 | 0 | 0 | 2822.1447
2025-10-15 | 4518.024 | 4.48 | 0.64 | 0 | 0 | 0 | 0 | 0 | 0 | 0 | 0 | 0 | 0 | 0 | 0 | 0 | 1 | 0 | 0 | 0 | 0 | 0 | 0 | 0 | 0 | 0 | 0 | 0 | 2792.12
2025-10-15 | 4481.338 | 4.54 | 0.65 | 0 | 0 | 0 | 0 | 0 | 0 | 0 | 0 | 0 | 0 | 0 | 0 | 0 | 0 | 1 | 0 | 0 | 0 | 0 | 0 | 0 | 0 | 0 | 0 | 0 | 2770.7167
2025-10-15 | 4378.598 | 4.45 | 0.72 | 0 | 0 | 0 | 0 | 0 | 0 | 0 | 0 | 0 | 0 | 0 | 0 | 0 | 0 | 0 | 1 | 0 | 0 | 0 | 0 | 0 | 0 | 0 | 0 | 0 | 2717.9336
2025-10-15 | 4127.403 | 4.62 | 0.23 | 0 | 0 | 0 | 0 | 0 | 0 | 0 | 0 | 0 | 0 | 0 | 0 | 0 | 0 | 0 | 0 | 1 | 0 | 0 | 0 | 0 | 0 | 0 | 0 | 0 | 2559.6167
2025-10-15 | 3657.41 | 4.97 | 0.16 | 0 | 0 | 0 | 0 | 0 | 0 | 0 | 0 | 0 | 0 | 0 | 0 | 0 | 0 | 0 | 0 | 0 | 1 | 0 | 0 | 0 | 0 | 0 | 0 | 0 | 2400.8439
2025-10-15 | 3486.826 | 5.9 | 0.02 | 0 | 0 | 0 | 0 | 0 | 0 | 0 | 0 | 0 | 0 | 0 | 0 | 0 | 0 | 0 | 0 | 0 | 0 | 1 | 0 | 0 | 0 | 0 | 0 | 0 | 2292.9324
2025-10-15 | 3379.056 | 6.89 | 0 | 0 | 0 | 0 | 0 | 0 | 0 | 0 | 0 | 0 | 0 | 0 | 0 | 0 | 0 | 0 | 0 | 0 | 0 | 0 | 1 | 0 | 0 | 0 | 0 | 0 | 2264.8563
2025-10-15 | 3158.273 | 7.53 | 0 | 0 | 0 | 0 | 0 | 0 | 0 | 0 | 0 | 0 | 0 | 0 | 0 | 0 | 0 | 0 | 0 | 0 | 0 | 0 | 0 | 1 | 0 | 0 | 0 | 0 | 2228.6939
2025-10-15 | 2878.7 | 7.97 | 0 | 0 | 0 | 0 | 0 | 0 | 0 | 0 | 0 | 0 | 0 | 0 | 0 | 0 | 0 | 0 | 0 | 0 | 0 | 0 | 0 | 0 | 1 | 0 | 0 | 0 | 2145.9061
2025-10-15 | 2667.867 | 8.28 | 0 | 0 | 0 | 0 | 0 | 0 | 0 | 0 | 0 | 0 | 0 | 0 | 0 | 0 | 0 | 0 | 0 | 0 | 0 | 0 | 0 | 0 | 0 | 1 | 0 | 0 | 2032.3989
2025-10-15 | 2474.966 | 8.58 | 0 | 0 | 0 | 0 | 0 | 0 | 0 | 0 | 0 | 0 | 0 | 0 | 0 | 0 | 0 | 0 | 0 | 0 | 0 | 0 | 0 | 0 | 0 | 0 | 1 | 0 | 1935.0789
2025-10-15 | 2343.467 | 8.66 | 0 | 0 | 0 | 0 | 0 | 0 | 0 | 0 | 0 | 0 | 0 | 0 | 0 | 0 | 0 | 0 | 0 | 0 | 0 | 0 | 0 | 0 | 0 | 0 | 0 | 1 | 1860.2949
2025-10-16 | 2302.41 | 9.03 | 0.04 | 0 | 1 | 0 | 0 | 0 | 0 | 0 | 0 | 0 | 0 | 0 | 0 | 0 | 0 | 0 | 0 | 0 | 0 | 0 | 0 | 0 | 0 | 0 | 0 | 0 | 1841.2979
2025-10-16 | 2329.536 | 9.32 | 0.12 | 0 | 0 | 1 | 0 | 0 | 0 | 0 | 0 | 0 | 0 | 0 | 0 | 0 | 0 | 0 | 0 | 0 | 0 | 0 | 0 | 0 | 0 | 0 | 0 | 0 | 1833.5406
2025-10-16 | 2300.3 | 9.57 | 0.08 | 0 | 0 | 0 | 1 | 0 | 0 | 0 | 0 | 0 | 0 | 0 | 0 | 0 | 0 | 0 | 0 | 0 | 0 | 0 | 0 | 0 | 0 | 0 | 0 | 0 | 1830.6803
2025-10-16 | 2360.032 | 9.69 | 0.1 | 0 | 0 | 0 | 0 | 1 | 0 | 0 | 0 | 0 | 0 | 0 | 0 | 0 | 0 | 0 | 0 | 0 | 0 | 0 | 0 | 0 | 0 | 0 | 0 | 0 | 1857.7588
2025-10-16 | 2466.514 | 9.69 | 0.1 | 0 | 0 | 0 | 0 | 0 | 1 | 0 | 0 | 0 | 0 | 0 | 0 | 0 | 0 | 0 | 0 | 0 | 0 | 0 | 0 | 0 | 0 | 0 | 0 | 0 | 1900.6698
2025-10-16 | 2746.124 | 9.98 | 0.09 | 0 | 0 | 0 | 0 | 0 | 0 | 1 | 0 | 0 | 0 | 0 | 0 | 0 | 0 | 0 | 0 | 0 | 0 | 0 | 0 | 0 | 0 | 0 | 0 | 0 | 2013.4603
2025-10-16 | 3241.102 | 9.89 | 0.08 | 0 | 0 | 0 | 0 | 0 | 0 | 0 | 1 | 0 | 0 | 0 | 0 | 0 | 0 | 0 | 0 | 0 | 0 | 0 | 0 | 0 | 0 | 0 | 0 | 0 | 2209.7234
2025-10-16 | 3763.964 | 9.93 | 0.1 | 0 | 0 | 0 | 0 | 0 | 0 | 0 | 0 | 1 | 0 | 0 | 0 | 0 | 0 | 0 | 0 | 0 | 0 | 0 | 0 | 0 | 0 | 0 | 0 | 0 | 2430.1217
2025-10-16 | 54662.158 | 9.1 | 0 | 0 | 0 | 0 | 0 | 0 | 0 | 0 | 0 | 0 | 1 | 0 | 0 | 0 | 0 | 0 | 0 | 0 | 0 | 0 | 0 | 0 | 0 | 0 | 0 | 0 | 2627.2209
2025-10-16 | 4440.527 | 8.05 | 0.06 | 0 | 0 | 0 | 0 | 0 | 0 | 0 | 0 | 0 | 0 | 1 | 0 | 0 | 0 | 0 | 0 | 0 | 0 | 0 | 0 | 0 | 0 | 0 | 0 | 0 | 2775.5433
2025-10-16 | 4560.872 | 7.17 | 0.22 | 0 | 0 | 0 | 0 | 0 | 0 | 0 | 0 | 0 | 0 | 0 | 1 | 0 | 0 | 0 | 0 | 0 | 0 | 0 | 0 | 0 | 0 | 0 | 0 | 0 | 2861.2479
2025-10-16 | 4523.24 | 6.92 | 0.25 | 0 | 0 | 0 | 0 | 0 | 0 | 0 | 0 | 0 | 0 | 0 | 0 | 1 | 0 | 0 | 0 | 0 | 0 | 0 | 0 | 0 | 0 | 0 | 0 | 0 | 2858.9963
2025-10-16 | 4502.65 | 6.22 | 0.2 | 0 | 0 | 0 | 0 | 0 | 0 | 0 | 0 | 0 | 0 | 0 | 0 | 0 | 1 | 0 | 0 | 0 | 0 | 0 | 0 | 0 | 0 | 0 | 0 | 0 | 2808.9689
2025-10-16 | 4487.123 | 6 | 0.13 | 0 | 0 | 0 | 0 | 0 | 0 | 0 | 0 | 0 | 0 | 0 | 0 | 0 | 0 | 1 | 0 | 0 | 0 | 0 | 0 | 0 | 0 | 0 | 0 | 0 | 2770.5791
2025-10-16 | 4393.881 | 5.51 | 0.17 | 0 | 0 | 0 | 0 | 0 | 0 | 0 | 0 | 0 | 0 | 0 | 0 | 0 | 0 | 0 | 1 | 0 | 0 | 0 | 0 | 0 | 0 | 0 | 0 | 0 | 2701.5081
2025-10-16 | 4215.324 | 5.43 | 0.21 | 0 | 0 | 0 | 0 | 0 | 0 | 0 | 0 | 0 | 0 | 0 | 0 | 0 | 0 | 0 | 0 | 1 | 0 | 0 | 0 | 0 | 0 | 0 | 0 | 0 | 2584.9559
2025-10-16 | 3815.187 | 5.41 | 0.24 | 0 | 0 | 0 | 0 | 0 | 0 | 0 | 0 | 0 | 0 | 0 | 0 | 0 | 0 | 0 | 0 | 0 | 1 | 0 | 0 | 0 | 0 | 0 | 0 | 0 | 2423.2096
2025-10-16 | 3589.234 | 6.58 | 0.21 | 0 | 0 | 0 | 0 | 0 | 0 | 0 | 0 | 0 | 0 | 0 | 0 | 0 | 0 | 0 | 0 | 0 | 0 | 1 | 0 | 0 | 0 | 0 | 0 | 0 | 2333.7797
2025-10-16 | 3453.211 | 7.31 | 0.13 | 0 | 0 | 0 | 0 | 0 | 0 | 0 | 0 | 0 | 0 | 0 | 0 | 0 | 0 | 0 | 0 | 0 | 0 | 0 | 1 | 0 | 0 | 0 | 0 | 0 | 2291.2827
2025-10-16 | 3229.143 | 7.82 | 0.03 | 0 | 0 | 0 | 0 | 0 | 0 | 0 | 0 | 0 | 0 | 0 | 0 | 0 | 0 | 0 | 0 | 0 | 0 | 0 | 0 | 1 | 0 | 0 | 0 | 0 | 2241.2836
2025-10-16 | 2914.469 | 8.42 | 0.02 | 0 | 0 | 0 | 0 | 0 | 0 | 0 | 0 | 0 | 0 | 0 | 0 | 0 | 0 | 0 | 0 | 0 | 0 | 0 | 0 | 0 | 1 | 0 | 0 | 0 | 2162.9284
2025-10-16 | 2675.515 | 8.72 | 0 | 0 | 0 | 0 | 0 | 0 | 0 | 0 | 0 | 0 | 0 | 0 | 0 | 0 | 0 | 0 | 0 | 0 | 0 | 0 | 0 | 0 | 0 | 1 | 0 | 0 | 2047.1919
2025-10-16 | 2493.269 | 8.98 | 0 | 0 | 0 | 0 | 0 | 0 | 0 | 0 | 0 | 0 | 0 | 0 | 0 | 0 | 0 | 0 | 0 | 0 | 0 | 0 | 0 | 0 | 0 | 0 | 1 | 0 | 1948.527
2025-10-16 | 2355.461 | 9.31 | 0 | 0 | 0 | 0 | 0 | 0 | 0 | 0 | 0 | 0 | 0 | 0 | 0 | 0 | 0 | 0 | 0 | 0 | 0 | 0 | 0 | 0 | 0 | 0 | 0 | 1 | 1882.1481
2025-10-17 | 2311.71 | 9.69 | 0 | 0 | 1 | 0 | 0 | 0 | 0 | 0 | 0 | 0 | 0 | 0 | 0 | 0 | 0 | 0 | 0 | 0 | 0 | 0 | 0 | 0 | 0 | 0 | 0 | 0 | 1859.7009
2025-10-17 | 2301.114 | 10.35 | 0 | 0 | 0 | 1 | 0 | 0 | 0 | 0 | 0 | 0 | 0 | 0 | 0 | 0 | 0 | 0 | 0 | 0 | 0 | 0 | 0 | 0 | 0 | 0 | 0 | 0 | 1856.8103
2025-10-17 | 2307.783 | 10.51 | 0 | 0 | 0 | 0 | 1 | 0 | 0 | 0 | 0 | 0 | 0 | 0 | 0 | 0 | 0 | 0 | 0 | 0 | 0 | 0 | 0 | 0 | 0 | 0 | 0 | 0 | 1854.7106
2025-10-17 | 2362.986 | 10.64 | 0 | 0 | 0 | 0 | 0 | 1 | 0 | 0 | 0 | 0 | 0 | 0 | 0 | 0 | 0 | 0 | 0 | 0 | 0 | 0 | 0 | 0 | 0 | 0 | 0 | 0 | 1880.2321
2025-10-17 | 2464.644 | 10.64 | 0 | 0 | 0 | 0 | 0 | 0 | 1 | 0 | 0 | 0 | 0 | 0 | 0 | 0 | 0 | 0 | 0 | 0 | 0 | 0 | 0 | 0 | 0 | 0 | 0 | 0 | 1923.1431
2025-10-17 | 2735.719 | 10.52 | 0 | 0 | 0 | 0 | 0 | 0 | 0 | 1 | 0 | 0 | 0 | 0 | 0 | 0 | 0 | 0 | 0 | 0 | 0 | 0 | 0 | 0 | 0 | 0 | 0 | 0 | 2023.0959
2025-10-17 | 3169.621 | 10.36 | 0 | 0 | 0 | 0 | 0 | 0 | 0 | 0 | 1 | 0 | 0 | 0 | 0 | 0 | 0 | 0 | 0 | 0 | 0 | 0 | 0 | 0 | 0 | 0 | 0 | 0 | 2217.9522
2025-10-17 | 3714.117 | 10.22 | 0 | 0 | 0 | 0 | 0 | 0 | 0 | 0 | 0 | 1 | 0 | 0 | 0 | 0 | 0 | 0 | 0 | 0 | 0 | 0 | 0 | 0 | 0 | 0 | 0 | 0 | 2430.4055
2025-10-17 | 4114.011 | 9.23 | 0 | 0 | 0 | 0 | 0 | 0 | 0 | 0 | 0 | 0 | 1 | 0 | 0 | 0 | 0 | 0 | 0 | 0 | 0 | 0 | 0 | 0 | 0 | 0 | 0 | 0 | 2631.5915
2025-10-17 | 4399.805 | 7.91 | 0 | 0 | 0 | 0 | 0 | 0 | 0 | 0 | 0 | 0 | 0 | 1 | 0 | 0 | 0 | 0 | 0 | 0 | 0 | 0 | 0 | 0 | 0 | 0 | 0 | 0 | 2765.1568
2025-10-17 | 4396.849 | 6.74 | 0 | 0 | 0 | 0 | 0 | 0 | 0 | 0 | 0 | 0 | 0 | 0 | 1 | 0 | 0 | 0 | 0 | 0 | 0 | 0 | 0 | 0 | 0 | 0 | 0 | 0 | 2825.9659
2025-10-17 | 4420.662 | 6.01 | 0 | 0 | 0 | 0 | 0 | 0 | 0 | 0 | 0 | 0 | 0 | 0 | 0 | 1 | 0 | 0 | 0 | 0 | 0 | 0 | 0 | 0 | 0 | 0 | 0 | 0 | 2804.7368
2025-10-17 | 4378.805 | 5.42 | 0.01 | 0 | 0 | 0 | 0 | 0 | 0 | 0 | 0 | 0 | 0 | 0 | 0 | 0 | 1 | 0 | 0 | 0 | 0 | 0 | 0 | 0 | 0 | 0 | 0 | 0 | 2764.0873
2025-10-17 | 4298.992 | 5.16 | 0 | 0 | 0 | 0 | 0 | 0 | 0 | 0 | 0 | 0 | 0 | 0 | 0 | 0 | 0 | 1 | 0 | 0 | 0 | 0 | 0 | 0 | 0 | 0 | 0 | 0 | 2730.0322
2025-10-17 | 4258.41 | 5.24 | 0.11 | 0 | 0 | 0 | 0 | 0 | 0 | 0 | 0 | 0 | 0 | 0 | 0 | 0 | 0 | 0 | 1 | 0 | 0 | 0 | 0 | 0 | 0 | 0 | 0 | 0 | 2686.751
2025-10-17 | 3947.466 | 5.75 | 0.21 | 0 | 0 | 0 | 0 | 0 | 0 | 0 | 0 | 0 | 0 | 0 | 0 | 0 | 0 | 0 | 0 | 1 | 0 | 0 | 0 | 0 | 0 | 0 | 0 | 0 | 2595.7144
2025-10-17 | 3620.107 | 6.09 | 0.39 | 0 | 0 | 0 | 0 | 0 | 0 | 0 | 0 | 0 | 0 | 0 | 0 | 0 | 0 | 0 | 0 | 0 | 1 | 0 | 0 | 0 | 0 | 0 | 0 | 0 | 2460.2705
2025-10-17 | 3462.37 | 6.54 | 0.31 | 0 | 0 | 0 | 0 | 0 | 0 | 0 | 0 | 0 | 0 | 0 | 0 | 0 | 0 | 0 | 0 | 0 | 0 | 1 | 0 | 0 | 0 | 0 | 0 | 0 | 2341.9009
2025-10-17 | 3373.213 | 7.06 | 0.11 | 0 | 0 | 0 | 0 | 0 | 0 | 0 | 0 | 0 | 0 | 0 | 0 | 0 | 0 | 0 | 0 | 0 | 0 | 0 | 1 | 0 | 0 | 0 | 0 | 0 | 2280.9844
2025-10-17 | 3146.361 | 7.48 | 0.12 | 0 | 0 | 0 | 0 | 0 | 0 | 0 | 0 | 0 | 0 | 0 | 0 | 0 | 0 | 0 | 0 | 0 | 0 | 0 | 0 | 1 | 0 | 0 | 0 | 0 | 2238.3721
2025-10-17 | 2931.848 | 8.17 | 0.15 | 0 | 0 | 0 | 0 | 0 | 0 | 0 | 0 | 0 | 0 | 0 | 0 | 0 | 0 | 0 | 0 | 0 | 0 | 0 | 0 | 0 | 1 | 0 | 0 | 0 | 2166.8292
2025-10-17 | 2701.462 | 8.59 | 0.12 | 0 | 0 | 0 | 0 | 0 | 0 | 0 | 0 | 0 | 0 | 0 | 0 | 0 | 0 | 0 | 0 | 0 | 0 | 0 | 0 | 0 | 0 | 1 | 0 | 0 | 2054.1805
2025-10-17 | 2505.74 | 8.69 | 0.1 | 0 | 0 | 0 | 0 | 0 | 0 | 0 | 0 | 0 | 0 | 0 | 0 | 0 | 0 | 0 | 0 | 0 | 0 | 0 | 0 | 0 | 0 | 0 | 1 | 0 | 1948.2431
2025-10-17 | 2357.152 | 8.68 | 0.09 | 0 | 0 | 0 | 0 | 0 | 0 | 0 | 0 | 0 | 0 | 0 | 0 | 0 | 0 | 0 | 0 | 0 | 0 | 0 | 0 | 0 | 0 | 0 | 0 | 1 | 1869.4867
2025-10-18 | 2293.31 | 8.85 | 0 | 1 | 1 | 0 | 0 | 0 | 0 | 0 | 0 | 0 | 0 | 0 | 0 | 0 | 0 | 0 | 0 | 0 | 0 | 0 | 0 | 0 | 0 | 0 | 0 | 0 | 1566.3067
2025-10-18 | 2270.102 | 9.11 | 0 | 1 | 0 | 1 | 0 | 0 | 0 | 0 | 0 | 0 | 0 | 0 | 0 | 0 | 0 | 0 | 0 | 0 | 0 | 0 | 0 | 0 | 0 | 0 | 0 | 0 | 1549.968
2025-10-18 | 2259.202 | 9.44 | 0.27 | 1 | 0 | 0 | 1 | 0 | 0 | 0 | 0 | 0 | 0 | 0 | 0 | 0 | 0 | 0 | 0 | 0 | 0 | 0 | 0 | 0 | 0 | 0 | 0 | 0 | 1579.142
2025-10-18 | 2303.487 | 9.75 | 0.26 | 1 | 0 | 0 | 0 | 1 | 0 | 0 | 0 | 0 | 0 | 0 | 0 | 0 | 0 | 0 | 0 | 0 | 0 | 0 | 0 | 0 | 0 | 0 | 0 | 0 | 1609.7685
2025-10-18 | 2342.865 | 9.67 | 0.23 | 1 | 0 | 0 | 0 | 0 | 1 | 0 | 0 | 0 | 0 | 0 | 0 | 0 | 0 | 0 | 0 | 0 | 0 | 0 | 0 | 0 | 0 | 0 | 0 | 0 | 1647.1502
2025-10-18 | 2450.946 | 9.91 | 0.28 | 1 | 0 | 0 | 0 | 0 | 0 | 1 | 0 | 0 | 0 | 0 | 0 | 0 | 0 | 0 | 0 | 0 | 0 | 0 | 0 | 0 | 0 | 0 | 0 | 0 | 1763.9392
2025-10-18 | 2615.305 | 9.56 | 0.36 | 1 | 0 | 0 | 0 | 0 | 0 | 0 | 1 | 0 | 0 | 0 | 0 | 0 | 0 | 0 | 0 | 0 | 0 | 0 | 0 | 0 | 0 | 0 | 0 | 0 | 1959.9805
2025-10-18 | 2854.274 | 9.53 | 0.38 | 1 | 0 | 0 | 0 | 0 | 0 | 0 | 0 | 1 | 0 | 0 | 0 | 0 | 0 | 0 | 0 | 0 | 0 | 0 | 0 | 0 | 0 | 0 | 0 | 0 | 2178.0253
2025-10-18 | 3218.044 | 8.81 | 0.45 | 1 | 0 | 0 | 0 | 0 | 0 | 0 | 0 | 0 | 1 | 0 | 0 | 0 | 0 | 0 | 0 | 0 | 0 | 0 | 0 | 0 | 0 | 0 | 0 | 0 | 2394.915
2025-10-18 | 3518.942 | 7.62 | 0.53 | 1 | 0 | 0 | 0 | 0 | 0 | 0 | 0 | 0 | 0 | 1 | 0 | 0 | 0 | 0 | 0 | 0 | 0 | 0 | 0 | 0 | 0 | 0 | 0 | 0 | 2540.4237
2025-10-18 | 3645.153 | 6.23 | 0.59 | 1 | 0 | 0 | 0 | 0 | 0 | 0 | 0 | 0 | 0 | 0 | 1 | 0 | 0 | 0 | 0 | 0 | 0 | 0 | 0 | 0 | 0 | 0 | 0 | 0 | 2599.516
2025-10-18 | 3612.69 | 5.39 | 0.79 | 1 | 0 | 0 | 0 | 0 | 0 | 0 | 0 | 0 | 0 | 0 | 0 | 1 | 0 | 0 | 0 | 0 | 0 | 0 | 0 | 0 | 0 | 0 | 0 | 0 | 2593.5206
2025-10-18 | 3623.836 | 4.96 | 0.98 | 1 | 0 | 0 | 0 | 0 | 0 | 0 | 0 | 0 | 0 | 0 | 0 | 0 | 1 | 0 | 0 | 0 | 0 | 0 | 0 | 0 | 0 | 0 | 0 | 0 | 2575.2892
2025-10-18 | 3572.049 | 4.78 | 1.25 | 1 | 0 | 0 | 0 | 0 | 0 | 0 | 0 | 0 | 0 | 0 | 0 | 0 | 0 | 1 | 0 | 0 | 0 | 0 | 0 | 0 | 0 | 0 | 0 | 0 | 2570.4286
2025-10-18 | 3519.514 | 4.53 | 1.38 | 1 | 0 | 0 | 0 | 0 | 0 | 0 | 0 | 0 | 0 | 0 | 0 | 0 | 0 | 0 | 1 | 0 | 0 | 0 | 0 | 0 | 0 | 0 | 0 | 0 | 2517.9459
2025-10-18 | 3421.511 | 4.43 | 1.13 | 1 | 0 | 0 | 0 | 0 | 0 | 0 | 0 | 0 | 0 | 0 | 0 | 0 | 0 | 0 | 0 | 1 | 0 | 0 | 0 | 0 | 0 | 0 | 0 | 0 | 2373.2699
2025-10-18 | 3275.97 | 4.24 | 1.2 | 1 | 0 | 0 | 0 | 0 | 0 | 0 | 0 | 0 | 0 | 0 | 0 | 0 | 0 | 0 | 0 | 0 | 1 | 0 | 0 | 0 | 0 | 0 | 0 | 0 | 2209.5945
2025-10-18 | 3267.581 | 4.9 | 0.81 | 1 | 0 | 0 | 0 | 0 | 0 | 0 | 0 | 0 | 0 | 0 | 0 | 0 | 0 | 0 | 0 | 0 | 0 | 1 | 0 | 0 | 0 | 0 | 0 | 0 | 2068.9406
2025-10-18 | 3197.276 | 5.65 | 0.55 | 1 | 0 | 0 | 0 | 0 | 0 | 0 | 0 | 0 | 0 | 0 | 0 | 0 | 0 | 0 | 0 | 0 | 0 | 0 | 1 | 0 | 0 | 0 | 0 | 0 | 2010.0771
2025-10-18 | 3024.89 | 6.18 | 0.14 | 1 | 0 | 0 | 0 | 0 | 0 | 0 | 0 | 0 | 0 | 0 | 0 | 0 | 0 | 0 | 0 | 0 | 0 | 0 | 0 | 1 | 0 | 0 | 0 | 0 | 1931.4058
2025-10-18 | 2820.022 | 6.8 | 0 | 1 | 0 | 0 | 0 | 0 | 0 | 0 | 0 | 0 | 0 | 0 | 0 | 0 | 0 | 0 | 0 | 0 | 0 | 0 | 0 | 0 | 1 | 0 | 0 | 0 | 1841.4172
2025-10-18 | 2613.511 | 7.61 | 0 | 1 | 0 | 0 | 0 | 0 | 0 | 0 | 0 | 0 | 0 | 0 | 0 | 0 | 0 | 0 | 0 | 0 | 0 | 0 | 0 | 0 | 0 | 1 | 0 | 0 | 1744.7202
2025-10-18 | 2408.525 | 8.31 | 0 | 1 | 0 | 0 | 0 | 0 | 0 | 0 | 0 | 0 | 0 | 0 | 0 | 0 | 0 | 0 | 0 | 0 | 0 | 0 | 0 | 0 | 0 | 0 | 1 | 0 | 1660.8483
2025-10-18 | 2290.877 | 8.62 | 0 | 1 | 0 | 0 | 0 | 0 | 0 | 0 | 0 | 0 | 0 | 0 | 0 | 0 | 0 | 0 | 0 | 0 | 0 | 0 | 0 | 0 | 0 | 0 | 0 | 1 | 1593.797
2025-10-19 | 2253.587 | 9.27 | 0 | 1 | 1 | 0 | 0 | 0 | 0 | 0 | 0 | 0 | 0 | 0 | 0 | 0 | 0 | 0 | 0 | 0 | 0 | 0 | 0 | 0 | 0 | 0 | 0 | 0 | 1580.4273
2025-10-19 | 2224.118 | 9.53 | 0 | 1 | 0 | 1 | 0 | 0 | 0 | 0 | 0 | 0 | 0 | 0 | 0 | 0 | 0 | 0 | 0 | 0 | 0 | 0 | 0 | 0 | 0 | 0 | 0 | 0 | 1564.0885
2025-10-19 | 2194.773 | 9.53 | 0 | 1 | 0 | 0 | 1 | 0 | 0 | 0 | 0 | 0 | 0 | 0 | 0 | 0 | 0 | 0 | 0 | 0 | 0 | 0 | 0 | 0 | 0 | 0 | 0 | 0 | 1556.6096
2025-10-19 | 2249.638 | 9.69 | 0.02 | 1 | 0 | 0 | 0 | 1 | 0 | 0 | 0 | 0 | 0 | 0 | 0 | 0 | 0 | 0 | 0 | 0 | 0 | 0 | 0 | 0 | 0 | 0 | 0 | 0 | 1585.0329
2025-10-19 | 2297.2 | 9.89 | 0.06 | 1 | 0 | 0 | 0 | 0 | 1 | 0 | 0 | 0 | 0 | 0 | 0 | 0 | 0 | 0 | 0 | 0 | 0 | 0 | 0 | 0 | 0 | 0 | 0 | 0 | 1638.4544
2025-10-19 | 2346.996 | 9.92 | 0.01 | 1 | 0 | 0 | 0 | 0 | 0 | 1 | 0 | 0 | 0 | 0 | 0 | 0 | 0 | 0 | 0 | 0 | 0 | 0 | 0 | 0 | 0 | 0 | 0 | 0 | 1738.7172
2025-10-19 | 2465.957 | 9.72 | 0.04 | 1 | 0 | 0 | 0 | 0 | 0 | 0 | 1 | 0 | 0 | 0 | 0 | 0 | 0 | 0 | 0 | 0 | 0 | 0 | 0 | 0 | 0 | 0 | 0 | 0 | 1935.0685
2025-10-19 | 2555.878 | 9.61 | 0.13 | 1 | 0 | 0 | 0 | 0 | 0 | 0 | 0 | 1 | 0 | 0 | 0 | 0 | 0 | 0 | 0 | 0 | 0 | 0 | 0 | 0 | 0 | 0 | 0 | 0 | 2157.0499
2025-10-19 | 2784.457 | 8.34 | 0.15 | 1 | 0 | 0 | 0 | 0 | 0 | 0 | 0 | 0 | 1 | 0 | 0 | 0 | 0 | 0 | 0 | 0 | 0 | 0 | 0 | 0 | 0 | 0 | 0 | 0 | 2350.7154
2025-10-19 | 3088.745 | 6.78 | 0.23 | 1 | 0 | 0 | 0 | 0 | 0 | 0 | 0 | 0 | 0 | 1 | 0 | 0 | 0 | 0 | 0 | 0 | 0 | 0 | 0 | 0 | 0 | 0 | 0 | 0 | 2483.7846
2025-10-19 | 3249.991 | 5.36 | 0.28 | 1 | 0 | 0 | 0 | 0 | 0 | 0 | 0 | 0 | 0 | 0 | 1 | 0 | 0 | 0 | 0 | 0 | 0 | 0 | 0 | 0 | 0 | 0 | 0 | 0 | 2540.9216
2025-10-19 | 3326.271 | 4.16 | 0.48 | 1 | 0 | 0 | 0 | 0 | 0 | 0 | 0 | 0 | 0 | 0 | 0 | 1 | 0 | 0 | 0 | 0 | 0 | 0 | 0 | 0 | 0 | 0 | 0 | 0 | 2522.823
2025-10-19 | 3337.64 | 3.44 | 0.86 | 1 | 0 | 0 | 0 | 0 | 0 | 0 | 0 | 0 | 0 | 0 | 0 | 0 | 1 | 0 | 0 | 0 | 0 | 0 | 0 | 0 | 0 | 0 | 0 | 0 | 2512.8271
2025-10-19 | 3289.221 | 3.24 | 1 | 1 | 0 | 0 | 0 | 0 | 0 | 0 | 0 | 0 | 0 | 0 | 0 | 0 | 0 | 1 | 0 | 0 | 0 | 0 | 0 | 0 | 0 | 0 | 0 | 0 | 2494.9883
2025-10-19 | 3291.279 | 3.18 | 1.17 | 1 | 0 | 0 | 0 | 0 | 0 | 0 | 0 | 0 | 0 | 0 | 0 | 0 | 0 | 0 | 1 | 0 | 0 | 0 | 0 | 0 | 0 | 0 | 0 | 0 | 2452.6798
2025-10-19 | 3208.239 | 3.46 | 0.74 | 1 | 0 | 0 | 0 | 0 | 0 | 0 | 0 | 0 | 0 | 0 | 0 | 0 | 0 | 0 | 0 | 1 | 0 | 0 | 0 | 0 | 0 | 0 | 0 | 0 | 2303.7407
2025-10-19 | 3111.828 | 3.88 | 0.63 | 1 | 0 | 0 | 0 | 0 | 0 | 0 | 0 | 0 | 0 | 0 | 0 | 0 | 0 | 0 | 0 | 0 | 1 | 0 | 0 | 0 | 0 | 0 | 0 | 0 | 2143.5349
2025-10-19 | 3124.423 | 4.24 | 0.15 | 1 | 0 | 0 | 0 | 0 | 0 | 0 | 0 | 0 | 0 | 0 | 0 | 0 | 0 | 0 | 0 | 0 | 0 | 1 | 0 | 0 | 0 | 0 | 0 | 0 | 1984.2754
2025-10-19 | 2974.203 | 5.12 | 0 | 1 | 0 | 0 | 0 | 0 | 0 | 0 | 0 | 0 | 0 | 0 | 0 | 0 | 0 | 0 | 0 | 0 | 0 | 0 | 1 | 0 | 0 | 0 | 0 | 0 | 1940.1953
2025-10-19 | 2816.335 | 5.58 | 0 | 1 | 0 | 0 | 0 | 0 | 0 | 0 | 0 | 0 | 0 | 0 | 0 | 0 | 0 | 0 | 0 | 0 | 0 | 0 | 0 | 1 | 0 | 0 | 0 | 0 | 1897.9812
2025-10-19 | 2496.501 | 6.17 | 0 | 1 | 0 | 0 | 0 | 0 | 0 | 0 | 0 | 0 | 0 | 0 | 0 | 0 | 0 | 0 | 0 | 0 | 0 | 0 | 0 | 0 | 1 | 0 | 0 | 0 | 1820.2364
2025-10-19 | 2235.397 | 6.94 | 0 | 1 | 0 | 0 | 0 | 0 | 0 | 0 | 0 | 0 | 0 | 0 | 0 | 0 | 0 | 0 | 0 | 0 | 0 | 0 | 0 | 0 | 0 | 1 | 0 | 0 | 1722.1946
2025-10-19 | 2076.347 | 7.23 | 0 | 1 | 0 | 0 | 0 | 0 | 0 | 0 | 0 | 0 | 0 | 0 | 0 | 0 | 0 | 0 | 0 | 0 | 0 | 0 | 0 | 0 | 0 | 0 | 1 | 0 | 1624.5384
2025-10-19 | 1980.122 | 7.31 | 0 | 1 | 0 | 0 | 0 | 0 | 0 | 0 | 0 | 0 | 0 | 0 | 0 | 0 | 0 | 0 | 0 | 0 | 0 | 0 | 0 | 0 | 0 | 0 | 0 | 1 | 1549.7543
2025-10-20 | 2234.997 | 8.37 | 0 | 0 | 1 | 0 | 0 | 0 | 0 | 0 | 0 | 0 | 0 | 0 | 0 | 0 | 0 | 0 | 0 | 0 | 0 | 0 | 0 | 0 | 0 | 0 | 0 | 0 | 1815.3221
2025-10-20 | 2183.574 | 8.25 | 0 | 0 | 0 | 1 | 0 | 0 | 0 | 0 | 0 | 0 | 0 | 0 | 0 | 0 | 0 | 0 | 0 | 0 | 0 | 0 | 0 | 0 | 0 | 0 | 0 | 0 | 1786.2076
2025-10-20 | 2200.696 | 7.95 | 0 | 0 | 0 | 0 | 1 | 0 | 0 | 0 | 0 | 0 | 0 | 0 | 0 | 0 | 0 | 0 | 0 | 0 | 0 | 0 | 0 | 0 | 0 | 0 | 0 | 0 | 1768.6425
2025-10-20 | 2344.82 | 8.55 | 0 | 0 | 0 | 0 | 0 | 1 | 0 | 0 | 0 | 0 | 0 | 0 | 0 | 0 | 0 | 0 | 0 | 0 | 0 | 0 | 0 | 0 | 0 | 0 | 0 | 0 | 1809.9656
2025-10-20 | 2305.281 | 8.73 | 0 | 0 | 0 | 0 | 0 | 0 | 1 | 0 | 0 | 0 | 0 | 0 | 0 | 0 | 0 | 0 | 0 | 0 | 0 | 0 | 0 | 0 | 0 | 0 | 0 | 0 | 1858.9283
2025-10-20 | 2505.631 | 8.94 | 0 | 0 | 0 | 0 | 0 | 0 | 0 | 1 | 0 | 0 | 0 | 0 | 0 | 0 | 0 | 0 | 0 | 0 | 0 | 0 | 0 | 0 | 0 | 0 | 0 | 0 | 1969.9758
2025-10-20 | 3023.894 | 8.91 | 0 | 0 | 0 | 0 | 0 | 0 | 0 | 0 | 1 | 0 | 0 | 0 | 0 | 0 | 0 | 0 | 0 | 0 | 0 | 0 | 0 | 0 | 0 | 0 | 0 | 0 | 2169.2027
2025-10-20 | 3529.285 | 9.05 | 0 | 0 | 0 | 0 | 0 | 0 | 0 | 0 | 0 | 1 | 0 | 0 | 0 | 0 | 0 | 0 | 0 | 0 | 0 | 0 | 0 | 0 | 0 | 0 | 0 | 0 | 2391.0698
2025-10-20 | 3896.465 | 7.78 | 0 | 0 | 0 | 0 | 0 | 0 | 0 | 0 | 0 | 0 | 1 | 0 | 0 | 0 | 0 | 0 | 0 | 0 | 0 | 0 | 0 | 0 | 0 | 0 | 0 | 0 | 2582.8421
2025-10-20 | 4090.836 | 6.64 | 0 | 0 | 0 | 0 | 0 | 0 | 0 | 0 | 0 | 0 | 0 | 1 | 0 | 0 | 0 | 0 | 0 | 0 | 0 | 0 | 0 | 0 | 0 | 0 | 0 | 0 | 2722.459
2025-10-20 | 4157.424 | 5.32 | 0 | 0 | 0 | 0 | 0 | 0 | 0 | 0 | 0 | 0 | 0 | 0 | 1 | 0 | 0 | 0 | 0 | 0 | 0 | 0 | 0 | 0 | 0 | 0 | 0 | 0 | 2778.2251
2025-10-20 | 4172.082 | 4.69 | 0.25 | 0 | 0 | 0 | 0 | 0 | 0 | 0 | 0 | 0 | 0 | 0 | 0 | 1 | 0 | 0 | 0 | 0 | 0 | 0 | 0 | 0 | 0 | 0 | 0 | 0 | 2784.023
2025-10-20 | 4479.472 | 4.58 | 0.44 | 0 | 0 | 0 | 0 | 0 | 0 | 0 | 0 | 0 | 0 | 0 | 0 | 0 | 1 | 0 | 0 | 0 | 0 | 0 | 0 | 0 | 0 | 0 | 0 | 0 | 2776.55
2025-10-20 | 4439.593 | 4.22 | 0.64 | 0 | 0 | 0 | 0 | 0 | 0 | 0 | 0 | 0 | 0 | 0 | 0 | 0 | 0 | 1 | 0 | 0 | 0 | 0 | 0 | 0 | 0 | 0 | 0 | 0 | 2759.0116
2025-10-20 | 4341.443 | 4.02 | 0.81 | 0 | 0 | 0 | 0 | 0 | 0 | 0 | 0 | 0 | 0 | 0 | 0 | 0 | 0 | 0 | 1 | 0 | 0 | 0 | 0 | 0 | 0 | 0 | 0 | 0 | 2711.9963
2025-10-20 | 4110.98 | 4.24 | 0.91 | 0 | 0 | 0 | 0 | 0 | 0 | 0 | 0 | 0 | 0 | 0 | 0 | 0 | 0 | 0 | 0 | 1 | 0 | 0 | 0 | 0 | 0 | 0 | 0 | 0 | 2611.2099
2025-10-20 | 3672.136 | 4.46 | 0.84 | 0 | 0 | 0 | 0 | 0 | 0 | 0 | 0 | 0 | 0 | 0 | 0 | 0 | 0 | 0 | 0 | 0 | 1 | 0 | 0 | 0 | 0 | 0 | 0 | 0 | 2448.0664
2025-10-20 | 3444.2 | 4.84 | 0.51 | 0 | 0 | 0 | 0 | 0 | 0 | 0 | 0 | 0 | 0 | 0 | 0 | 0 | 0 | 0 | 0 | 0 | 0 | 1 | 0 | 0 | 0 | 0 | 0 | 0 | 2303.6784
2025-10-20 | 3340.283 | 5.76 | 0.18 | 0 | 0 | 0 | 0 | 0 | 0 | 0 | 0 | 0 | 0 | 0 | 0 | 0 | 0 | 0 | 0 | 0 | 0 | 0 | 1 | 0 | 0 | 0 | 0 | 0 | 2243.9042
2025-10-20 | 3062.416 | 6.35 | 0.02 | 0 | 0 | 0 | 0 | 0 | 0 | 0 | 0 | 0 | 0 | 0 | 0 | 0 | 0 | 0 | 0 | 0 | 0 | 0 | 0 | 1 | 0 | 0 | 0 | 0 | 2190.9151
2025-10-20 | 2813.667 | 7.22 | 0 | 0 | 0 | 0 | 0 | 0 | 0 | 0 | 0 | 0 | 0 | 0 | 0 | 0 | 0 | 0 | 0 | 0 | 0 | 0 | 0 | 0 | 1 | 0 | 0 | 0 | 2120.6908
2025-10-20 | 2608.71 | 7.79 | 0 | 0 | 0 | 0 | 0 | 0 | 0 | 0 | 0 | 0 | 0 | 0 | 0 | 0 | 0 | 0 | 0 | 0 | 0 | 0 | 0 | 0 | 0 | 1 | 0 | 0 | 2015.925
2025-10-20 | 2474.726 | 8.04 | 0 | 0 | 0 | 0 | 0 | 0 | 0 | 0 | 0 | 0 | 0 | 0 | 0 | 0 | 0 | 0 | 0 | 0 | 0 | 0 | 0 | 0 | 0 | 0 | 1 | 0 | 1916.9239
2025-10-20 | 2379.609 | 8.26 | 0 | 0 | 0 | 0 | 0 | 0 | 0 | 0 | 0 | 0 | 0 | 0 | 0 | 0 | 0 | 0 | 0 | 0 | 0 | 0 | 0 | 0 | 0 | 0 | 0 | 1 | 1846.8467
2025-10-21 | 2328.666 | 8.67 | 0 | 0 | 1 | 0 | 0 | 0 | 0 | 0 | 0 | 0 | 0 | 0 | 0 | 0 | 0 | 0 | 0 | 0 | 0 | 0 | 0 | 0 | 0 | 0 | 0 | 0 | 1825.4082
2025-10-21 | 2331.959 | 8.68 | 0 | 0 | 0 | 1 | 0 | 0 | 0 | 0 | 0 | 0 | 0 | 0 | 0 | 0 | 0 | 0 | 0 | 0 | 0 | 0 | 0 | 0 | 0 | 0 | 0 | 0 | 1800.6644
2025-10-21 | 2382.228 | 8.91 | 0 | 0 | 0 | 0 | 1 | 0 | 0 | 0 | 0 | 0 | 0 | 0 | 0 | 0 | 0 | 0 | 0 | 0 | 0 | 0 | 0 | 0 | 0 | 0 | 0 | 0 | 1800.918
2025-10-21 | 2415.94 | 9.26 | 0 | 0 | 0 | 0 | 0 | 1 | 0 | 0 | 0 | 0 | 0 | 0 | 0 | 0 | 0 | 0 | 0 | 0 | 0 | 0 | 0 | 0 | 0 | 0 | 0 | 0 | 1833.836
2025-10-21 | 2488.905 | 9.57 | 0 | 0 | 0 | 0 | 0 | 0 | 1 | 0 | 0 | 0 | 0 | 0 | 0 | 0 | 0 | 0 | 0 | 0 | 0 | 0 | 0 | 0 | 0 | 0 | 0 | 0 | 1887.1694
2025-10-21 | 2768.744 | 9.58 | 0 | 0 | 0 | 0 | 0 | 0 | 0 | 1 | 0 | 0 | 0 | 0 | 0 | 0 | 0 | 0 | 0 | 0 | 0 | 0 | 0 | 0 | 0 | 0 | 0 | 0 | 1991.4928
2025-10-21 | 3253.365 | 9.06 | 0 | 0 | 0 | 0 | 0 | 0 | 0 | 0 | 1 | 0 | 0 | 0 | 0 | 0 | 0 | 0 | 0 | 0 | 0 | 0 | 0 | 0 | 0 | 0 | 0 | 0 | 2174.2458
2025-10-21 | 3717.133 | 8.5 | 0 | 0 | 0 | 0 | 0 | 0 | 0 | 0 | 0 | 1 | 0 | 0 | 0 | 0 | 0 | 0 | 0 | 0 | 0 | 0 | 0 | 0 | 0 | 0 | 0 | 0 | 2372.5786
2025-10-21 | 4112.952 | 7.14 | 0 | 0 | 0 | 0 | 0 | 0 | 0 | 0 | 0 | 0 | 1 | 0 | 0 | 0 | 0 | 0 | 0 | 0 | 0 | 0 | 0 | 0 | 0 | 0 | 0 | 0 | 2561.3251
2025-10-21 | 4347.603 | 6.04 | 0.07 | 0 | 0 | 0 | 0 | 0 | 0 | 0 | 0 | 0 | 0 | 1 | 0 | 0 | 0 | 0 | 0 | 0 | 0 | 0 | 0 | 0 | 0 | 0 | 0 | 0 | 2708.913
2025-10-21 | 4526.944 | 5.22 | 0.26 | 0 | 0 | 0 | 0 | 0 | 0 | 0 | 0 | 0 | 0 | 0 | 1 | 0 | 0 | 0 | 0 | 0 | 0 | 0 | 0 | 0 | 0 | 0 | 0 | 0 | 2799.4747
2025-10-21 | 4561.714 | 4.52 | 0.45 | 0 | 0 | 0 | 0 | 0 | 0 | 0 | 0 | 0 | 0 | 0 | 0 | 1 | 0 | 0 | 0 | 0 | 0 | 0 | 0 | 0 | 0 | 0 | 0 | 0 | 2797.2395
2025-10-21 | 4496.701 | 4.46 | 0.68 | 0 | 0 | 0 | 0 | 0 | 0 | 0 | 0 | 0 | 0 | 0 | 0 | 0 | 1 | 0 | 0 | 0 | 0 | 0 | 0 | 0 | 0 | 0 | 0 | 0 | 2795.234
2025-10-21 | 4410.903 | 4.48 | 0.86 | 0 | 0 | 0 | 0 | 0 | 0 | 0 | 0 | 0 | 0 | 0 | 0 | 0 | 0 | 1 | 0 | 0 | 0 | 0 | 0 | 0 | 0 | 0 | 0 | 0 | 2788.5782
2025-10-21 | 4425.876 | 4.24 | 1.09 | 0 | 0 | 0 | 0 | 0 | 0 | 0 | 0 | 0 | 0 | 0 | 0 | 0 | 0 | 0 | 1 | 0 | 0 | 0 | 0 | 0 | 0 | 0 | 0 | 0 | 2745.8976
2025-10-21 | 4149.29 | 4.23 | 1.07 | 0 | 0 | 0 | 0 | 0 | 0 | 0 | 0 | 0 | 0 | 0 | 0 | 0 | 0 | 0 | 0 | 1 | 0 | 0 | 0 | 0 | 0 | 0 | 0 | 0 | 2626.0193
2025-10-21 | 3733.716 | 4.49 | 0.92 | 0 | 0 | 0 | 0 | 0 | 0 | 0 | 0 | 0 | 0 | 0 | 0 | 0 | 0 | 0 | 0 | 0 | 1 | 0 | 0 | 0 | 0 | 0 | 0 | 0 | 2456.6479
2025-10-21 | 3570.768 | 4.89 | 0.48 | 0 | 0 | 0 | 0 | 0 | 0 | 0 | 0 | 0 | 0 | 0 | 0 | 0 | 0 | 0 | 0 | 0 | 0 | 1 | 0 | 0 | 0 | 0 | 0 | 0 | 2302.5196
2025-10-21 | 3382.58 | 5.72 | 0.4 | 0 | 0 | 0 | 0 | 0 | 0 | 0 | 0 | 0 | 0 | 0 | 0 | 0 | 0 | 0 | 0 | 0 | 0 | 0 | 1 | 0 | 0 | 0 | 0 | 0 | 2263.3846
2025-10-21 | 3105.11 | 5.94 | 0.25 | 0 | 0 | 0 | 0 | 0 | 0 | 0 | 0 | 0 | 0 | 0 | 0 | 0 | 0 | 0 | 0 | 0 | 0 | 0 | 0 | 1 | 0 | 0 | 0 | 0 | 2198.9026
2025-10-21 | 2837.045 | 6.63 | 0.04 | 0 | 0 | 0 | 0 | 0 | 0 | 0 | 0 | 0 | 0 | 0 | 0 | 0 | 0 | 0 | 0 | 0 | 0 | 0 | 0 | 0 | 1 | 0 | 0 | 0 | 2104.6413
2025-10-21 | 2599.184 | 6.96 | 0 | 0 | 0 | 0 | 0 | 0 | 0 | 0 | 0 | 0 | 0 | 0 | 0 | 0 | 0 | 0 | 0 | 0 | 0 | 0 | 0 | 0 | 0 | 1 | 0 | 0 | 1988.0201
2025-10-21 | 2424.182 | 7.49 | 0 | 0 | 0 | 0 | 0 | 0 | 0 | 0 | 0 | 0 | 0 | 0 | 0 | 0 | 0 | 0 | 0 | 0 | 0 | 0 | 0 | 0 | 0 | 0 | 1 | 0 | 1898.4327
2025-10-21 | 2342.619 | 7.53 | 0 | 0 | 0 | 0 | 0 | 0 | 0 | 0 | 0 | 0 | 0 | 0 | 0 | 0 | 0 | 0 | 0 | 0 | 0 | 0 | 0 | 0 | 0 | 0 | 0 | 1 | 1822.3039
2025-10-22 | 2320.658 | 8.11 | 0 | 0 | 1 | 0 | 0 | 0 | 0 | 0 | 0 | 0 | 0 | 0 | 0 | 0 | 0 | 0 | 0 | 0 | 0 | 0 | 0 | 0 | 0 | 0 | 0 | 0 | 1806.5808
2025-10-22 | 2271.539 | 8.64 | 0 | 0 | 0 | 1 | 0 | 0 | 0 | 0 | 0 | 0 | 0 | 0 | 0 | 0 | 0 | 0 | 0 | 0 | 0 | 0 | 0 | 0 | 0 | 0 | 0 | 0 | 1799.3195
2025-10-22 | 2295.312 | 8.69 | 0 | 0 | 0 | 0 | 1 | 0 | 0 | 0 | 0 | 0 | 0 | 0 | 0 | 0 | 0 | 0 | 0 | 0 | 0 | 0 | 0 | 0 | 0 | 0 | 0 | 0 | 1793.5216
2025-10-22 | 2356.794 | 9.09 | 0 | 0 | 0 | 0 | 0 | 1 | 0 | 0 | 0 | 0 | 0 | 0 | 0 | 0 | 0 | 0 | 0 | 0 | 0 | 0 | 0 | 0 | 0 | 0 | 0 | 0 | 1828.1206
2025-10-22 | 2488.542 | 9.26 | 0 | 0 | 0 | 0 | 0 | 0 | 1 | 0 | 0 | 0 | 0 | 0 | 0 | 0 | 0 | 0 | 0 | 0 | 0 | 0 | 0 | 0 | 0 | 0 | 0 | 0 | 1876.7471
2025-10-22 | 2748.172 | 9.42 | 0 | 0 | 0 | 0 | 0 | 0 | 0 | 1 | 0 | 0 | 0 | 0 | 0 | 0 | 0 | 0 | 0 | 0 | 0 | 0 | 0 | 0 | 0 | 0 | 0 | 0 | 1986.1135
2025-10-22 | 3326.077 | 9.54 | 0 | 0 | 0 | 0 | 0 | 0 | 0 | 0 | 1 | 0 | 0 | 0 | 0 | 0 | 0 | 0 | 0 | 0 | 0 | 0 | 0 | 0 | 0 | 0 | 0 | 0 | 2190.3835
2025-10-22 | 3793.664 | 10.16 | 0 | 0 | 0 | 0 | 0 | 0 | 0 | 0 | 0 | 1 | 0 | 0 | 0 | 0 | 0 | 0 | 0 | 0 | 0 | 0 | 0 | 0 | 0 | 0 | 0 | 0 | 2428.3883
2025-10-22 | 4233.669 | 9.01 | 0 | 0 | 0 | 0 | 0 | 0 | 0 | 0 | 0 | 0 | 1 | 0 | 0 | 0 | 0 | 0 | 0 | 0 | 0 | 0 | 0 | 0 | 0 | 0 | 0 | 0 | 2624.1951
2025-10-22 | 4384.655 | 7.63 | 0 | 0 | 0 | 0 | 0 | 0 | 0 | 0 | 0 | 0 | 0 | 1 | 0 | 0 | 0 | 0 | 0 | 0 | 0 | 0 | 0 | 0 | 0 | 0 | 0 | 0 | 2755.7431
2025-10-22 | 4481.087 | 6.65 | 0.37 | 0 | 0 | 0 | 0 | 0 | 0 | 0 | 0 | 0 | 0 | 0 | 1 | 0 | 0 | 0 | 0 | 0 | 0 | 0 | 0 | 0 | 0 | 0 | 0 | 0 | 2857.9643
2025-10-22 | 4465.376 | 5.91 | 0.74 | 0 | 0 | 0 | 0 | 0 | 0 | 0 | 0 | 0 | 0 | 0 | 0 | 1 | 0 | 0 | 0 | 0 | 0 | 0 | 0 | 0 | 0 | 0 | 0 | 0 | 2871.4232
2025-10-22 | 4478.759 | 5.44 | 0.8 | 0 | 0 | 0 | 0 | 0 | 0 | 0 | 0 | 0 | 0 | 0 | 0 | 0 | 1 | 0 | 0 | 0 | 0 | 0 | 0 | 0 | 0 | 0 | 0 | 0 | 2839.5412
2025-10-22 | 4396.078 | 5.28 | 1.08 | 0 | 0 | 0 | 0 | 0 | 0 | 0 | 0 | 0 | 0 | 0 | 0 | 0 | 0 | 1 | 0 | 0 | 0 | 0 | 0 | 0 | 0 | 0 | 0 | 0 | 2836.2997
2025-10-22 | 4388.449 | 5.26 | 1.21 | 0 | 0 | 0 | 0 | 0 | 0 | 0 | 0 | 0 | 0 | 0 | 0 | 0 | 0 | 0 | 1 | 0 | 0 | 0 | 0 | 0 | 0 | 0 | 0 | 0 | 2791.5496
2025-10-22 | 4210.749 | 5.13 | 1.02 | 0 | 0 | 0 | 0 | 0 | 0 | 0 | 0 | 0 | 0 | 0 | 0 | 0 | 0 | 0 | 0 | 1 | 0 | 0 | 0 | 0 | 0 | 0 | 0 | 0 | 2651.5446
2025-10-22 | 3827.107 | 5.13 | 0.68 | 0 | 0 | 0 | 0 | 0 | 0 | 0 | 0 | 0 | 0 | 0 | 0 | 0 | 0 | 0 | 0 | 0 | 1 | 0 | 0 | 0 | 0 | 0 | 0 | 0 | 2455.4464
2025-10-22 | 3574.994 | 5.69 | 0.43 | 0 | 0 | 0 | 0 | 0 | 0 | 0 | 0 | 0 | 0 | 0 | 0 | 0 | 0 | 0 | 0 | 0 | 0 | 1 | 0 | 0 | 0 | 0 | 0 | 0 | 2324.6828
2025-10-22 | 3427.486 | 6.38 | 0.24 | 0 | 0 | 0 | 0 | 0 | 0 | 0 | 0 | 0 | 0 | 0 | 0 | 0 | 0 | 0 | 0 | 0 | 0 | 0 | 1 | 0 | 0 | 0 | 0 | 0 | 2270.4284
2025-10-22 | 3166.065 | 7.35 | 0.17 | 0 | 0 | 0 | 0 | 0 | 0 | 0 | 0 | 0 | 0 | 0 | 0 | 0 | 0 | 0 | 0 | 0 | 0 | 0 | 0 | 1 | 0 | 0 | 0 | 0 | 2238.7344
2025-10-22 | 2890.238 | 7.93 | 0.03 | 0 | 0 | 0 | 0 | 0 | 0 | 0 | 0 | 0 | 0 | 0 | 0 | 0 | 0 | 0 | 0 | 0 | 0 | 0 | 0 | 0 | 1 | 0 | 0 | 0 | 2147.4011
2025-10-22 | 2668.979 | 8.41 | 0 | 0 | 0 | 0 | 0 | 0 | 0 | 0 | 0 | 0 | 0 | 0 | 0 | 0 | 0 | 0 | 0 | 0 | 0 | 0 | 0 | 0 | 0 | 1 | 0 | 0 | 2036.7696
2025-10-22 | 2499.23 | 8.7 | 0 | 0 | 0 | 0 | 0 | 0 | 0 | 0 | 0 | 0 | 0 | 0 | 0 | 0 | 0 | 0 | 0 | 0 | 0 | 0 | 0 | 0 | 0 | 0 | 1 | 0 | 1939.1133
2025-10-22 | 2406.97 | 9.13 | 0 | 0 | 0 | 0 | 0 | 0 | 0 | 0 | 0 | 0 | 0 | 0 | 0 | 0 | 0 | 0 | 0 | 0 | 0 | 0 | 0 | 0 | 0 | 0 | 0 | 1 | 1876.0964
2025-10-23 | 2413.454 | 9.56 | 0 | 0 | 1 | 0 | 0 | 0 | 0 | 0 | 0 | 0 | 0 | 0 | 0 | 0 | 0 | 0 | 0 | 0 | 0 | 0 | 0 | 0 | 0 | 0 | 0 | 0 | 1855.3303
2025-10-23 | 2372.803 | 10.01 | 0 | 0 | 0 | 1 | 0 | 0 | 0 | 0 | 0 | 0 | 0 | 0 | 0 | 0 | 0 | 0 | 0 | 0 | 0 | 0 | 0 | 0 | 0 | 0 | 0 | 0 | 1845.3794
2025-10-23 | 2368.732 | 10.19 | 0 | 0 | 0 | 0 | 1 | 0 | 0 | 0 | 0 | 0 | 0 | 0 | 0 | 0 | 0 | 0 | 0 | 0 | 0 | 0 | 0 | 0 | 0 | 0 | 0 | 0 | 1843.9521
2025-10-23 | 2440.492 | 10.15 | 0 | 0 | 0 | 0 | 0 | 1 | 0 | 0 | 0 | 0 | 0 | 0 | 0 | 0 | 0 | 0 | 0 | 0 | 0 | 0 | 0 | 0 | 0 | 0 | 0 | 0 | 1863.7581
2025-10-23 | 2538.765 | 10.05 | 0 | 0 | 0 | 0 | 0 | 0 | 1 | 0 | 0 | 0 | 0 | 0 | 0 | 0 | 0 | 0 | 0 | 0 | 0 | 0 | 0 | 0 | 0 | 0 | 0 | 0 | 1903.3071
2025-10-23 | 2773.836 | 9.98 | 0 | 0 | 0 | 0 | 0 | 0 | 0 | 1 | 0 | 0 | 0 | 0 | 0 | 0 | 0 | 0 | 0 | 0 | 0 | 0 | 0 | 0 | 0 | 0 | 0 | 0 | 2004.9409
2025-10-23 | 3407.432 | 9.89 | 0 | 0 | 0 | 0 | 0 | 0 | 0 | 0 | 1 | 0 | 0 | 0 | 0 | 0 | 0 | 0 | 0 | 0 | 0 | 0 | 0 | 0 | 0 | 0 | 0 | 0 | 2202.1506
2025-10-23 | 3926.32 | 9.94 | 0 | 0 | 0 | 0 | 0 | 0 | 0 | 0 | 0 | 1 | 0 | 0 | 0 | 0 | 0 | 0 | 0 | 0 | 0 | 0 | 0 | 0 | 0 | 0 | 0 | 0 | 2420.9919
2025-10-23 | 4221.38 | 8.76 | 0 | 0 | 0 | 0 | 0 | 0 | 0 | 0 | 0 | 0 | 1 | 0 | 0 | 0 | 0 | 0 | 0 | 0 | 0 | 0 | 0 | 0 | 0 | 0 | 0 | 0 | 2615.79
2025-10-23 | 4527.353 | 7.25 | 0 | 0 | 0 | 0 | 0 | 0 | 0 | 0 | 0 | 0 | 0 | 1 | 0 | 0 | 0 | 0 | 0 | 0 | 0 | 0 | 0 | 0 | 0 | 0 | 0 | 0 | 2742.9674
2025-10-23 | 4630.645 | 5.92 | 0.16 | 0 | 0 | 0 | 0 | 0 | 0 | 0 | 0 | 0 | 0 | 0 | 1 | 0 | 0 | 0 | 0 | 0 | 0 | 0 | 0 | 0 | 0 | 0 | 0 | 0 | 2813.5429
2025-10-23 | 4578.095 | 5.07 | 0.29 | 0 | 0 | 0 | 0 | 0 | 0 | 0 | 0 | 0 | 0 | 0 | 0 | 1 | 0 | 0 | 0 | 0 | 0 | 0 | 0 | 0 | 0 | 0 | 0 | 0 | 2800.5851
2025-10-23 | 4550.559 | 4.59 | 0.35 | 0 | 0 | 0 | 0 | 0 | 0 | 0 | 0 | 0 | 0 | 0 | 0 | 0 | 1 | 0 | 0 | 0 | 0 | 0 | 0 | 0 | 0 | 0 | 0 | 0 | 2768.3668
2025-10-23 | 4557.941 | 4.12 | 0.42 | 0 | 0 | 0 | 0 | 0 | 0 | 0 | 0 | 0 | 0 | 0 | 0 | 0 | 0 | 1 | 0 | 0 | 0 | 0 | 0 | 0 | 0 | 0 | 0 | 0 | 2734.8244
2025-10-23 | 4481.994 | 3.6 | 0.64 | 0 | 0 | 0 | 0 | 0 | 0 | 0 | 0 | 0 | 0 | 0 | 0 | 0 | 0 | 0 | 1 | 0 | 0 | 0 | 0 | 0 | 0 | 0 | 0 | 0 | 2681.7836
2025-10-23 | 4216.792 | 3.99 | 0.79 | 0 | 0 | 0 | 0 | 0 | 0 | 0 | 0 | 0 | 0 | 0 | 0 | 0 | 0 | 0 | 0 | 1 | 0 | 0 | 0 | 0 | 0 | 0 | 0 | 0 | 2591.4456
2025-10-23 | 3748.168 | 4.32 | 0.68 | 0 | 0 | 0 | 0 | 0 | 0 | 0 | 0 | 0 | 0 | 0 | 0 | 0 | 0 | 0 | 0 | 0 | 1 | 0 | 0 | 0 | 0 | 0 | 0 | 0 | 2428.214
2025-10-23 | 3566.523 | 5.07 | 0.57 | 0 | 0 | 0 | 0 | 0 | 0 | 0 | 0 | 0 | 0 | 0 | 0 | 0 | 0 | 0 | 0 | 0 | 0 | 1 | 0 | 0 | 0 | 0 | 0 | 0 | 2317.0907
2025-10-23 | 3407.422 | 5.99 | 0.51 | 0 | 0 | 0 | 0 | 0 | 0 | 0 | 0 | 0 | 0 | 0 | 0 | 0 | 0 | 0 | 0 | 0 | 0 | 0 | 1 | 0 | 0 | 0 | 0 | 0 | 2282.8747
2025-10-23 | 3162.381 | 6.57 | 0.21 | 0 | 0 | 0 | 0 | 0 | 0 | 0 | 0 | 0 | 0 | 0 | 0 | 0 | 0 | 0 | 0 | 0 | 0 | 0 | 0 | 1 | 0 | 0 | 0 | 0 | 2216.297
2025-10-23 | 2920.3 | 6.96 | 0.06 | 0 | 0 | 0 | 0 | 0 | 0 | 0 | 0 | 0 | 0 | 0 | 0 | 0 | 0 | 0 | 0 | 0 | 0 | 0 | 0 | 0 | 1 | 0 | 0 | 0 | 2117.6292
2025-10-23 | 2714.654 | 7.26 | 0 | 0 | 0 | 0 | 0 | 0 | 0 | 0 | 0 | 0 | 0 | 0 | 0 | 0 | 0 | 0 | 0 | 0 | 0 | 0 | 0 | 0 | 0 | 1 | 0 | 0 | 1998.1062
2025-10-23 | 2503.138 | 7.88 | 0 | 0 | 0 | 0 | 0 | 0 | 0 | 0 | 0 | 0 | 0 | 0 | 0 | 0 | 0 | 0 | 0 | 0 | 0 | 0 | 0 | 0 | 0 | 0 | 1 | 0 | 1911.5447
2025-10-23 | 2439.32 | 8.79 | 0 | 0 | 0 | 0 | 0 | 0 | 0 | 0 | 0 | 0 | 0 | 0 | 0 | 0 | 0 | 0 | 0 | 0 | 0 | 0 | 0 | 0 | 0 | 0 | 0 | 1 | 1864.6655
2025-10-24 | 2373.412 | 9.57 | 0 | 0 | 1 | 0 | 0 | 0 | 0 | 0 | 0 | 0 | 0 | 0 | 0 | 0 | 0 | 0 | 0 | 0 | 0 | 0 | 0 | 0 | 0 | 0 | 0 | 0 | 1855.6665
2025-10-24 | 2369.64 | 9.9 | 0 | 0 | 0 | 1 | 0 | 0 | 0 | 0 | 0 | 0 | 0 | 0 | 0 | 0 | 0 | 0 | 0 | 0 | 0 | 0 | 0 | 0 | 0 | 0 | 0 | 0 | 1841.6811
2025-10-24 | 2374.94 | 10.03 | 0 | 0 | 0 | 0 | 1 | 0 | 0 | 0 | 0 | 0 | 0 | 0 | 0 | 0 | 0 | 0 | 0 | 0 | 0 | 0 | 0 | 0 | 0 | 0 | 0 | 0 | 1838.5728
2025-10-24 | 2409.657 | 9.9 | 0 | 0 | 0 | 0 | 0 | 1 | 0 | 0 | 0 | 0 | 0 | 0 | 0 | 0 | 0 | 0 | 0 | 0 | 0 | 0 | 0 | 0 | 0 | 0 | 0 | 0 | 1855.353
2025-10-24 | 2540.938 | 10.26 | 0 | 0 | 0 | 0 | 0 | 0 | 1 | 0 | 0 | 0 | 0 | 0 | 0 | 0 | 0 | 0 | 0 | 0 | 0 | 0 | 0 | 0 | 0 | 0 | 0 | 0 | 1910.3674
2025-10-24 | 2755.32 | 10.88 | 0 | 0 | 0 | 0 | 0 | 0 | 0 | 1 | 0 | 0 | 0 | 0 | 0 | 0 | 0 | 0 | 0 | 0 | 0 | 0 | 0 | 0 | 0 | 0 | 0 | 0 | 2035.1992
2025-10-24 | 3326.772 | 10.85 | 0 | 0 | 0 | 0 | 0 | 0 | 0 | 0 | 1 | 0 | 0 | 0 | 0 | 0 | 0 | 0 | 0 | 0 | 0 | 0 | 0 | 0 | 0 | 0 | 0 | 0 | 2234.4261
2025-10-24 | 3799.141 | 11.28 | 0 | 0 | 0 | 0 | 0 | 0 | 0 | 0 | 0 | 1 | 0 | 0 | 0 | 0 | 0 | 0 | 0 | 0 | 0 | 0 | 0 | 0 | 0 | 0 | 0 | 0 | 2466.0431
2025-10-24 | 4199.302 | 10.14 | 0 | 0 | 0 | 0 | 0 | 0 | 0 | 0 | 0 | 0 | 1 | 0 | 0 | 0 | 0 | 0 | 0 | 0 | 0 | 0 | 0 | 0 | 0 | 0 | 0 | 0 | 2662.186
2025-10-24 | 4409.929 | 8.81 | 0 | 0 | 0 | 0 | 0 | 0 | 0 | 0 | 0 | 0 | 0 | 1 | 0 | 0 | 0 | 0 | 0 | 0 | 0 | 0 | 0 | 0 | 0 | 0 | 0 | 0 | 2795.4151
2025-10-24 | 4569.172 | 7.73 | 0 | 0 | 0 | 0 | 0 | 0 | 0 | 0 | 0 | 0 | 0 | 0 | 1 | 0 | 0 | 0 | 0 | 0 | 0 | 0 | 0 | 0 | 0 | 0 | 0 | 0 | 2859.25
2025-10-24 | 4475.928 | 6.74 | 0 | 0 | 0 | 0 | 0 | 0 | 0 | 0 | 0 | 0 | 0 | 0 | 0 | 1 | 0 | 0 | 0 | 0 | 0 | 0 | 0 | 0 | 0 | 0 | 0 | 0 | 2829.2796
2025-10-24 | 4527.248 | 6.14 | 0.03 | 0 | 0 | 0 | 0 | 0 | 0 | 0 | 0 | 0 | 0 | 0 | 0 | 0 | 1 | 0 | 0 | 0 | 0 | 0 | 0 | 0 | 0 | 0 | 0 | 0 | 2790.1871
2025-10-24 | 4445.171 | 6.23 | 0.14 | 0 | 0 | 0 | 0 | 0 | 0 | 0 | 0 | 0 | 0 | 0 | 0 | 0 | 0 | 1 | 0 | 0 | 0 | 0 | 0 | 0 | 0 | 0 | 0 | 0 | 2779.2584
2025-10-24 | 4204.729 | 6.27 | 0.2 | 0 | 0 | 0 | 0 | 0 | 0 | 0 | 0 | 0 | 0 | 0 | 0 | 0 | 0 | 0 | 1 | 0 | 0 | 0 | 0 | 0 | 0 | 0 | 0 | 0 | 2729.8993
2025-10-24 | 3947.721 | 6.19 | 0.16 | 0 | 0 | 0 | 0 | 0 | 0 | 0 | 0 | 0 | 0 | 0 | 0 | 0 | 0 | 0 | 0 | 1 | 0 | 0 | 0 | 0 | 0 | 0 | 0 | 0 | 2605.7744
2025-10-24 | 3607.607 | 6.46 | 0.14 | 0 | 0 | 0 | 0 | 0 | 0 | 0 | 0 | 0 | 0 | 0 | 0 | 0 | 0 | 0 | 0 | 0 | 1 | 0 | 0 | 0 | 0 | 0 | 0 | 0 | 2449.045
2025-10-24 | 3468.159 | 7.54 | 0.08 | 0 | 0 | 0 | 0 | 0 | 0 | 0 | 0 | 0 | 0 | 0 | 0 | 0 | 0 | 0 | 0 | 0 | 0 | 1 | 0 | 0 | 0 | 0 | 0 | 0 | 2353.7494
2025-10-24 | 3309.098 | 8.12 | 0 | 0 | 0 | 0 | 0 | 0 | 0 | 0 | 0 | 0 | 0 | 0 | 0 | 0 | 0 | 0 | 0 | 0 | 0 | 0 | 1 | 0 | 0 | 0 | 0 | 0 | 2306.2093
2025-10-24 | 3153.328 | 8.56 | 0 | 0 | 0 | 0 | 0 | 0 | 0 | 0 | 0 | 0 | 0 | 0 | 0 | 0 | 0 | 0 | 0 | 0 | 0 | 0 | 0 | 1 | 0 | 0 | 0 | 0 | 2263.3228
2025-10-24 | 2936.869 | 9.23 | 0 | 0 | 0 | 0 | 0 | 0 | 0 | 0 | 0 | 0 | 0 | 0 | 0 | 0 | 0 | 0 | 0 | 0 | 0 | 0 | 0 | 0 | 1 | 0 | 0 | 0 | 2188.2677
2025-10-24 | 2718.275 | 9.33 | 0.01 | 0 | 0 | 0 | 0 | 0 | 0 | 0 | 0 | 0 | 0 | 0 | 0 | 0 | 0 | 0 | 0 | 0 | 0 | 0 | 0 | 0 | 0 | 1 | 0 | 0 | 2068.6469
2025-10-24 | 2579.608 | 9.72 | 0 | 0 | 0 | 0 | 0 | 0 | 0 | 0 | 0 | 0 | 0 | 0 | 0 | 0 | 0 | 0 | 0 | 0 | 0 | 0 | 0 | 0 | 0 | 0 | 1 | 0 | 1973.4061
2025-10-24 | 2466.608 | 10.19 | 0 | 0 | 0 | 0 | 0 | 0 | 0 | 0 | 0 | 0 | 0 | 0 | 0 | 0 | 0 | 0 | 0 | 0 | 0 | 0 | 0 | 0 | 0 | 0 | 0 | 1 | 1911.7339
2025-10-25 | 2418.923 | 10.65 | 0 | 1 | 1 | 0 | 0 | 0 | 0 | 0 | 0 | 0 | 0 | 0 | 0 | 0 | 0 | 0 | 0 | 0 | 0 | 0 | 0 | 0 | 0 | 0 | 0 | 0 | 1626.8233
2025-10-25 | 2455.314 | 10.83 | 0 | 1 | 0 | 1 | 0 | 0 | 0 | 0 | 0 | 0 | 0 | 0 | 0 | 0 | 0 | 0 | 0 | 0 | 0 | 0 | 0 | 0 | 0 | 0 | 0 | 0 | 1607.795
2025-10-25 | 2454.903 | 10.97 | 0 | 1 | 0 | 0 | 1 | 0 | 0 | 0 | 0 | 0 | 0 | 0 | 0 | 0 | 0 | 0 | 0 | 0 | 0 | 0 | 0 | 0 | 0 | 0 | 0 | 0 | 1605.0228
2025-10-25 | 2484.244 | 11.19 | 0.02 | 1 | 0 | 0 | 0 | 1 | 0 | 0 | 0 | 0 | 0 | 0 | 0 | 0 | 0 | 0 | 0 | 0 | 0 | 0 | 0 | 0 | 0 | 0 | 0 | 0 | 1635.4634
2025-10-25 | 2522.402 | 11.32 | 0.06 | 1 | 0 | 0 | 0 | 0 | 1 | 0 | 0 | 0 | 0 | 0 | 0 | 0 | 0 | 0 | 0 | 0 | 0 | 0 | 0 | 0 | 0 | 0 | 0 | 0 | 1686.5315
2025-10-25 | 2677.758 | 11.5 | 0.04 | 1 | 0 | 0 | 0 | 0 | 0 | 1 | 0 | 0 | 0 | 0 | 0 | 0 | 0 | 0 | 0 | 0 | 0 | 0 | 0 | 0 | 0 | 0 | 0 | 0 | 1794.6771
2025-10-25 | 2796.144 | 11.41 | 0 | 1 | 0 | 0 | 0 | 0 | 0 | 0 | 1 | 0 | 0 | 0 | 0 | 0 | 0 | 0 | 0 | 0 | 0 | 0 | 0 | 0 | 0 | 0 | 0 | 0 | 1988.1004
2025-10-25 | 3093.026 | 11.25 | 0 | 1 | 0 | 0 | 0 | 0 | 0 | 0 | 0 | 1 | 0 | 0 | 0 | 0 | 0 | 0 | 0 | 0 | 0 | 0 | 0 | 0 | 0 | 0 | 0 | 0 | 2199.8814
2025-10-25 | 3558.012 | 10.31 | 0 | 1 | 0 | 0 | 0 | 0 | 0 | 0 | 0 | 0 | 1 | 0 | 0 | 0 | 0 | 0 | 0 | 0 | 0 | 0 | 0 | 0 | 0 | 0 | 0 | 0 | 2402.7484
2025-10-25 | 3700.601 | 9.6 | 0 | 1 | 0 | 0 | 0 | 0 | 0 | 0 | 0 | 0 | 0 | 1 | 0 | 0 | 0 | 0 | 0 | 0 | 0 | 0 | 0 | 0 | 0 | 0 | 0 | 0 | 2556.8221
2025-10-25 | 3714.539 | 8.56 | 0.05 | 1 | 0 | 0 | 0 | 0 | 0 | 0 | 0 | 0 | 0 | 0 | 1 | 0 | 0 | 0 | 0 | 0 | 0 | 0 | 0 | 0 | 0 | 0 | 0 | 0 | 2626.7348
2025-10-25 | 3752.962 | 8.01 | 0.13 | 1 | 0 | 0 | 0 | 0 | 0 | 0 | 0 | 0 | 0 | 0 | 0 | 1 | 0 | 0 | 0 | 0 | 0 | 0 | 0 | 0 | 0 | 0 | 0 | 0 | 2619.1301
2025-10-25 | 3740.02 | 7.67 | 0.14 | 1 | 0 | 0 | 0 | 0 | 0 | 0 | 0 | 0 | 0 | 0 | 0 | 0 | 1 | 0 | 0 | 0 | 0 | 0 | 0 | 0 | 0 | 0 | 0 | 0 | 2586.8857
2025-10-25 | 3637.641 | 7.36 | 0.17 | 1 | 0 | 0 | 0 | 0 | 0 | 0 | 0 | 0 | 0 | 0 | 0 | 0 | 0 | 1 | 0 | 0 | 0 | 0 | 0 | 0 | 0 | 0 | 0 | 0 | 2554.9361
2025-10-25 | 3548.592 | 7.44 | 0.26 | 1 | 0 | 0 | 0 | 0 | 0 | 0 | 0 | 0 | 0 | 0 | 0 | 0 | 0 | 0 | 1 | 0 | 0 | 0 | 0 | 0 | 0 | 0 | 0 | 0 | 2509.7616
2025-10-25 | 3420.754 | 7.55 | 0.23 | 1 | 0 | 0 | 0 | 0 | 0 | 0 | 0 | 0 | 0 | 0 | 0 | 0 | 0 | 0 | 0 | 1 | 0 | 0 | 0 | 0 | 0 | 0 | 0 | 0 | 2392.9711
2025-10-25 | 3264.015 | 7.72 | 0.22 | 1 | 0 | 0 | 0 | 0 | 0 | 0 | 0 | 0 | 0 | 0 | 0 | 0 | 0 | 0 | 0 | 0 | 1 | 0 | 0 | 0 | 0 | 0 | 0 | 0 | 2233.8263
2025-10-25 | 3329.845 | 8.18 | 0.18 | 1 | 0 | 0 | 0 | 0 | 0 | 0 | 0 | 0 | 0 | 0 | 0 | 0 | 0 | 0 | 0 | 0 | 0 | 1 | 0 | 0 | 0 | 0 | 0 | 0 | 2119.5793
2025-10-25 | 3280.424 | 8.58 | 0.05 | 1 | 0 | 0 | 0 | 0 | 0 | 0 | 0 | 0 | 0 | 0 | 0 | 0 | 0 | 0 | 0 | 0 | 0 | 0 | 1 | 0 | 0 | 0 | 0 | 0 | 2061.2546
2025-10-25 | 3109.832 | 9.01 | 0 | 1 | 0 | 0 | 0 | 0 | 0 | 0 | 0 | 0 | 0 | 0 | 0 | 0 | 0 | 0 | 0 | 0 | 0 | 0 | 0 | 1 | 0 | 0 | 0 | 0 | 2013.2989
2025-10-25 | 2945.63 | 9.43 | 0 | 1 | 0 | 0 | 0 | 0 | 0 | 0 | 0 | 0 | 0 | 0 | 0 | 0 | 0 | 0 | 0 | 0 | 0 | 0 | 0 | 0 | 1 | 0 | 0 | 0 | 1929.8387
2025-10-25 | 2817.329 | 9.87 | 0 | 1 | 0 | 0 | 0 | 0 | 0 | 0 | 0 | 0 | 0 | 0 | 0 | 0 | 0 | 0 | 0 | 0 | 0 | 0 | 0 | 0 | 0 | 1 | 0 | 0 | 1820.7022
2025-10-25 | 2632.461 | 10.1 | 0 | 1 | 0 | 0 | 0 | 0 | 0 | 0 | 0 | 0 | 0 | 0 | 0 | 0 | 0 | 0 | 0 | 0 | 0 | 0 | 0 | 0 | 0 | 0 | 1 | 0 | 1721.0287
2025-10-25 | 2529.829 | 10.55 | 0 | 1 | 0 | 0 | 0 | 0 | 0 | 0 | 0 | 0 | 0 | 0 | 0 | 0 | 0 | 0 | 0 | 0 | 0 | 0 | 0 | 0 | 0 | 0 | 0 | 1 | 1658.6842
2025-10-26 | 2502.338 | 11.26 | 0 | 1 | 1 | 0 | 0 | 0 | 0 | 0 | 0 | 0 | 0 | 0 | 0 | 0 | 0 | 0 | 0 | 0 | 0 | 0 | 0 | 0 | 0 | 0 | 0 | 0 | 1647.3317
2025-10-26 | 2488.284 | 11.69 | 0 | 1 | 0 | 1 | 0 | 0 | 0 | 0 | 0 | 0 | 0 | 0 | 0 | 0 | 0 | 0 | 0 | 0 | 0 | 0 | 0 | 0 | 0 | 0 | 0 | 0 | 1636.7084
2025-10-26 | 2494.079 | 12.04 | 0 | 1 | 0 | 0 | 1 | 0 | 0 | 0 | 0 | 0 | 0 | 0 | 0 | 0 | 0 | 0 | 0 | 0 | 0 | 0 | 0 | 0 | 0 | 0 | 0 | 0 | 1640.9966
2025-10-26 | 2542.417 | 12.29 | 0 | 1 | 0 | 0 | 0 | 1 | 0 | 0 | 0 | 0 | 0 | 0 | 0 | 0 | 0 | 0 | 0 | 0 | 0 | 0 | 0 | 0 | 0 | 0 | 0 | 0 | 1670.5525
2025-10-26 | 2585.688 | 12.76 | 0 | 1 | 0 | 0 | 0 | 0 | 1 | 0 | 0 | 0 | 0 | 0 | 0 | 0 | 0 | 0 | 0 | 0 | 0 | 0 | 0 | 0 | 0 | 0 | 0 | 0 | 1729.2651
2025-10-26 | 2637.477 | 12.72 | 0 | 1 | 0 | 0 | 0 | 0 | 0 | 1 | 0 | 0 | 0 | 0 | 0 | 0 | 0 | 0 | 0 | 0 | 0 | 0 | 0 | 0 | 0 | 0 | 0 | 0 | 1831.9075
2025-10-26 | 2853.361 | 12.91 | 0 | 1 | 0 | 0 | 0 | 0 | 0 | 0 | 1 | 0 | 0 | 0 | 0 | 0 | 0 | 0 | 0 | 0 | 0 | 0 | 0 | 0 | 0 | 0 | 0 | 0 | 2038.5309
2025-10-26 | 2979.381 | 12.97 | 0 | 1 | 0 | 0 | 0 | 0 | 0 | 0 | 0 | 1 | 0 | 0 | 0 | 0 | 0 | 0 | 0 | 0 | 0 | 0 | 0 | 0 | 0 | 0 | 0 | 0 | 2257.7083
2025-10-26 | 3192.705 | 11.85 | 0 | 1 | 0 | 0 | 0 | 0 | 0 | 0 | 0 | 0 | 1 | 0 | 0 | 0 | 0 | 0 | 0 | 0 | 0 | 0 | 0 | 0 | 0 | 0 | 0 | 0 | 2454.5237
2025-10-26 | 3346.167 | 10.59 | 0 | 1 | 0 | 0 | 0 | 0 | 0 | 0 | 0 | 0 | 0 | 1 | 0 | 0 | 0 | 0 | 0 | 0 | 0 | 0 | 0 | 0 | 0 | 0 | 0 | 0 | 2590.1062
2025-10-26 | 2719.838 | 9.64 | 0 | 1 | 0 | 0 | 0 | 0 | 0 | 0 | 0 | 0 | 0 | 0 | 1 | 0 | 0 | 0 | 0 | 0 | 0 | 0 | 0 | 0 | 0 | 0 | 0 | 0 | 2658.3118
2025-10-26 | 2482.226 | 9.08 | 0 | 1 | 0 | 0 | 0 | 0 | 0 | 0 | 0 | 0 | 0 | 0 | 0 | 1 | 0 | 0 | 0 | 0 | 0 | 0 | 0 | 0 | 0 | 0 | 0 | 0 | 2642.7981
2025-10-26 | 2455.139 | 8.85 | 0 | 1 | 0 | 0 | 0 | 0 | 0 | 0 | 0 | 0 | 0 | 0 | 0 | 0 | 1 | 0 | 0 | 0 | 0 | 0 | 0 | 0 | 0 | 0 | 0 | 0 | 2613.3053
2025-10-26 | 3462.548 | 8.61 | 0 | 1 | 0 | 0 | 0 | 0 | 0 | 0 | 0 | 0 | 0 | 0 | 0 | 0 | 0 | 1 | 0 | 0 | 0 | 0 | 0 | 0 | 0 | 0 | 0 | 0 | 2580.8693
2025-10-26 | 3617.129 | 8.33 | 0.04 | 1 | 0 | 0 | 0 | 0 | 0 | 0 | 0 | 0 | 0 | 0 | 0 | 0 | 0 | 0 | 1 | 0 | 0 | 0 | 0 | 0 | 0 | 0 | 0 | 0 | 2518.8585
2025-10-26 | 3167.024 | 8.32 | 0.04 | 1 | 0 | 0 | 0 | 0 | 0 | 0 | 0 | 0 | 0 | 0 | 0 | 0 | 0 | 0 | 0 | 1 | 0 | 0 | 0 | 0 | 0 | 0 | 0 | 0 | 2400.8734
2025-10-26 | 3104.787 | 8.49 | 0.03 | 1 | 0 | 0 | 0 | 0 | 0 | 0 | 0 | 0 | 0 | 0 | 0 | 0 | 0 | 0 | 0 | 0 | 1 | 0 | 0 | 0 | 0 | 0 | 0 | 0 | 2241.7285
2025-10-26 | 3164.177 | 8.9 | 0 | 1 | 0 | 0 | 0 | 0 | 0 | 0 | 0 | 0 | 0 | 0 | 0 | 0 | 0 | 0 | 0 | 0 | 0 | 1 | 0 | 0 | 0 | 0 | 0 | 0 | 2126.7471
2025-10-26 | 3172.615 | 9.5 | 0.06 | 1 | 0 | 0 | 0 | 0 | 0 | 0 | 0 | 0 | 0 | 0 | 0 | 0 | 0 | 0 | 0 | 0 | 0 | 0 | 1 | 0 | 0 | 0 | 0 | 0 | 2093.1319
2025-10-26 | 3014.795 | 9.68 | 0.07 | 1 | 0 | 0 | 0 | 0 | 0 | 0 | 0 | 0 | 0 | 0 | 0 | 0 | 0 | 0 | 0 | 0 | 0 | 0 | 0 | 1 | 0 | 0 | 0 | 0 | 2042.4507
2025-10-26 | 2857.436 | 9.91 | 0.04 | 1 | 0 | 0 | 0 | 0 | 0 | 0 | 0 | 0 | 0 | 0 | 0 | 0 | 0 | 0 | 0 | 0 | 0 | 0 | 0 | 0 | 1 | 0 | 0 | 0 | 1949.7628
2025-10-26 | 2688.185 | 10.35 | 0 | 1 | 0 | 0 | 0 | 0 | 0 | 0 | 0 | 0 | 0 | 0 | 0 | 0 | 0 | 0 | 0 | 0 | 0 | 0 | 0 | 0 | 0 | 1 | 0 | 0 | 1836.8399
2025-10-26 | 2567.821 | 10.47 | 0 | 1 | 0 | 0 | 0 | 0 | 0 | 0 | 0 | 0 | 0 | 0 | 0 | 0 | 0 | 0 | 0 | 0 | 0 | 0 | 0 | 0 | 0 | 0 | 1 | 0 | 1733.4682
2025-10-26 | 2519.667 | 10.8 | 0.08 | 1 | 0 | 0 | 0 | 0 | 0 | 0 | 0 | 0 | 0 | 0 | 0 | 0 | 0 | 0 | 0 | 0 | 0 | 0 | 0 | 0 | 0 | 0 | 0 | 1 | 1674.6621
2025-10-27 | 2486.716 | 11.21 | 0.05 | 0 | 1 | 0 | 0 | 0 | 0 | 0 | 0 | 0 | 0 | 0 | 0 | 0 | 0 | 0 | 0 | 0 | 0 | 0 | 0 | 0 | 0 | 0 | 0 | 0 | 1915.5368
2025-10-27 | 2474.375 | 11.5 | 0.04 | 0 | 0 | 1 | 0 | 0 | 0 | 0 | 0 | 0 | 0 | 0 | 0 | 0 | 0 | 0 | 0 | 0 | 0 | 0 | 0 | 0 | 0 | 0 | 0 | 0 | 1899.2601
2025-10-27 | 2506.417 | 11.84 | 0.01 | 0 | 0 | 0 | 1 | 0 | 0 | 0 | 0 | 0 | 0 | 0 | 0 | 0 | 0 | 0 | 0 | 0 | 0 | 0 | 0 | 0 | 0 | 0 | 0 | 0 | 1900.3722
2025-10-27 | 2549.491 | 11.69 | 0 | 0 | 0 | 0 | 0 | 1 | 0 | 0 | 0 | 0 | 0 | 0 | 0 | 0 | 0 | 0 | 0 | 0 | 0 | 0 | 0 | 0 | 0 | 0 | 0 | 0 | 1915.5334
2025-10-27 | 2676.295 | 11.76 | 0.02 | 0 | 0 | 0 | 0 | 0 | 1 | 0 | 0 | 0 | 0 | 0 | 0 | 0 | 0 | 0 | 0 | 0 | 0 | 0 | 0 | 0 | 0 | 0 | 0 | 0 | 1962.6911
2025-10-27 | 2932.316 | 11.81 | 0.01 | 0 | 0 | 0 | 0 | 0 | 0 | 1 | 0 | 0 | 0 | 0 | 0 | 0 | 0 | 0 | 0 | 0 | 0 | 0 | 0 | 0 | 0 | 0 | 0 | 0 | 2067.4127
2025-10-27 | 3485.424 | 11.86 | 0.03 | 0 | 0 | 0 | 0 | 0 | 0 | 0 | 1 | 0 | 0 | 0 | 0 | 0 | 0 | 0 | 0 | 0 | 0 | 0 | 0 | 0 | 0 | 0 | 0 | 0 | 2271.2225
2025-10-27 | 3940.082 | 11.67 | 0 | 0 | 0 | 0 | 0 | 0 | 0 | 0 | 0 | 1 | 0 | 0 | 0 | 0 | 0 | 0 | 0 | 0 | 0 | 0 | 0 | 0 | 0 | 0 | 0 | 0 | 2479.155
2025-10-27 | 4255.356 | 10.91 | 0.05 | 0 | 0 | 0 | 0 | 0 | 0 | 0 | 0 | 0 | 1 | 0 | 0 | 0 | 0 | 0 | 0 | 0 | 0 | 0 | 0 | 0 | 0 | 0 | 0 | 0 | 2692.8067
2025-10-27 | 4452.001 | 9.57 | 0.17 | 0 | 0 | 0 | 0 | 0 | 0 | 0 | 0 | 0 | 0 | 1 | 0 | 0 | 0 | 0 | 0 | 0 | 0 | 0 | 0 | 0 | 0 | 0 | 0 | 0 | 2837.0588
2025-10-27 | 4487.969 | 8.92 | 0.14 | 0 | 0 | 0 | 0 | 0 | 0 | 0 | 0 | 0 | 0 | 0 | 1 | 0 | 0 | 0 | 0 | 0 | 0 | 0 | 0 | 0 | 0 | 0 | 0 | 0 | 2912.5106
2025-10-27 | 4458.54 | 8.12 | 0.19 | 0 | 0 | 0 | 0 | 0 | 0 | 0 | 0 | 0 | 0 | 0 | 0 | 1 | 0 | 0 | 0 | 0 | 0 | 0 | 0 | 0 | 0 | 0 | 0 | 0 | 2893.6611
2025-10-27 | 4360.853 | 7.87 | 0.33 | 0 | 0 | 0 | 0 | 0 | 0 | 0 | 0 | 0 | 0 | 0 | 0 | 0 | 1 | 0 | 0 | 0 | 0 | 0 | 0 | 0 | 0 | 0 | 0 | 0 | 2876.7483
2025-10-27 | 4460.139 | 7.5 | 0.31 | 0 | 0 | 0 | 0 | 0 | 0 | 0 | 0 | 0 | 0 | 0 | 0 | 0 | 0 | 1 | 0 | 0 | 0 | 0 | 0 | 0 | 0 | 0 | 0 | 0 | 2838.0484
2025-10-27 | 4371.498 | 7.59 | 0.46 | 0 | 0 | 0 | 0 | 0 | 0 | 0 | 0 | 0 | 0 | 0 | 0 | 0 | 0 | 0 | 1 | 0 | 0 | 0 | 0 | 0 | 0 | 0 | 0 | 0 | 2798.8898
2025-10-27 | 4152.945 | 7.5 | 0.44 | 0 | 0 | 0 | 0 | 0 | 0 | 0 | 0 | 0 | 0 | 0 | 0 | 0 | 0 | 0 | 0 | 1 | 0 | 0 | 0 | 0 | 0 | 0 | 0 | 0 | 2676.3218
2025-10-27 | 3725.8 | 7.99 | 0.46 | 0 | 0 | 0 | 0 | 0 | 0 | 0 | 0 | 0 | 0 | 0 | 0 | 0 | 0 | 0 | 0 | 0 | 1 | 0 | 0 | 0 | 0 | 0 | 0 | 0 | 2530.7753
2025-10-27 | 3514.742 | 8.78 | 0.38 | 0 | 0 | 0 | 0 | 0 | 0 | 0 | 0 | 0 | 0 | 0 | 0 | 0 | 0 | 0 | 0 | 0 | 0 | 1 | 0 | 0 | 0 | 0 | 0 | 0 | 2423.8366
2025-10-27 | 3384.576 | 9.31 | 0.29 | 0 | 0 | 0 | 0 | 0 | 0 | 0 | 0 | 0 | 0 | 0 | 0 | 0 | 0 | 0 | 0 | 0 | 0 | 0 | 1 | 0 | 0 | 0 | 0 | 0 | 2373.669
2025-10-27 | 3144.528 | 9.77 | 0.23 | 0 | 0 | 0 | 0 | 0 | 0 | 0 | 0 | 0 | 0 | 0 | 0 | 0 | 0 | 0 | 0 | 0 | 0 | 0 | 0 | 1 | 0 | 0 | 0 | 0 | 2325.7752
2025-10-27 | 2953.387 | 10.05 | 0.26 | 0 | 0 | 0 | 0 | 0 | 0 | 0 | 0 | 0 | 0 | 0 | 0 | 0 | 0 | 0 | 0 | 0 | 0 | 0 | 0 | 0 | 1 | 0 | 0 | 0 | 2240.448
2025-10-27 | 2756.078 | 10.19 | 0.23 | 0 | 0 | 0 | 0 | 0 | 0 | 0 | 0 | 0 | 0 | 0 | 0 | 0 | 0 | 0 | 0 | 0 | 0 | 0 | 0 | 0 | 0 | 1 | 0 | 0 | 2118.3856
2025-10-27 | 2628.832 | 10.44 | 0.17 | 0 | 0 | 0 | 0 | 0 | 0 | 0 | 0 | 0 | 0 | 0 | 0 | 0 | 0 | 0 | 0 | 0 | 0 | 0 | 0 | 0 | 0 | 0 | 1 | 0 | 2013.7049
2025-10-27 | 2588.506 | 10.83 | 0.1 | 0 | 0 | 0 | 0 | 0 | 0 | 0 | 0 | 0 | 0 | 0 | 0 | 0 | 0 | 0 | 0 | 0 | 0 | 0 | 0 | 0 | 0 | 0 | 0 | 1 | 1942.717
2025-10-28 | 2552.114 | 11.13 | 0.06 | 0 | 1 | 0 | 0 | 0 | 0 | 0 | 0 | 0 | 0 | 0 | 0 | 0 | 0 | 0 | 0 | 0 | 0 | 0 | 0 | 0 | 0 | 0 | 0 | 0 | 1913.7938
2025-10-28 | 2550.268 | 11.35 | 0.05 | 0 | 0 | 1 | 0 | 0 | 0 | 0 | 0 | 0 | 0 | 0 | 0 | 0 | 0 | 0 | 0 | 0 | 0 | 0 | 0 | 0 | 0 | 0 | 0 | 0 | 1895.1636
2025-10-28 | 2529.22 | 11.37 | 0.06 | 0 | 0 | 0 | 1 | 0 | 0 | 0 | 0 | 0 | 0 | 0 | 0 | 0 | 0 | 0 | 0 | 0 | 0 | 0 | 0 | 0 | 0 | 0 | 0 | 0 | 1889.3036
2025-10-28 | 2584.346 | 11.46 | 0.06 | 0 | 0 | 0 | 0 | 1 | 0 | 0 | 0 | 0 | 0 | 0 | 0 | 0 | 0 | 0 | 0 | 0 | 0 | 0 | 0 | 0 | 0 | 0 | 0 | 0 | 1913.4803
2025-10-28 | 2652.186 | 11.71 | 0 | 0 | 0 | 0 | 0 | 0 | 1 | 0 | 0 | 0 | 0 | 0 | 0 | 0 | 0 | 0 | 0 | 0 | 0 | 0 | 0 | 0 | 0 | 0 | 0 | 0 | 1959.1169
2025-10-28 | 2927.867 | 12.39 | 0 | 0 | 0 | 0 | 0 | 0 | 0 | 1 | 0 | 0 | 0 | 0 | 0 | 0 | 0 | 0 | 0 | 0 | 0 | 0 | 0 | 0 | 0 | 0 | 0 | 0 | 2085.9659
2025-10-28 | 3512.322 | 12.47 | 0 | 0 | 0 | 0 | 0 | 0 | 0 | 0 | 1 | 0 | 0 | 0 | 0 | 0 | 0 | 0 | 0 | 0 | 0 | 0 | 0 | 0 | 0 | 0 | 0 | 0 | 2288.891
2025-10-28 | 4032.741 | 12.87 | 0 | 0 | 0 | 0 | 0 | 0 | 0 | 0 | 0 | 1 | 0 | 0 | 0 | 0 | 0 | 0 | 0 | 0 | 0 | 0 | 0 | 0 | 0 | 0 | 0 | 0 | 2519.4994
2025-10-28 | 4355.389 | 12.14 | 0 | 0 | 0 | 0 | 0 | 0 | 0 | 0 | 0 | 0 | 1 | 0 | 0 | 0 | 0 | 0 | 0 | 0 | 0 | 0 | 0 | 0 | 0 | 0 | 0 | 0 | 2729.4267
2025-10-28 | 4597.065 | 10.92 | 0 | 0 | 0 | 0 | 0 | 0 | 0 | 0 | 0 | 0 | 0 | 1 | 0 | 0 | 0 | 0 | 0 | 0 | 0 | 0 | 0 | 0 | 0 | 0 | 0 | 0 | 2866.354
2025-10-28 | 4697.891 | 10.03 | 0 | 0 | 0 | 0 | 0 | 0 | 0 | 0 | 0 | 0 | 0 | 0 | 1 | 0 | 0 | 0 | 0 | 0 | 0 | 0 | 0 | 0 | 0 | 0 | 0 | 0 | 2936.5768
2025-10-28 | 4687.227 | 9.3 | 0 | 0 | 0 | 0 | 0 | 0 | 0 | 0 | 0 | 0 | 0 | 0 | 0 | 1 | 0 | 0 | 0 | 0 | 0 | 0 | 0 | 0 | 0 | 0 | 0 | 0 | 2915.3476
2025-10-28 | 4652.257 | 9.06 | 0 | 0 | 0 | 0 | 0 | 0 | 0 | 0 | 0 | 0 | 0 | 0 | 0 | 0 | 1 | 0 | 0 | 0 | 0 | 0 | 0 | 0 | 0 | 0 | 0 | 0 | 2885.5186
2025-10-28 | 4640.758 | 8.29 | 0 | 0 | 0 | 0 | 0 | 0 | 0 | 0 | 0 | 0 | 0 | 0 | 0 | 0 | 0 | 1 | 0 | 0 | 0 | 0 | 0 | 0 | 0 | 0 | 0 | 0 | 2835.2639
2025-10-28 | 4475.014 | 7.95 | 0 | 0 | 0 | 0 | 0 | 0 | 0 | 0 | 0 | 0 | 0 | 0 | 0 | 0 | 0 | 0 | 1 | 0 | 0 | 0 | 0 | 0 | 0 | 0 | 0 | 0 | 2767.4495
2025-10-28 | 4205.274 | 8.16 | 0 | 0 | 0 | 0 | 0 | 0 | 0 | 0 | 0 | 0 | 0 | 0 | 0 | 0 | 0 | 0 | 0 | 1 | 0 | 0 | 0 | 0 | 0 | 0 | 0 | 0 | 2656.8608
2025-10-28 | 3787.957 | 8.36 | 0 | 0 | 0 | 0 | 0 | 0 | 0 | 0 | 0 | 0 | 0 | 0 | 0 | 0 | 0 | 0 | 0 | 0 | 1 | 0 | 0 | 0 | 0 | 0 | 0 | 0 | 2499.6712
2025-10-28 | 3585.002 | 9.45 | 0 | 0 | 0 | 0 | 0 | 0 | 0 | 0 | 0 | 0 | 0 | 0 | 0 | 0 | 0 | 0 | 0 | 0 | 0 | 1 | 0 | 0 | 0 | 0 | 0 | 0 | 2410.3914
2025-10-28 | 3456.908 | 10.08 | 0 | 0 | 0 | 0 | 0 | 0 | 0 | 0 | 0 | 0 | 0 | 0 | 0 | 0 | 0 | 0 | 0 | 0 | 0 | 0 | 1 | 0 | 0 | 0 | 0 | 0 | 2372.1052
2025-10-28 | 3186.013 | 10.45 | 0 | 0 | 0 | 0 | 0 | 0 | 0 | 0 | 0 | 0 | 0 | 0 | 0 | 0 | 0 | 0 | 0 | 0 | 0 | 0 | 0 | 1 | 0 | 0 | 0 | 0 | 2326.8652
2025-10-28 | 2933.296 | 10.72 | 0 | 0 | 0 | 0 | 0 | 0 | 0 | 0 | 0 | 0 | 0 | 0 | 0 | 0 | 0 | 0 | 0 | 0 | 0 | 0 | 0 | 0 | 1 | 0 | 0 | 0 | 2238.362
2025-10-28 | 2692.759 | 10.91 | 0 | 0 | 0 | 0 | 0 | 0 | 0 | 0 | 0 | 0 | 0 | 0 | 0 | 0 | 0 | 0 | 0 | 0 | 0 | 0 | 0 | 0 | 0 | 1 | 0 | 0 | 2120.8204
2025-10-28 | 2573.348 | 10.71 | 0 | 0 | 0 | 0 | 0 | 0 | 0 | 0 | 0 | 0 | 0 | 0 | 0 | 0 | 0 | 0 | 0 | 0 | 0 | 0 | 0 | 0 | 0 | 0 | 1 | 0 | 2006.6902
2025-10-28 | 2487.659 | 11.37 | 0 | 0 | 0 | 0 | 0 | 0 | 0 | 0 | 0 | 0 | 0 | 0 | 0 | 0 | 0 | 0 | 0 | 0 | 0 | 0 | 0 | 0 | 0 | 0 | 0 | 1 | 1951.4059
2025-10-29 | 2473.997 | 11.82 | 0 | 0 | 1 | 0 | 0 | 0 | 0 | 0 | 0 | 0 | 0 | 0 | 0 | 0 | 0 | 0 | 0 | 0 | 0 | 0 | 0 | 0 | 0 | 0 | 0 | 0 | 1931.3122
2025-10-29 | 2452.446 | 12.15 | 0 | 0 | 0 | 1 | 0 | 0 | 0 | 0 | 0 | 0 | 0 | 0 | 0 | 0 | 0 | 0 | 0 | 0 | 0 | 0 | 0 | 0 | 0 | 0 | 0 | 0 | 1917.3269
2025-10-29 | 2460.629 | 12.15 | 0 | 0 | 0 | 0 | 1 | 0 | 0 | 0 | 0 | 0 | 0 | 0 | 0 | 0 | 0 | 0 | 0 | 0 | 0 | 0 | 0 | 0 | 0 | 0 | 0 | 0 | 1909.8479
2025-10-29 | 2546.345 | 12.36 | 0 | 0 | 0 | 0 | 0 | 1 | 0 | 0 | 0 | 0 | 0 | 0 | 0 | 0 | 0 | 0 | 0 | 0 | 0 | 0 | 0 | 0 | 0 | 0 | 0 | 0 | 1938.059
2025-10-29 | 2657.305 | 12.15 | 0 | 0 | 0 | 0 | 0 | 0 | 1 | 0 | 0 | 0 | 0 | 0 | 0 | 0 | 0 | 0 | 0 | 0 | 0 | 0 | 0 | 0 | 0 | 0 | 0 | 0 | 1973.9098
2025-10-29 | 2913.977 | 12.01 | 0 | 0 | 0 | 0 | 0 | 0 | 0 | 1 | 0 | 0 | 0 | 0 | 0 | 0 | 0 | 0 | 0 | 0 | 0 | 0 | 0 | 0 | 0 | 0 | 0 | 0 | 2073.1902
2025-10-29 | 3517.313 | 11.53 | 0 | 0 | 0 | 0 | 0 | 0 | 0 | 0 | 1 | 0 | 0 | 0 | 0 | 0 | 0 | 0 | 0 | 0 | 0 | 0 | 0 | 0 | 0 | 0 | 0 | 0 | 2257.2879
2025-10-29 | 3951.589 | 11.13 | 0 | 0 | 0 | 0 | 0 | 0 | 0 | 0 | 0 | 1 | 0 | 0 | 0 | 0 | 0 | 0 | 0 | 0 | 0 | 0 | 0 | 0 | 0 | 0 | 0 | 0 | 2461
2025-10-29 | 4333.435 | 10.53 | 0 | 0 | 0 | 0 | 0 | 0 | 0 | 0 | 0 | 0 | 1 | 0 | 0 | 0 | 0 | 0 | 0 | 0 | 0 | 0 | 0 | 0 | 0 | 0 | 0 | 0 | 2675.298
2025-10-29 | 4518.565 | 9.66 | 0 | 0 | 0 | 0 | 0 | 0 | 0 | 0 | 0 | 0 | 0 | 1 | 0 | 0 | 0 | 0 | 0 | 0 | 0 | 0 | 0 | 0 | 0 | 0 | 0 | 0 | 2823.9924
2025-10-29 | 4575.704 | 8.51 | 0 | 0 | 0 | 0 | 0 | 0 | 0 | 0 | 0 | 0 | 0 | 0 | 1 | 0 | 0 | 0 | 0 | 0 | 0 | 0 | 0 | 0 | 0 | 0 | 0 | 0 | 2885.4739
2025-10-29 | 4521.274 | 7.84 | 0 | 0 | 0 | 0 | 0 | 0 | 0 | 0 | 0 | 0 | 0 | 0 | 0 | 1 | 0 | 0 | 0 | 0 | 0 | 0 | 0 | 0 | 0 | 0 | 0 | 0 | 2866.2619
2025-10-29 | 4607.909 | 7.09 | 0.02 | 0 | 0 | 0 | 0 | 0 | 0 | 0 | 0 | 0 | 0 | 0 | 0 | 0 | 1 | 0 | 0 | 0 | 0 | 0 | 0 | 0 | 0 | 0 | 0 | 0 | 2821.1798
2025-10-29 | 4523.8 | 6.49 | 0.16 | 0 | 0 | 0 | 0 | 0 | 0 | 0 | 0 | 0 | 0 | 0 | 0 | 0 | 0 | 1 | 0 | 0 | 0 | 0 | 0 | 0 | 0 | 0 | 0 | 0 | 2789.8929
2025-10-29 | 4433.965 | 6.28 | 0.12 | 0 | 0 | 0 | 0 | 0 | 0 | 0 | 0 | 0 | 0 | 0 | 0 | 0 | 0 | 0 | 1 | 0 | 0 | 0 | 0 | 0 | 0 | 0 | 0 | 0 | 2722.6627
2025-10-29 | 4146.983 | 6.47 | 0.12 | 0 | 0 | 0 | 0 | 0 | 0 | 0 | 0 | 0 | 0 | 0 | 0 | 0 | 0 | 0 | 0 | 1 | 0 | 0 | 0 | 0 | 0 | 0 | 0 | 0 | 2611.4017
2025-10-29 | 3772.29 | 6.74 | 0.1 | 0 | 0 | 0 | 0 | 0 | 0 | 0 | 0 | 0 | 0 | 0 | 0 | 0 | 0 | 0 | 0 | 0 | 1 | 0 | 0 | 0 | 0 | 0 | 0 | 0 | 2454.6723
2025-10-29 | 3603.095 | 7.5 | 0 | 0 | 0 | 0 | 0 | 0 | 0 | 0 | 0 | 0 | 0 | 0 | 0 | 0 | 0 | 0 | 0 | 0 | 0 | 1 | 0 | 0 | 0 | 0 | 0 | 0 | 2344.8318
2025-10-29 | 3454.766 | 8.42 | 0 | 0 | 0 | 0 | 0 | 0 | 0 | 0 | 0 | 0 | 0 | 0 | 0 | 0 | 0 | 0 | 0 | 0 | 0 | 0 | 1 | 0 | 0 | 0 | 0 | 0 | 2316.2954
2025-10-29 | 3186.113 | 8.94 | 0 | 0 | 0 | 0 | 0 | 0 | 0 | 0 | 0 | 0 | 0 | 0 | 0 | 0 | 0 | 0 | 0 | 0 | 0 | 0 | 0 | 1 | 0 | 0 | 0 | 0 | 2276.0985
2025-10-29 | 2980.197 | 9.27 | 0 | 0 | 0 | 0 | 0 | 0 | 0 | 0 | 0 | 0 | 0 | 0 | 0 | 0 | 0 | 0 | 0 | 0 | 0 | 0 | 0 | 0 | 1 | 0 | 0 | 0 | 2189.6125
2025-10-29 | 2763.117 | 9.95 | 0 | 0 | 0 | 0 | 0 | 0 | 0 | 0 | 0 | 0 | 0 | 0 | 0 | 0 | 0 | 0 | 0 | 0 | 0 | 0 | 0 | 0 | 0 | 1 | 0 | 0 | 2088.5449
2025-10-29 | 2567.741 | 10.51 | 0 | 0 | 0 | 0 | 0 | 0 | 0 | 0 | 0 | 0 | 0 | 0 | 0 | 0 | 0 | 0 | 0 | 0 | 0 | 0 | 0 | 0 | 0 | 0 | 1 | 0 | 1999.9661
2025-10-29 | 2468.322 | 10.7 | 0 | 0 | 0 | 0 | 0 | 0 | 0 | 0 | 0 | 0 | 0 | 0 | 0 | 0 | 0 | 0 | 0 | 0 | 0 | 0 | 0 | 0 | 0 | 0 | 0 | 1 | 1928.8803
2025-10-30 | 2455.381 | 11.15 | 0 | 0 | 1 | 0 | 0 | 0 | 0 | 0 | 0 | 0 | 0 | 0 | 0 | 0 | 0 | 0 | 0 | 0 | 0 | 0 | 0 | 0 | 0 | 0 | 0 | 0 | 1908.7866
2025-10-30 | 2445.204 | 11.13 | 0 | 0 | 0 | 1 | 0 | 0 | 0 | 0 | 0 | 0 | 0 | 0 | 0 | 0 | 0 | 0 | 0 | 0 | 0 | 0 | 0 | 0 | 0 | 0 | 0 | 0 | 1883.0341
2025-10-30 | 2416.089 | 11.23 | 0 | 0 | 0 | 0 | 1 | 0 | 0 | 0 | 0 | 0 | 0 | 0 | 0 | 0 | 0 | 0 | 0 | 0 | 0 | 0 | 0 | 0 | 0 | 0 | 0 | 0 | 1878.9172
2025-10-30 | 2494.343 | 11.63 | 0 | 0 | 0 | 0 | 0 | 1 | 0 | 0 | 0 | 0 | 0 | 0 | 0 | 0 | 0 | 0 | 0 | 0 | 0 | 0 | 0 | 0 | 0 | 0 | 0 | 0 | 1913.5162
2025-10-30 | 2598.614 | 11.97 | 0 | 0 | 0 | 0 | 0 | 0 | 1 | 0 | 0 | 0 | 0 | 0 | 0 | 0 | 0 | 0 | 0 | 0 | 0 | 0 | 0 | 0 | 0 | 0 | 0 | 0 | 1967.8582
2025-10-30 | 2826.452 | 12.03 | 0 | 0 | 0 | 0 | 0 | 0 | 0 | 1 | 0 | 0 | 0 | 0 | 0 | 0 | 0 | 0 | 0 | 0 | 0 | 0 | 0 | 0 | 0 | 0 | 0 | 0 | 2073.8626
2025-10-30 | 3425.742 | 11.86 | 0 | 0 | 0 | 0 | 0 | 0 | 0 | 0 | 1 | 0 | 0 | 0 | 0 | 0 | 0 | 0 | 0 | 0 | 0 | 0 | 0 | 0 | 0 | 0 | 0 | 0 | 2268.3827
2025-10-30 | 3968.465 | 11.98 | 0 | 0 | 0 | 0 | 0 | 0 | 0 | 0 | 0 | 1 | 0 | 0 | 0 | 0 | 0 | 0 | 0 | 0 | 0 | 0 | 0 | 0 | 0 | 0 | 0 | 0 | 2489.5773
2025-10-30 | 4369.702 | 11.28 | 0 | 0 | 0 | 0 | 0 | 0 | 0 | 0 | 0 | 0 | 1 | 0 | 0 | 0 | 0 | 0 | 0 | 0 | 0 | 0 | 0 | 0 | 0 | 0 | 0 | 0 | 2700.5132
2025-10-30 | 4694.202 | 10.53 | 0.14 | 0 | 0 | 0 | 0 | 0 | 0 | 0 | 0 | 0 | 0 | 1 | 0 | 0 | 0 | 0 | 0 | 0 | 0 | 0 | 0 | 0 | 0 | 0 | 0 | 0 | 2866.4945
2025-10-30 | 4814.09 | 10.18 | 0.24 | 0 | 0 | 0 | 0 | 0 | 0 | 0 | 0 | 0 | 0 | 0 | 1 | 0 | 0 | 0 | 0 | 0 | 0 | 0 | 0 | 0 | 0 | 0 | 0 | 0 | 2964.3383
2025-10-30 | 4764.529 | 9.76 | 0.31 | 0 | 0 | 0 | 0 | 0 | 0 | 0 | 0 | 0 | 0 | 0 | 0 | 1 | 0 | 0 | 0 | 0 | 0 | 0 | 0 | 0 | 0 | 0 | 0 | 0 | 2960.1576
2025-10-30 | 4717.274 | 9.57 | 0.43 | 0 | 0 | 0 | 0 | 0 | 0 | 0 | 0 | 0 | 0 | 0 | 0 | 0 | 1 | 0 | 0 | 0 | 0 | 0 | 0 | 0 | 0 | 0 | 0 | 0 | 2943.3689
2025-10-30 | 4730.382 | 9.24 | 0.48 | 0 | 0 | 0 | 0 | 0 | 0 | 0 | 0 | 0 | 0 | 0 | 0 | 0 | 0 | 1 | 0 | 0 | 0 | 0 | 0 | 0 | 0 | 0 | 0 | 0 | 2912.64
2025-10-30 | 4608.215 | 9.4 | 0.5 | 0 | 0 | 0 | 0 | 0 | 0 | 0 | 0 | 0 | 0 | 0 | 0 | 0 | 0 | 0 | 1 | 0 | 0 | 0 | 0 | 0 | 0 | 0 | 0 | 0 | 2863.529
2025-10-30 | 4450.638 | 9.32 | 0.38 | 0 | 0 | 0 | 0 | 0 | 0 | 0 | 0 | 0 | 0 | 0 | 0 | 0 | 0 | 0 | 0 | 1 | 0 | 0 | 0 | 0 | 0 | 0 | 0 | 0 | 2731.8312
2025-10-30 | 4052.263 | 9.72 | 0.33 | 0 | 0 | 0 | 0 | 0 | 0 | 0 | 0 | 0 | 0 | 0 | 0 | 0 | 0 | 0 | 0 | 0 | 1 | 0 | 0 | 0 | 0 | 0 | 0 | 0 | 2576.6326
2025-10-30 | 3778.296 | 10.33 | 0.26 | 0 | 0 | 0 | 0 | 0 | 0 | 0 | 0 | 0 | 0 | 0 | 0 | 0 | 0 | 0 | 0 | 0 | 0 | 1 | 0 | 0 | 0 | 0 | 0 | 0 | 2464.5889
2025-10-30 | 3566.319 | 10.93 | 0.26 | 0 | 0 | 0 | 0 | 0 | 0 | 0 | 0 | 0 | 0 | 0 | 0 | 0 | 0 | 0 | 0 | 0 | 0 | 0 | 1 | 0 | 0 | 0 | 0 | 0 | 2425.2941
2025-10-30 | 3382.38 | 11.12 | 0.27 | 0 | 0 | 0 | 0 | 0 | 0 | 0 | 0 | 0 | 0 | 0 | 0 | 0 | 0 | 0 | 0 | 0 | 0 | 0 | 0 | 1 | 0 | 0 | 0 | 0 | 2374.9491
2025-10-30 | 3049.147 | 11.27 | 0.23 | 0 | 0 | 0 | 0 | 0 | 0 | 0 | 0 | 0 | 0 | 0 | 0 | 0 | 0 | 0 | 0 | 0 | 0 | 0 | 0 | 0 | 1 | 0 | 0 | 0 | 2278.625
2025-10-30 | 2813.727 | 11.54 | 0.16 | 0 | 0 | 0 | 0 | 0 | 0 | 0 | 0 | 0 | 0 | 0 | 0 | 0 | 0 | 0 | 0 | 0 | 0 | 0 | 0 | 0 | 0 | 1 | 0 | 0 | 2157.1468
2025-10-30 | 2641.657 | 11.87 | 0.12 | 0 | 0 | 0 | 0 | 0 | 0 | 0 | 0 | 0 | 0 | 0 | 0 | 0 | 0 | 0 | 0 | 0 | 0 | 0 | 0 | 0 | 0 | 0 | 1 | 0 | 2057.049
2025-10-30 | 2536.158 | 12.02 | 0.09 | 0 | 0 | 0 | 0 | 0 | 0 | 0 | 0 | 0 | 0 | 0 | 0 | 0 | 0 | 0 | 0 | 0 | 0 | 0 | 0 | 0 | 0 | 0 | 0 | 1 | 1981.7786
2025-10-31 | 2494.137 | 12.19 | 0.09 | 0 | 1 | 0 | 0 | 0 | 0 | 0 | 0 | 0 | 0 | 0 | 0 | 0 | 0 | 0 | 0 | 0 | 0 | 0 | 0 | 0 | 0 | 0 | 0 | 0 | 1952.2711
2025-10-31 | 2438.565 | 12.5 | 0.12 | 0 | 0 | 1 | 0 | 0 | 0 | 0 | 0 | 0 | 0 | 0 | 0 | 0 | 0 | 0 | 0 | 0 | 0 | 0 | 0 | 0 | 0 | 0 | 0 | 0 | 1940.4532
2025-10-31 | 2492.027 | 12.47 | 0.05 | 0 | 0 | 0 | 1 | 0 | 0 | 0 | 0 | 0 | 0 | 0 | 0 | 0 | 0 | 0 | 0 | 0 | 0 | 0 | 0 | 0 | 0 | 0 | 0 | 0 | 1925.3394
2025-10-31 | 2519.346 | 12.37 | 0 | 0 | 0 | 0 | 0 | 1 | 0 | 0 | 0 | 0 | 0 | 0 | 0 | 0 | 0 | 0 | 0 | 0 | 0 | 0 | 0 | 0 | 0 | 0 | 0 | 0 | 1938.3952
2025-10-31 | 2618.687 | 12.38 | 0 | 0 | 0 | 0 | 0 | 0 | 1 | 0 | 0 | 0 | 0 | 0 | 0 | 0 | 0 | 0 | 0 | 0 | 0 | 0 | 0 | 0 | 0 | 0 | 0 | 0 | 1981.6425
2025-10-31 | 2864.14 | 12.18 | 0 | 0 | 0 | 0 | 0 | 0 | 0 | 1 | 0 | 0 | 0 | 0 | 0 | 0 | 0 | 0 | 0 | 0 | 0 | 0 | 0 | 0 | 0 | 0 | 0 | 0 | 2078.9056
2025-10-31 | 3471.507 | 12.14 | 0 | 0 | 0 | 0 | 0 | 0 | 0 | 0 | 1 | 0 | 0 | 0 | 0 | 0 | 0 | 0 | 0 | 0 | 0 | 0 | 0 | 0 | 0 | 0 | 0 | 0 | 2277.7963
2025-10-31 | 3921.955 | 12.37 | 0 | 0 | 0 | 0 | 0 | 0 | 0 | 0 | 0 | 1 | 0 | 0 | 0 | 0 | 0 | 0 | 0 | 0 | 0 | 0 | 0 | 0 | 0 | 0 | 0 | 0 | 2502.6892
2025-10-31 | 4346.878 | 11.69 | 0 | 0 | 0 | 0 | 0 | 0 | 0 | 0 | 0 | 0 | 1 | 0 | 0 | 0 | 0 | 0 | 0 | 0 | 0 | 0 | 0 | 0 | 0 | 0 | 0 | 0 | 2714.2975
2025-10-31 | 4658.875 | 10.7 | 0.13 | 0 | 0 | 0 | 0 | 0 | 0 | 0 | 0 | 0 | 0 | 1 | 0 | 0 | 0 | 0 | 0 | 0 | 0 | 0 | 0 | 0 | 0 | 0 | 0 | 0 | 2871.2633
2025-10-31 | 4810.228 | 10.12 | 0.23 | 0 | 0 | 0 | 0 | 0 | 0 | 0 | 0 | 0 | 0 | 0 | 1 | 0 | 0 | 0 | 0 | 0 | 0 | 0 | 0 | 0 | 0 | 0 | 0 | 0 | 2961.3744
2025-10-31 | 4728.898 | 9.24 | 0.32 | 0 | 0 | 0 | 0 | 0 | 0 | 0 | 0 | 0 | 0 | 0 | 0 | 1 | 0 | 0 | 0 | 0 | 0 | 0 | 0 | 0 | 0 | 0 | 0 | 0 | 2943.6216
2025-10-31 | 4603.127 | 8.62 | 0.33 | 0 | 0 | 0 | 0 | 0 | 0 | 0 | 0 | 0 | 0 | 0 | 0 | 0 | 1 | 0 | 0 | 0 | 0 | 0 | 0 | 0 | 0 | 0 | 0 | 0 | 2901.9635
2025-10-31 | 4557.253 | 8.42 | 0.3 | 0 | 0 | 0 | 0 | 0 | 0 | 0 | 0 | 0 | 0 | 0 | 0 | 0 | 0 | 1 | 0 | 0 | 0 | 0 | 0 | 0 | 0 | 0 | 0 | 0 | 2868.0325
2025-10-31 | 4412.835 | 8.27 | 0.33 | 0 | 0 | 0 | 0 | 0 | 0 | 0 | 0 | 0 | 0 | 0 | 0 | 0 | 0 | 0 | 1 | 0 | 0 | 0 | 0 | 0 | 0 | 0 | 0 | 0 | 2809.4458
2025-10-31 | 4150.158 | 8.34 | 0.39 | 0 | 0 | 0 | 0 | 0 | 0 | 0 | 0 | 0 | 0 | 0 | 0 | 0 | 0 | 0 | 0 | 1 | 0 | 0 | 0 | 0 | 0 | 0 | 0 | 0 | 2699.8299
2025-10-31 | 3856.349 | 8.89 | 0.46 | 0 | 0 | 0 | 0 | 0 | 0 | 0 | 0 | 0 | 0 | 0 | 0 | 0 | 0 | 0 | 0 | 0 | 1 | 0 | 0 | 0 | 0 | 0 | 0 | 0 | 2561.0336
2025-10-31 | 3703.47 | 9.2 | 0.45 | 0 | 0 | 0 | 0 | 0 | 0 | 0 | 0 | 0 | 0 | 0 | 0 | 0 | 0 | 0 | 0 | 0 | 0 | 1 | 0 | 0 | 0 | 0 | 0 | 0 | 2444.5834
2025-10-31 | 3486.215 | 9.51 | 0.38 | 0 | 0 | 0 | 0 | 0 | 0 | 0 | 0 | 0 | 0 | 0 | 0 | 0 | 0 | 0 | 0 | 0 | 0 | 0 | 1 | 0 | 0 | 0 | 0 | 0 | 2388.9124
2025-10-31 | 3312.092 | 9.87 | 0.36 | 0 | 0 | 0 | 0 | 0 | 0 | 0 | 0 | 0 | 0 | 0 | 0 | 0 | 0 | 0 | 0 | 0 | 0 | 0 | 0 | 1 | 0 | 0 | 0 | 0 | 2341.4431
2025-10-31 | 3082.361 | 10.16 | 0.2 | 0 | 0 | 0 | 0 | 0 | 0 | 0 | 0 | 0 | 0 | 0 | 0 | 0 | 0 | 0 | 0 | 0 | 0 | 0 | 0 | 0 | 1 | 0 | 0 | 0 | 2238.4666
2025-10-31 | 2882.977 | 10.61 | 0 | 0 | 0 | 0 | 0 | 0 | 0 | 0 | 0 | 0 | 0 | 0 | 0 | 0 | 0 | 0 | 0 | 0 | 0 | 0 | 0 | 0 | 0 | 1 | 0 | 0 | 2110.7343
2025-10-31 | 2731.579 | 10.8 | 0 | 0 | 0 | 0 | 0 | 0 | 0 | 0 | 0 | 0 | 0 | 0 | 0 | 0 | 0 | 0 | 0 | 0 | 0 | 0 | 0 | 0 | 0 | 0 | 1 | 0 | 2009.716
2025-10-31 | 2608.158 | 11.08 | 0 | 0 | 0 | 0 | 0 | 0 | 0 | 0 | 0 | 0 | 0 | 0 | 0 | 0 | 0 | 0 | 0 | 0 | 0 | 0 | 0 | 0 | 0 | 0 | 0 | 1 | 1941.656
2025-11-01 | 2579.992 | 11.2 | 0 | 1 | 1 | 0 | 0 | 0 | 0 | 0 | 0 | 0 | 0 | 0 | 0 | 0 | 0 | 0 | 0 | 0 | 0 | 0 | 0 | 0 | 0 | 0 | 0 | 0 | 1645.3145
2025-11-01 | 2551.644 | 11.56 | 0 | 1 | 0 | 1 | 0 | 0 | 0 | 0 | 0 | 0 | 0 | 0 | 0 | 0 | 0 | 0 | 0 | 0 | 0 | 0 | 0 | 0 | 0 | 0 | 0 | 0 | 1632.3378
2025-11-01 | 2578.684 | 11.57 | 0 | 1 | 0 | 0 | 1 | 0 | 0 | 0 | 0 | 0 | 0 | 0 | 0 | 0 | 0 | 0 | 0 | 0 | 0 | 0 | 0 | 0 | 0 | 0 | 0 | 0 | 1625.195
2025-11-01 | 2649.553 | 11.76 | 0 | 1 | 0 | 0 | 0 | 1 | 0 | 0 | 0 | 0 | 0 | 0 | 0 | 0 | 0 | 0 | 0 | 0 | 0 | 0 | 0 | 0 | 0 | 0 | 0 | 0 | 1652.7337
2025-11-01 | 2690.949 | 11.89 | 0 | 1 | 0 | 0 | 0 | 0 | 1 | 0 | 0 | 0 | 0 | 0 | 0 | 0 | 0 | 0 | 0 | 0 | 0 | 0 | 0 | 0 | 0 | 0 | 0 | 0 | 1700.0155
2025-11-01 | 2780.755 | 11.98 | 0 | 1 | 0 | 0 | 0 | 0 | 0 | 1 | 0 | 0 | 0 | 0 | 0 | 0 | 0 | 0 | 0 | 0 | 0 | 0 | 0 | 0 | 0 | 0 | 0 | 0 | 1807.0285
2025-11-01 | 2974.434 | 11.85 | 0 | 1 | 0 | 0 | 0 | 0 | 0 | 0 | 1 | 0 | 0 | 0 | 0 | 0 | 0 | 0 | 0 | 0 | 0 | 0 | 0 | 0 | 0 | 0 | 0 | 0 | 2002.8934
2025-11-01 | 3188.473 | 11.61 | 0 | 1 | 0 | 0 | 0 | 0 | 0 | 0 | 0 | 1 | 0 | 0 | 0 | 0 | 0 | 0 | 0 | 0 | 0 | 0 | 0 | 0 | 0 | 0 | 0 | 0 | 2211.9847
2025-11-01 | 3474.494 | 11.03 | 0 | 1 | 0 | 0 | 0 | 0 | 0 | 0 | 0 | 0 | 1 | 0 | 0 | 0 | 0 | 0 | 0 | 0 | 0 | 0 | 0 | 0 | 0 | 0 | 0 | 0 | 2426.955
2025-11-01 | 3742.471 | 10.39 | 0 | 1 | 0 | 0 | 0 | 0 | 0 | 0 | 0 | 0 | 0 | 1 | 0 | 0 | 0 | 0 | 0 | 0 | 0 | 0 | 0 | 0 | 0 | 0 | 0 | 0 | 2583.3821
2025-11-01 | 3832.164 | 10.2 | 0 | 1 | 0 | 0 | 0 | 0 | 0 | 0 | 0 | 0 | 0 | 0 | 1 | 0 | 0 | 0 | 0 | 0 | 0 | 0 | 0 | 0 | 0 | 0 | 0 | 0 | 2677.1391
2025-11-01 | 3791.826 | 10 | 0 | 1 | 0 | 0 | 0 | 0 | 0 | 0 | 0 | 0 | 0 | 0 | 0 | 1 | 0 | 0 | 0 | 0 | 0 | 0 | 0 | 0 | 0 | 0 | 0 | 0 | 2673.7288
2025-11-01 | 3720.785 | 9.08 | 0 | 1 | 0 | 0 | 0 | 0 | 0 | 0 | 0 | 0 | 0 | 0 | 0 | 0 | 1 | 0 | 0 | 0 | 0 | 0 | 0 | 0 | 0 | 0 | 0 | 0 | 2621.0379
2025-11-01 | 3637.066 | 8.99 | 0.12 | 1 | 0 | 0 | 0 | 0 | 0 | 0 | 0 | 0 | 0 | 0 | 0 | 0 | 0 | 1 | 0 | 0 | 0 | 0 | 0 | 0 | 0 | 0 | 0 | 0 | 2605.0042
2025-11-01 | 3531.141 | 8.91 | 0.17 | 1 | 0 | 0 | 0 | 0 | 0 | 0 | 0 | 0 | 0 | 0 | 0 | 0 | 0 | 0 | 1 | 0 | 0 | 0 | 0 | 0 | 0 | 0 | 0 | 0 | 2550.6641
2025-11-01 | 3499.711 | 9.02 | 0.15 | 1 | 0 | 0 | 0 | 0 | 0 | 0 | 0 | 0 | 0 | 0 | 0 | 0 | 0 | 0 | 0 | 1 | 0 | 0 | 0 | 0 | 0 | 0 | 0 | 0 | 2434.8202
2025-11-01 | 3404.86 | 9.78 | 0.04 | 1 | 0 | 0 | 0 | 0 | 0 | 0 | 0 | 0 | 0 | 0 | 0 | 0 | 0 | 0 | 0 | 0 | 1 | 0 | 0 | 0 | 0 | 0 | 0 | 0 | 2286.0453
2025-11-01 | 3500.643 | 10.57 | 0 | 1 | 0 | 0 | 0 | 0 | 0 | 0 | 0 | 0 | 0 | 0 | 0 | 0 | 0 | 0 | 0 | 0 | 0 | 1 | 0 | 0 | 0 | 0 | 0 | 0 | 2182.8931
2025-11-01 | 3403.094 | 11.38 | 0 | 1 | 0 | 0 | 0 | 0 | 0 | 0 | 0 | 0 | 0 | 0 | 0 | 0 | 0 | 0 | 0 | 0 | 0 | 0 | 1 | 0 | 0 | 0 | 0 | 0 | 2150.6585
2025-11-01 | 3252.367 | 11.73 | 0 | 1 | 0 | 0 | 0 | 0 | 0 | 0 | 0 | 0 | 0 | 0 | 0 | 0 | 0 | 0 | 0 | 0 | 0 | 0 | 0 | 1 | 0 | 0 | 0 | 0 | 2104.7461
2025-11-01 | 3085.307 | 11.63 | 0 | 1 | 0 | 0 | 0 | 0 | 0 | 0 | 0 | 0 | 0 | 0 | 0 | 0 | 0 | 0 | 0 | 0 | 0 | 0 | 0 | 0 | 1 | 0 | 0 | 0 | 2003.8034
2025-11-01 | 2952.328 | 11.93 | 0 | 1 | 0 | 0 | 0 | 0 | 0 | 0 | 0 | 0 | 0 | 0 | 0 | 0 | 0 | 0 | 0 | 0 | 0 | 0 | 0 | 0 | 0 | 1 | 0 | 0 | 1889.96
2025-11-01 | 2804.503 | 12.18 | 0 | 1 | 0 | 0 | 0 | 0 | 0 | 0 | 0 | 0 | 0 | 0 | 0 | 0 | 0 | 0 | 0 | 0 | 0 | 0 | 0 | 0 | 0 | 0 | 1 | 0 | 1790.959
2025-11-01 | 2728.792 | 12.68 | 0 | 1 | 0 | 0 | 0 | 0 | 0 | 0 | 0 | 0 | 0 | 0 | 0 | 0 | 0 | 0 | 0 | 0 | 0 | 0 | 0 | 0 | 0 | 0 | 0 | 1 | 1730.2955
2025-11-02 | 2652.315 | 12.68 | 0 | 1 | 1 | 0 | 0 | 0 | 0 | 0 | 0 | 0 | 0 | 0 | 0 | 0 | 0 | 0 | 0 | 0 | 0 | 0 | 0 | 0 | 0 | 0 | 0 | 0 | 1695.0726
2025-11-02 | 2644.631 | 13.23 | 0 | 1 | 0 | 1 | 0 | 0 | 0 | 0 | 0 | 0 | 0 | 0 | 0 | 0 | 0 | 0 | 0 | 0 | 0 | 0 | 0 | 0 | 0 | 0 | 0 | 0 | 1688.4837
2025-11-02 | 2611.734 | 13.7 | 0 | 1 | 0 | 0 | 1 | 0 | 0 | 0 | 0 | 0 | 0 | 0 | 0 | 0 | 0 | 0 | 0 | 0 | 0 | 0 | 0 | 0 | 0 | 0 | 0 | 0 | 1696.8063
2025-11-02 | 2667.771 | 13.49 | 0 | 1 | 0 | 0 | 0 | 1 | 0 | 0 | 0 | 0 | 0 | 0 | 0 | 0 | 0 | 0 | 0 | 0 | 0 | 0 | 0 | 0 | 0 | 0 | 0 | 0 | 1710.8969
2025-11-02 | 2683.573 | 13.64 | 0 | 1 | 0 | 0 | 0 | 0 | 1 | 0 | 0 | 0 | 0 | 0 | 0 | 0 | 0 | 0 | 0 | 0 | 0 | 0 | 0 | 0 | 0 | 0 | 0 | 0 | 1758.851
2025-11-02 | 2730.86 | 13.7 | 0 | 1 | 0 | 0 | 0 | 0 | 0 | 1 | 0 | 0 | 0 | 0 | 0 | 0 | 0 | 0 | 0 | 0 | 0 | 0 | 0 | 0 | 0 | 0 | 0 | 0 | 1864.8554
2025-11-02 | 2767.258 | 13.77 | 0 | 1 | 0 | 0 | 0 | 0 | 0 | 0 | 1 | 0 | 0 | 0 | 0 | 0 | 0 | 0 | 0 | 0 | 0 | 0 | 0 | 0 | 0 | 0 | 0 | 0 | 2067.4444
2025-11-02 | 2877.458 | 13.83 | 0 | 1 | 0 | 0 | 0 | 0 | 0 | 0 | 0 | 1 | 0 | 0 | 0 | 0 | 0 | 0 | 0 | 0 | 0 | 0 | 0 | 0 | 0 | 0 | 0 | 0 | 2286.6218
2025-11-02 | 2929.646 | 12.79 | 0 | 1 | 0 | 0 | 0 | 0 | 0 | 0 | 0 | 0 | 1 | 0 | 0 | 0 | 0 | 0 | 0 | 0 | 0 | 0 | 0 | 0 | 0 | 0 | 0 | 0 | 2486.1268
2025-11-02 | 3105.338 | 11.53 | 0 | 1 | 0 | 0 | 0 | 0 | 0 | 0 | 0 | 0 | 0 | 1 | 0 | 0 | 0 | 0 | 0 | 0 | 0 | 0 | 0 | 0 | 0 | 0 | 0 | 0 | 2621.7093
2025-11-02 | 3262.863 | 10.3 | 0 | 1 | 0 | 0 | 0 | 0 | 0 | 0 | 0 | 0 | 0 | 0 | 1 | 0 | 0 | 0 | 0 | 0 | 0 | 0 | 0 | 0 | 0 | 0 | 0 | 0 | 2680.5012
2025-11-02 | 3382.301 | 9.31 | 0 | 1 | 0 | 0 | 0 | 0 | 0 | 0 | 0 | 0 | 0 | 0 | 0 | 1 | 0 | 0 | 0 | 0 | 0 | 0 | 0 | 0 | 0 | 0 | 0 | 0 | 2650.5307
2025-11-02 | 3372.407 | 9.06 | 0 | 1 | 0 | 0 | 0 | 0 | 0 | 0 | 0 | 0 | 0 | 0 | 0 | 0 | 1 | 0 | 0 | 0 | 0 | 0 | 0 | 0 | 0 | 0 | 0 | 0 | 2620.3655
2025-11-02 | 3381.081 | 8.61 | 0 | 1 | 0 | 0 | 0 | 0 | 0 | 0 | 0 | 0 | 0 | 0 | 0 | 0 | 0 | 1 | 0 | 0 | 0 | 0 | 0 | 0 | 0 | 0 | 0 | 0 | 2580.8693
2025-11-02 | 3317.233 | 8.56 | 0 | 1 | 0 | 0 | 0 | 0 | 0 | 0 | 0 | 0 | 0 | 0 | 0 | 0 | 0 | 0 | 1 | 0 | 0 | 0 | 0 | 0 | 0 | 0 | 0 | 0 | 2522.8048
2025-11-02 | 3314.468 | 8.73 | 0 | 1 | 0 | 0 | 0 | 0 | 0 | 0 | 0 | 0 | 0 | 0 | 0 | 0 | 0 | 0 | 0 | 1 | 0 | 0 | 0 | 0 | 0 | 0 | 0 | 0 | 2410.8713
2025-11-02 | 3337.135 | 9.14 | 0 | 1 | 0 | 0 | 0 | 0 | 0 | 0 | 0 | 0 | 0 | 0 | 0 | 0 | 0 | 0 | 0 | 0 | 1 | 0 | 0 | 0 | 0 | 0 | 0 | 0 | 2260.7419
2025-11-02 | 3379.018 | 9.98 | 0 | 1 | 0 | 0 | 0 | 0 | 0 | 0 | 0 | 0 | 0 | 0 | 0 | 0 | 0 | 0 | 0 | 0 | 0 | 1 | 0 | 0 | 0 | 0 | 0 | 0 | 2163.0571
2025-11-02 | 3315.758 | 10.58 | 0 | 1 | 0 | 0 | 0 | 0 | 0 | 0 | 0 | 0 | 0 | 0 | 0 | 0 | 0 | 0 | 0 | 0 | 0 | 0 | 1 | 0 | 0 | 0 | 0 | 0 | 2123.7622
2025-11-02 | 3185.371 | 10.72 | 0 | 1 | 0 | 0 | 0 | 0 | 0 | 0 | 0 | 0 | 0 | 0 | 0 | 0 | 0 | 0 | 0 | 0 | 0 | 0 | 0 | 1 | 0 | 0 | 0 | 0 | 2070.7896
2025-11-02 | 3048.694 | 10.73 | 0 | 1 | 0 | 0 | 0 | 0 | 0 | 0 | 0 | 0 | 0 | 0 | 0 | 0 | 0 | 0 | 0 | 0 | 0 | 0 | 0 | 0 | 1 | 0 | 0 | 0 | 1973.5451
2025-11-02 | 2909.994 | 11.06 | 0 | 1 | 0 | 0 | 0 | 0 | 0 | 0 | 0 | 0 | 0 | 0 | 0 | 0 | 0 | 0 | 0 | 0 | 0 | 0 | 0 | 0 | 0 | 1 | 0 | 0 | 1860.7103
2025-11-02 | 2732.728 | 11.09 | 0 | 1 | 0 | 0 | 0 | 0 | 0 | 0 | 0 | 0 | 0 | 0 | 0 | 0 | 0 | 0 | 0 | 0 | 0 | 0 | 0 | 0 | 0 | 0 | 1 | 0 | 1754.3128
2025-11-02 | 2585.913 | 11.44 | 0 | 1 | 0 | 0 | 0 | 0 | 0 | 0 | 0 | 0 | 0 | 0 | 0 | 0 | 0 | 0 | 0 | 0 | 0 | 0 | 0 | 0 | 0 | 0 | 0 | 1 | 1688.6063
2025-11-03 | 2541.088 | 11.66 | 0 | 0 | 1 | 0 | 0 | 0 | 0 | 0 | 0 | 0 | 0 | 0 | 0 | 0 | 0 | 0 | 0 | 0 | 0 | 0 | 0 | 0 | 0 | 0 | 0 | 0 | 1925.9329
2025-11-03 | 2492.522 | 11.99 | 0 | 0 | 0 | 1 | 0 | 0 | 0 | 0 | 0 | 0 | 0 | 0 | 0 | 0 | 0 | 0 | 0 | 0 | 0 | 0 | 0 | 0 | 0 | 0 | 0 | 0 | 1911.9476
2025-11-03 | 2492.158 | 12.24 | 0 | 0 | 0 | 0 | 1 | 0 | 0 | 0 | 0 | 0 | 0 | 0 | 0 | 0 | 0 | 0 | 0 | 0 | 0 | 0 | 0 | 0 | 0 | 0 | 0 | 0 | 1912.8737
2025-11-03 | 2486.821 | 12.54 | 0 | 0 | 0 | 0 | 0 | 1 | 0 | 0 | 0 | 0 | 0 | 0 | 0 | 0 | 0 | 0 | 0 | 0 | 0 | 0 | 0 | 0 | 0 | 0 | 0 | 0 | 1944.1107
2025-11-03 | 2534.076 | 12.74 | 0 | 0 | 0 | 0 | 0 | 0 | 1 | 0 | 0 | 0 | 0 | 0 | 0 | 0 | 0 | 0 | 0 | 0 | 0 | 0 | 0 | 0 | 0 | 0 | 0 | 0 | 1993.7458
2025-11-03 | 2623.609 | 12.59 | 0 | 0 | 0 | 0 | 0 | 0 | 0 | 1 | 0 | 0 | 0 | 0 | 0 | 0 | 0 | 0 | 0 | 0 | 0 | 0 | 0 | 0 | 0 | 0 | 0 | 0 | 2092.6899
2025-11-03 | 2813.382 | 12.77 | 0 | 0 | 0 | 0 | 0 | 0 | 0 | 0 | 1 | 0 | 0 | 0 | 0 | 0 | 0 | 0 | 0 | 0 | 0 | 0 | 0 | 0 | 0 | 0 | 0 | 0 | 2298.9771
2025-11-03 | 3400.541 | 12.98 | 0 | 0 | 0 | 0 | 0 | 0 | 0 | 0 | 0 | 1 | 0 | 0 | 0 | 0 | 0 | 0 | 0 | 0 | 0 | 0 | 0 | 0 | 0 | 0 | 0 | 0 | 2523.1976
2025-11-03 | 3908.3 | 12.38 | 0 | 0 | 0 | 0 | 0 | 0 | 0 | 0 | 0 | 0 | 1 | 0 | 0 | 0 | 0 | 0 | 0 | 0 | 0 | 0 | 0 | 0 | 0 | 0 | 0 | 0 | 2737.4956
2025-11-03 | 4281.75 | 11.3 | 0 | 0 | 0 | 0 | 0 | 0 | 0 | 0 | 0 | 0 | 0 | 1 | 0 | 0 | 0 | 0 | 0 | 0 | 0 | 0 | 0 | 0 | 0 | 0 | 0 | 0 | 2879.1297
2025-11-03 | 4502.759 | 10.21 | 0 | 0 | 0 | 0 | 0 | 0 | 0 | 0 | 0 | 0 | 0 | 0 | 1 | 0 | 0 | 0 | 0 | 0 | 0 | 0 | 0 | 0 | 0 | 0 | 0 | 0 | 2942.6284
2025-11-03 | 4668.469 | 9.98 | 0 | 0 | 0 | 0 | 0 | 0 | 0 | 0 | 0 | 0 | 0 | 0 | 0 | 1 | 0 | 0 | 0 | 0 | 0 | 0 | 0 | 0 | 0 | 0 | 0 | 0 | 2938.2094
2025-11-03 | 4677.037 | 9.64 | 0 | 0 | 0 | 0 | 0 | 0 | 0 | 0 | 0 | 0 | 0 | 0 | 0 | 0 | 1 | 0 | 0 | 0 | 0 | 0 | 0 | 0 | 0 | 0 | 0 | 0 | 2905.0184
2025-11-03 | 4628.927 | 9.43 | 0 | 0 | 0 | 0 | 0 | 0 | 0 | 0 | 0 | 0 | 0 | 0 | 0 | 0 | 0 | 1 | 0 | 0 | 0 | 0 | 0 | 0 | 0 | 0 | 0 | 0 | 2873.591
2025-11-03 | 4590.036 | 9.05 | 0 | 0 | 0 | 0 | 0 | 0 | 0 | 0 | 0 | 0 | 0 | 0 | 0 | 0 | 0 | 0 | 1 | 0 | 0 | 0 | 0 | 0 | 0 | 0 | 0 | 0 | 2804.4318
2025-11-03 | 4629.351 | 8.88 | 0 | 0 | 0 | 0 | 0 | 0 | 0 | 0 | 0 | 0 | 0 | 0 | 0 | 0 | 0 | 0 | 0 | 1 | 0 | 0 | 0 | 0 | 0 | 0 | 0 | 0 | 2681.0674
2025-11-03 | 4402.327 | 9.23 | 0 | 0 | 0 | 0 | 0 | 0 | 0 | 0 | 0 | 0 | 0 | 0 | 0 | 0 | 0 | 0 | 0 | 0 | 1 | 0 | 0 | 0 | 0 | 0 | 0 | 0 | 2528.9208
2025-11-03 | 4014.715 | 10.01 | 0 | 0 | 0 | 0 | 0 | 0 | 0 | 0 | 0 | 0 | 0 | 0 | 0 | 0 | 0 | 0 | 0 | 0 | 0 | 1 | 0 | 0 | 0 | 0 | 0 | 0 | 2429.2188
2025-11-03 | 3711.138 | 10.78 | 0 | 0 | 0 | 0 | 0 | 0 | 0 | 0 | 0 | 0 | 0 | 0 | 0 | 0 | 0 | 0 | 0 | 0 | 0 | 0 | 1 | 0 | 0 | 0 | 0 | 0 | 2395.6394
2025-11-03 | 3481.514 | 11.25 | 0 | 0 | 0 | 0 | 0 | 0 | 0 | 0 | 0 | 0 | 0 | 0 | 0 | 0 | 0 | 0 | 0 | 0 | 0 | 0 | 0 | 1 | 0 | 0 | 0 | 0 | 2353.7615
2025-11-03 | 3315.525 | 11.36 | 0 | 0 | 0 | 0 | 0 | 0 | 0 | 0 | 0 | 0 | 0 | 0 | 0 | 0 | 0 | 0 | 0 | 0 | 0 | 0 | 0 | 0 | 1 | 0 | 0 | 0 | 2259.879
2025-11-03 | 3024.892 | 11.76 | 0 | 0 | 0 | 0 | 0 | 0 | 0 | 0 | 0 | 0 | 0 | 0 | 0 | 0 | 0 | 0 | 0 | 0 | 0 | 0 | 0 | 0 | 0 | 1 | 0 | 0 | 2149.3977
2025-11-03 | 2799.516 | 12.42 | 0 | 0 | 0 | 0 | 0 | 0 | 0 | 0 | 0 | 0 | 0 | 0 | 0 | 0 | 0 | 0 | 0 | 0 | 0 | 0 | 0 | 0 | 0 | 0 | 1 | 0 | 2064.1809
2025-11-03 | 2678.008 | 12.51 | 0 | 0 | 0 | 0 | 0 | 0 | 0 | 0 | 0 | 0 | 0 | 0 | 0 | 0 | 0 | 0 | 0 | 0 | 0 | 0 | 0 | 0 | 0 | 0 | 0 | 1 | 1989.7331
2025-11-04 | 2619.107 | 12.77 | 0 | 0 | 1 | 0 | 0 | 0 | 0 | 0 | 0 | 0 | 0 | 0 | 0 | 0 | 0 | 0 | 0 | 0 | 0 | 0 | 0 | 0 | 0 | 0 | 0 | 0 | 1963.2515
2025-11-04 | 2575.771 | 13.25 | 0 | 0 | 0 | 1 | 0 | 0 | 0 | 0 | 0 | 0 | 0 | 0 | 0 | 0 | 0 | 0 | 0 | 0 | 0 | 0 | 0 | 0 | 0 | 0 | 0 | 0 | 1954.3092
2025-11-04 | 2592.196 | 13.4 | 0 | 0 | 0 | 0 | 1 | 0 | 0 | 0 | 0 | 0 | 0 | 0 | 0 | 0 | 0 | 0 | 0 | 0 | 0 | 0 | 0 | 0 | 0 | 0 | 0 | 0 | 1951.8733
2025-11-04 | 2580.173 | 13.48 | 0 | 0 | 0 | 0 | 0 | 1 | 0 | 0 | 0 | 0 | 0 | 0 | 0 | 0 | 0 | 0 | 0 | 0 | 0 | 0 | 0 | 0 | 0 | 0 | 0 | 0 | 1975.7138
2025-11-04 | 2638.745 | 13.49 | 0 | 0 | 0 | 0 | 0 | 0 | 1 | 0 | 0 | 0 | 0 | 0 | 0 | 0 | 0 | 0 | 0 | 0 | 0 | 0 | 0 | 0 | 0 | 0 | 0 | 0 | 2018.9611
2025-11-04 | 2746.147 | 13.29 | 0 | 0 | 0 | 0 | 0 | 0 | 0 | 1 | 0 | 0 | 0 | 0 | 0 | 0 | 0 | 0 | 0 | 0 | 0 | 0 | 0 | 0 | 0 | 0 | 0 | 0 | 2116.2242
2025-11-04 | 3033.619 | 13.29 | 0 | 0 | 0 | 0 | 0 | 0 | 0 | 0 | 1 | 0 | 0 | 0 | 0 | 0 | 0 | 0 | 0 | 0 | 0 | 0 | 0 | 0 | 0 | 0 | 0 | 0 | 2316.4597
2025-11-04 | 3557.633 | 12.73 | 0 | 0 | 0 | 0 | 0 | 0 | 0 | 0 | 0 | 1 | 0 | 0 | 0 | 0 | 0 | 0 | 0 | 0 | 0 | 0 | 0 | 0 | 0 | 0 | 0 | 0 | 2514.7926
2025-11-04 | 4026.752 | 12.15 | 0 | 0 | 0 | 0 | 0 | 0 | 0 | 0 | 0 | 0 | 1 | 0 | 0 | 0 | 0 | 0 | 0 | 0 | 0 | 0 | 0 | 0 | 0 | 0 | 0 | 0 | 2729.7629
2025-11-04 | 4430.706 | 10.84 | 0 | 0 | 0 | 0 | 0 | 0 | 0 | 0 | 0 | 0 | 0 | 1 | 0 | 0 | 0 | 0 | 0 | 0 | 0 | 0 | 0 | 0 | 0 | 0 | 0 | 0 | 2863.6644
2025-11-04 | 4640.356 | 9.41 | 0 | 0 | 0 | 0 | 0 | 0 | 0 | 0 | 0 | 0 | 0 | 0 | 1 | 0 | 0 | 0 | 0 | 0 | 0 | 0 | 0 | 0 | 0 | 0 | 0 | 0 | 2915.7322
2025-11-04 | 4739.937 | 7.88 | 0 | 0 | 0 | 0 | 0 | 0 | 0 | 0 | 0 | 0 | 0 | 0 | 0 | 1 | 0 | 0 | 0 | 0 | 0 | 0 | 0 | 0 | 0 | 0 | 0 | 0 | 2867.6068
2025-11-04 | 4652.842 | 6.72 | 0 | 0 | 0 | 0 | 0 | 0 | 0 | 0 | 0 | 0 | 0 | 0 | 0 | 0 | 1 | 0 | 0 | 0 | 0 | 0 | 0 | 0 | 0 | 0 | 0 | 0 | 2806.8471
2025-11-04 | 4637.433 | 6.52 | 0.1 | 0 | 0 | 0 | 0 | 0 | 0 | 0 | 0 | 0 | 0 | 0 | 0 | 0 | 0 | 1 | 0 | 0 | 0 | 0 | 0 | 0 | 0 | 0 | 0 | 0 | 2785.2219
2025-11-04 | 4561.016 | 6.56 | 0.13 | 0 | 0 | 0 | 0 | 0 | 0 | 0 | 0 | 0 | 0 | 0 | 0 | 0 | 0 | 0 | 1 | 0 | 0 | 0 | 0 | 0 | 0 | 0 | 0 | 0 | 2733.023
2025-11-04 | 4478.775 | 6.58 | 0.35 | 0 | 0 | 0 | 0 | 0 | 0 | 0 | 0 | 0 | 0 | 0 | 0 | 0 | 0 | 0 | 0 | 1 | 0 | 0 | 0 | 0 | 0 | 0 | 0 | 0 | 2636.8717
2025-11-04 | 4221.967 | 6.74 | 0.29 | 0 | 0 | 0 | 0 | 0 | 0 | 0 | 0 | 0 | 0 | 0 | 0 | 0 | 0 | 0 | 0 | 0 | 1 | 0 | 0 | 0 | 0 | 0 | 0 | 0 | 2472.6577
2025-11-04 | 4048.018 | 7.43 | 0.12 | 0 | 0 | 0 | 0 | 0 | 0 | 0 | 0 | 0 | 0 | 0 | 0 | 0 | 0 | 0 | 0 | 0 | 0 | 1 | 0 | 0 | 0 | 0 | 0 | 0 | 2353.8375
2025-11-04 | 3687.77 | 7.93 | 0.06 | 0 | 0 | 0 | 0 | 0 | 0 | 0 | 0 | 0 | 0 | 0 | 0 | 0 | 0 | 0 | 0 | 0 | 0 | 0 | 1 | 0 | 0 | 0 | 0 | 0 | 2305.5011
2025-11-04 | 3460.81 | 8.24 | 0.07 | 0 | 0 | 0 | 0 | 0 | 0 | 0 | 0 | 0 | 0 | 0 | 0 | 0 | 0 | 0 | 0 | 0 | 0 | 0 | 0 | 1 | 0 | 0 | 0 | 0 | 2259.1905
2025-11-04 | 3269.51 | 8.47 | 0 | 0 | 0 | 0 | 0 | 0 | 0 | 0 | 0 | 0 | 0 | 0 | 0 | 0 | 0 | 0 | 0 | 0 | 0 | 0 | 0 | 0 | 1 | 0 | 0 | 0 | 2162.7162
2025-11-04 | 2961.557 | 8.94 | 0 | 0 | 0 | 0 | 0 | 0 | 0 | 0 | 0 | 0 | 0 | 0 | 0 | 0 | 0 | 0 | 0 | 0 | 0 | 0 | 0 | 0 | 0 | 1 | 0 | 0 | 2054.5883
2025-11-04 | 2687.424 | 8.85 | 0 | 0 | 0 | 0 | 0 | 0 | 0 | 0 | 0 | 0 | 0 | 0 | 0 | 0 | 0 | 0 | 0 | 0 | 0 | 0 | 0 | 0 | 0 | 0 | 1 | 0 | 1944.1564
2025-11-04 | 2605.342 | 9.24 | 0 | 0 | 0 | 0 | 0 | 0 | 0 | 0 | 0 | 0 | 0 | 0 | 0 | 0 | 0 | 0 | 0 | 0 | 0 | 0 | 0 | 0 | 0 | 0 | 0 | 1 | 1879.7946
2025-11-05 | 2563.228 | 9.2 | 0 | 0 | 1 | 0 | 0 | 0 | 0 | 0 | 0 | 0 | 0 | 0 | 0 | 0 | 0 | 0 | 0 | 0 | 0 | 0 | 0 | 0 | 0 | 0 | 0 | 0 | 1843.2269
2025-11-05 | 2512.414 | 9.24 | 0 | 0 | 0 | 1 | 0 | 0 | 0 | 0 | 0 | 0 | 0 | 0 | 0 | 0 | 0 | 0 | 0 | 0 | 0 | 0 | 0 | 0 | 0 | 0 | 0 | 0 | 1819.4917
2025-11-05 | 2500.73 | 9.38 | 0 | 0 | 0 | 0 | 1 | 0 | 0 | 0 | 0 | 0 | 0 | 0 | 0 | 0 | 0 | 0 | 0 | 0 | 0 | 0 | 0 | 0 | 0 | 0 | 0 | 0 | 1816.7196
2025-11-05 | 2491.913 | 9.58 | 0 | 0 | 0 | 0 | 0 | 1 | 0 | 0 | 0 | 0 | 0 | 0 | 0 | 0 | 0 | 0 | 0 | 0 | 0 | 0 | 0 | 0 | 0 | 0 | 0 | 0 | 1844.5945
2025-11-05 | 2552.273 | 9.87 | 0 | 0 | 0 | 0 | 0 | 0 | 1 | 0 | 0 | 0 | 0 | 0 | 0 | 0 | 0 | 0 | 0 | 0 | 0 | 0 | 0 | 0 | 0 | 0 | 0 | 0 | 1897.2555
2025-11-05 | 2652.996 | 9.96 | 0 | 0 | 0 | 0 | 0 | 0 | 0 | 1 | 0 | 0 | 0 | 0 | 0 | 0 | 0 | 0 | 0 | 0 | 0 | 0 | 0 | 0 | 0 | 0 | 0 | 0 | 2004.2685
2025-11-05 | 2897.06 | 10.1 | 0 | 0 | 0 | 0 | 0 | 0 | 0 | 0 | 1 | 0 | 0 | 0 | 0 | 0 | 0 | 0 | 0 | 0 | 0 | 0 | 0 | 0 | 0 | 0 | 0 | 0 | 2209.2109
2025-11-05 | 3472.052 | 9.86 | 0 | 0 | 0 | 0 | 0 | 0 | 0 | 0 | 0 | 1 | 0 | 0 | 0 | 0 | 0 | 0 | 0 | 0 | 0 | 0 | 0 | 0 | 0 | 0 | 0 | 0 | 2418.3022
2025-11-05 | 4000.902 | 8.9 | 0 | 0 | 0 | 0 | 0 | 0 | 0 | 0 | 0 | 0 | 1 | 0 | 0 | 0 | 0 | 0 | 0 | 0 | 0 | 0 | 0 | 0 | 0 | 0 | 0 | 0 | 2620.4968
2025-11-05 | 4457.556 | 7.82 | 0 | 0 | 0 | 0 | 0 | 0 | 0 | 0 | 0 | 0 | 0 | 1 | 0 | 0 | 0 | 0 | 0 | 0 | 0 | 0 | 0 | 0 | 0 | 0 | 0 | 0 | 2762.131
2025-11-05 | 4695.231 | 6.92 | 0.35 | 0 | 0 | 0 | 0 | 0 | 0 | 0 | 0 | 0 | 0 | 0 | 1 | 0 | 0 | 0 | 0 | 0 | 0 | 0 | 0 | 0 | 0 | 0 | 0 | 0 | 2865.1486
2025-11-05 | 4786.703 | 6.21 | 0.58 | 0 | 0 | 0 | 0 | 0 | 0 | 0 | 0 | 0 | 0 | 0 | 0 | 1 | 0 | 0 | 0 | 0 | 0 | 0 | 0 | 0 | 0 | 0 | 0 | 0 | 2866.3637
2025-11-05 | 4819.332 | 5.55 | 0.76 | 0 | 0 | 0 | 0 | 0 | 0 | 0 | 0 | 0 | 0 | 0 | 0 | 0 | 1 | 0 | 0 | 0 | 0 | 0 | 0 | 0 | 0 | 0 | 0 | 0 | 2839.453
2025-11-05 | 4813.816 | 5.3 | 1 | 0 | 0 | 0 | 0 | 0 | 0 | 0 | 0 | 0 | 0 | 0 | 0 | 0 | 0 | 1 | 0 | 0 | 0 | 0 | 0 | 0 | 0 | 0 | 0 | 0 | 2829.3992
2025-11-05 | 4713.402 | 4.75 | 1.18 | 0 | 0 | 0 | 0 | 0 | 0 | 0 | 0 | 0 | 0 | 0 | 0 | 0 | 0 | 0 | 1 | 0 | 0 | 0 | 0 | 0 | 0 | 0 | 0 | 0 | 2771.5634
2025-11-05 | 4633.533 | 4.99 | 1.14 | 0 | 0 | 0 | 0 | 0 | 0 | 0 | 0 | 0 | 0 | 0 | 0 | 0 | 0 | 0 | 0 | 1 | 0 | 0 | 0 | 0 | 0 | 0 | 0 | 0 | 2658.1969
2025-11-05 | 4482.269 | 5.12 | 1.01 | 0 | 0 | 0 | 0 | 0 | 0 | 0 | 0 | 0 | 0 | 0 | 0 | 0 | 0 | 0 | 0 | 0 | 1 | 0 | 0 | 0 | 0 | 0 | 0 | 0 | 2486.3481
2025-11-05 | 4174.35 | 5.69 | 0.74 | 0 | 0 | 0 | 0 | 0 | 0 | 0 | 0 | 0 | 0 | 0 | 0 | 0 | 0 | 0 | 0 | 0 | 0 | 1 | 0 | 0 | 0 | 0 | 0 | 0 | 2354.0275
2025-11-05 | 3884.745 | 6.41 | 0.54 | 0 | 0 | 0 | 0 | 0 | 0 | 0 | 0 | 0 | 0 | 0 | 0 | 0 | 0 | 0 | 0 | 0 | 0 | 0 | 1 | 0 | 0 | 0 | 0 | 0 | 2299.8351
2025-11-05 | 3637.292 | 6.67 | 0.48 | 0 | 0 | 0 | 0 | 0 | 0 | 0 | 0 | 0 | 0 | 0 | 0 | 0 | 0 | 0 | 0 | 0 | 0 | 0 | 0 | 1 | 0 | 0 | 0 | 0 | 2245.2173
2025-11-05 | 3410.607 | 7.1 | 0.2 | 0 | 0 | 0 | 0 | 0 | 0 | 0 | 0 | 0 | 0 | 0 | 0 | 0 | 0 | 0 | 0 | 0 | 0 | 0 | 0 | 0 | 1 | 0 | 0 | 0 | 2135.5884
2025-11-05 | 3165.41 | 7.43 | 0.44 | 0 | 0 | 0 | 0 | 0 | 0 | 0 | 0 | 0 | 0 | 0 | 0 | 0 | 0 | 0 | 0 | 0 | 0 | 0 | 0 | 0 | 0 | 1 | 0 | 0 | 2045.4721
2025-11-05 | 2890.149 | 7.82 | 0.4 | 0 | 0 | 0 | 0 | 0 | 0 | 0 | 0 | 0 | 0 | 0 | 0 | 0 | 0 | 0 | 0 | 0 | 0 | 0 | 0 | 0 | 0 | 0 | 1 | 0 | 1947.3915
2025-11-05 | 2715.283 | 8.2 | 0.24 | 0 | 0 | 0 | 0 | 0 | 0 | 0 | 0 | 0 | 0 | 0 | 0 | 0 | 0 | 0 | 0 | 0 | 0 | 0 | 0 | 0 | 0 | 0 | 0 | 1 | 1867.5479
2025-11-06 | 2668.411 | 8.72 | 0.05 | 0 | 1 | 0 | 0 | 0 | 0 | 0 | 0 | 0 | 0 | 0 | 0 | 0 | 0 | 0 | 0 | 0 | 0 | 0 | 0 | 0 | 0 | 0 | 0 | 0 | 1831.8222
2025-11-06 | 2624.445 | 8.93 | 0.06 | 0 | 0 | 1 | 0 | 0 | 0 | 0 | 0 | 0 | 0 | 0 | 0 | 0 | 0 | 0 | 0 | 0 | 0 | 0 | 0 | 0 | 0 | 0 | 0 | 0 | 1814.749
2025-11-06 | 2609.269 | 9.03 | 0.2 | 0 | 0 | 0 | 1 | 0 | 0 | 0 | 0 | 0 | 0 | 0 | 0 | 0 | 0 | 0 | 0 | 0 | 0 | 0 | 0 | 0 | 0 | 0 | 0 | 0 | 1823.8845
2025-11-06 | 2620.733 | 9.63 | 0.27 | 0 | 0 | 0 | 0 | 1 | 0 | 0 | 0 | 0 | 0 | 0 | 0 | 0 | 0 | 0 | 0 | 0 | 0 | 0 | 0 | 0 | 0 | 0 | 0 | 0 | 1871.8338
2025-11-06 | 2692.467 | 10.16 | 0.21 | 0 | 0 | 0 | 0 | 0 | 1 | 0 | 0 | 0 | 0 | 0 | 0 | 0 | 0 | 0 | 0 | 0 | 0 | 0 | 0 | 0 | 0 | 0 | 0 | 0 | 1926.884
2025-11-06 | 2828.726 | 10.51 | 0 | 0 | 0 | 0 | 0 | 0 | 0 | 1 | 0 | 0 | 0 | 0 | 0 | 0 | 0 | 0 | 0 | 0 | 0 | 0 | 0 | 0 | 0 | 0 | 0 | 0 | 2022.7597
2025-11-06 | 3070.567 | 11.02 | 0 | 0 | 0 | 0 | 0 | 0 | 0 | 0 | 1 | 0 | 0 | 0 | 0 | 0 | 0 | 0 | 0 | 0 | 0 | 0 | 0 | 0 | 0 | 0 | 0 | 0 | 2240.1416
2025-11-06 | 3600.251 | 11.03 | 0 | 0 | 0 | 0 | 0 | 0 | 0 | 0 | 0 | 1 | 0 | 0 | 0 | 0 | 0 | 0 | 0 | 0 | 0 | 0 | 0 | 0 | 0 | 0 | 0 | 0 | 2457.638
2025-11-06 | 4135.646 | 10.6 | 0 | 0 | 0 | 0 | 0 | 0 | 0 | 0 | 0 | 0 | 1 | 0 | 0 | 0 | 0 | 0 | 0 | 0 | 0 | 0 | 0 | 0 | 0 | 0 | 0 | 0 | 2677.6514
2025-11-06 | 4555.99 | 9.59 | 0 | 0 | 0 | 0 | 0 | 0 | 0 | 0 | 0 | 0 | 0 | 1 | 0 | 0 | 0 | 0 | 0 | 0 | 0 | 0 | 0 | 0 | 0 | 0 | 0 | 0 | 2821.639
2025-11-06 | 4760.827 | 8.14 | 0 | 0 | 0 | 0 | 0 | 0 | 0 | 0 | 0 | 0 | 0 | 0 | 1 | 0 | 0 | 0 | 0 | 0 | 0 | 0 | 0 | 0 | 0 | 0 | 0 | 0 | 2873.0344
2025-11-06 | 4814.027 | 7.27 | 0 | 0 | 0 | 0 | 0 | 0 | 0 | 0 | 0 | 0 | 0 | 0 | 0 | 1 | 0 | 0 | 0 | 0 | 0 | 0 | 0 | 0 | 0 | 0 | 0 | 0 | 2847.0984
2025-11-06 | 4786.469 | 6.33 | 0.03 | 0 | 0 | 0 | 0 | 0 | 0 | 0 | 0 | 0 | 0 | 0 | 0 | 0 | 1 | 0 | 0 | 0 | 0 | 0 | 0 | 0 | 0 | 0 | 0 | 0 | 2796.5749
2025-11-06 | 4701.045 | 5.97 | 0.26 | 0 | 0 | 0 | 0 | 0 | 0 | 0 | 0 | 0 | 0 | 0 | 0 | 0 | 0 | 1 | 0 | 0 | 0 | 0 | 0 | 0 | 0 | 0 | 0 | 0 | 2781.8763
2025-11-06 | 4630.67 | 5.87 | 0.36 | 0 | 0 | 0 | 0 | 0 | 0 | 0 | 0 | 0 | 0 | 0 | 0 | 0 | 0 | 0 | 1 | 0 | 0 | 0 | 0 | 0 | 0 | 0 | 0 | 0 | 2731.5968
2025-11-06 | 4615.076 | 6.24 | 0.38 | 0 | 0 | 0 | 0 | 0 | 0 | 0 | 0 | 0 | 0 | 0 | 0 | 0 | 0 | 0 | 0 | 1 | 0 | 0 | 0 | 0 | 0 | 0 | 0 | 0 | 2628.2806
2025-11-06 | 4497.704 | 6.85 | 0.22 | 0 | 0 | 0 | 0 | 0 | 0 | 0 | 0 | 0 | 0 | 0 | 0 | 0 | 0 | 0 | 0 | 0 | 1 | 0 | 0 | 0 | 0 | 0 | 0 | 0 | 2469.7297
2025-11-06 | 4305.557 | 7.53 | 0.06 | 0 | 0 | 0 | 0 | 0 | 0 | 0 | 0 | 0 | 0 | 0 | 0 | 0 | 0 | 0 | 0 | 0 | 0 | 1 | 0 | 0 | 0 | 0 | 0 | 0 | 2351.52
2025-11-06 | 3933.629 | 8.28 | 0 | 0 | 0 | 0 | 0 | 0 | 0 | 0 | 0 | 0 | 0 | 0 | 0 | 0 | 0 | 0 | 0 | 0 | 0 | 0 | 1 | 0 | 0 | 0 | 0 | 0 | 2311.5886
2025-11-06 | 3680.148 | 8.71 | 0 | 0 | 0 | 0 | 0 | 0 | 0 | 0 | 0 | 0 | 0 | 0 | 0 | 0 | 0 | 0 | 0 | 0 | 0 | 0 | 0 | 1 | 0 | 0 | 0 | 0 | 2268.3658
2025-11-06 | 3534.377 | 9.14 | 0 | 0 | 0 | 0 | 0 | 0 | 0 | 0 | 0 | 0 | 0 | 0 | 0 | 0 | 0 | 0 | 0 | 0 | 0 | 0 | 0 | 0 | 1 | 0 | 0 | 0 | 2185.2419
2025-11-06 | 3288.852 | 9.54 | 0 | 0 | 0 | 0 | 0 | 0 | 0 | 0 | 0 | 0 | 0 | 0 | 0 | 0 | 0 | 0 | 0 | 0 | 0 | 0 | 0 | 0 | 0 | 1 | 0 | 0 | 2074.7605
2025-11-06 | 3017.738 | 9.47 | 0 | 0 | 0 | 0 | 0 | 0 | 0 | 0 | 0 | 0 | 0 | 0 | 0 | 0 | 0 | 0 | 0 | 0 | 0 | 0 | 0 | 0 | 0 | 0 | 1 | 0 | 1965.001
2025-11-06 | 2857.943 | 9.76 | 0 | 0 | 0 | 0 | 0 | 0 | 0 | 0 | 0 | 0 | 0 | 0 | 0 | 0 | 0 | 0 | 0 | 0 | 0 | 0 | 0 | 0 | 0 | 0 | 0 | 1 | 1897.2772
2025-11-07 | 2762.895 | 9.69 | 0 | 0 | 1 | 0 | 0 | 0 | 0 | 0 | 0 | 0 | 0 | 0 | 0 | 0 | 0 | 0 | 0 | 0 | 0 | 0 | 0 | 0 | 0 | 0 | 0 | 0 | 1859.7009
2025-11-07 | 2741.063 | 10.38 | 0 | 0 | 0 | 1 | 0 | 0 | 0 | 0 | 0 | 0 | 0 | 0 | 0 | 0 | 0 | 0 | 0 | 0 | 0 | 0 | 0 | 0 | 0 | 0 | 0 | 0 | 1857.8189
2025-11-07 | 2649.174 | 10.55 | 0 | 0 | 0 | 0 | 1 | 0 | 0 | 0 | 0 | 0 | 0 | 0 | 0 | 0 | 0 | 0 | 0 | 0 | 0 | 0 | 0 | 0 | 0 | 0 | 0 | 0 | 1856.0554
2025-11-07 | 2663.009 | 10.84 | 0 | 0 | 0 | 0 | 0 | 1 | 0 | 0 | 0 | 0 | 0 | 0 | 0 | 0 | 0 | 0 | 0 | 0 | 0 | 0 | 0 | 0 | 0 | 0 | 0 | 0 | 1886.9561
2025-11-07 | 2741.56 | 11.22 | 0 | 0 | 0 | 0 | 0 | 0 | 1 | 0 | 0 | 0 | 0 | 0 | 0 | 0 | 0 | 0 | 0 | 0 | 0 | 0 | 0 | 0 | 0 | 0 | 0 | 0 | 1942.6429
2025-11-07 | 2820.712 | 11.39 | 0 | 0 | 0 | 0 | 0 | 0 | 0 | 1 | 0 | 0 | 0 | 0 | 0 | 0 | 0 | 0 | 0 | 0 | 0 | 0 | 0 | 0 | 0 | 0 | 0 | 0 | 2052.3456
2025-11-07 | 3068.569 | 11.54 | 0 | 0 | 0 | 0 | 0 | 0 | 0 | 0 | 1 | 0 | 0 | 0 | 0 | 0 | 0 | 0 | 0 | 0 | 0 | 0 | 0 | 0 | 0 | 0 | 0 | 0 | 2257.6241
2025-11-07 | 3605.746 | 12.23 | 0 | 0 | 0 | 0 | 0 | 0 | 0 | 0 | 0 | 1 | 0 | 0 | 0 | 0 | 0 | 0 | 0 | 0 | 0 | 0 | 0 | 0 | 0 | 0 | 0 | 0 | 2497.9824
2025-11-07 | 4121.605 | 11.58 | 0 | 0 | 0 | 0 | 0 | 0 | 0 | 0 | 0 | 0 | 1 | 0 | 0 | 0 | 0 | 0 | 0 | 0 | 0 | 0 | 0 | 0 | 0 | 0 | 0 | 0 | 2710.5993
2025-11-07 | 4423.705 | 10.25 | 0 | 0 | 0 | 0 | 0 | 0 | 0 | 0 | 0 | 0 | 0 | 1 | 0 | 0 | 0 | 0 | 0 | 0 | 0 | 0 | 0 | 0 | 0 | 0 | 0 | 0 | 2843.8284
2025-11-07 | 4675.223 | 9.12 | 0 | 0 | 0 | 0 | 0 | 0 | 0 | 0 | 0 | 0 | 0 | 0 | 1 | 0 | 0 | 0 | 0 | 0 | 0 | 0 | 0 | 0 | 0 | 0 | 0 | 0 | 2905.9823
2025-11-07 | 4781.96 | 8.28 | 0.07 | 0 | 0 | 0 | 0 | 0 | 0 | 0 | 0 | 0 | 0 | 0 | 0 | 1 | 0 | 0 | 0 | 0 | 0 | 0 | 0 | 0 | 0 | 0 | 0 | 0 | 2887.6811
2025-11-07 | 4666.83 | 7.95 | 0.15 | 0 | 0 | 0 | 0 | 0 | 0 | 0 | 0 | 0 | 0 | 0 | 0 | 0 | 1 | 0 | 0 | 0 | 0 | 0 | 0 | 0 | 0 | 0 | 0 | 0 | 2862.3991
2025-11-07 | 4654.95 | 7.65 | 0.27 | 0 | 0 | 0 | 0 | 0 | 0 | 0 | 0 | 0 | 0 | 0 | 0 | 0 | 0 | 1 | 0 | 0 | 0 | 0 | 0 | 0 | 0 | 0 | 0 | 0 | 2839.3051
2025-11-07 | 4593.271 | 7.67 | 0.26 | 0 | 0 | 0 | 0 | 0 | 0 | 0 | 0 | 0 | 0 | 0 | 0 | 0 | 0 | 0 | 1 | 0 | 0 | 0 | 0 | 0 | 0 | 0 | 0 | 0 | 2782.6474
2025-11-07 | 4501.49 | 7.53 | 0.29 | 0 | 0 | 0 | 0 | 0 | 0 | 0 | 0 | 0 | 0 | 0 | 0 | 0 | 0 | 0 | 0 | 1 | 0 | 0 | 0 | 0 | 0 | 0 | 0 | 0 | 2663.1314
2025-11-07 | 4307.709 | 8.09 | 0.12 | 0 | 0 | 0 | 0 | 0 | 0 | 0 | 0 | 0 | 0 | 0 | 0 | 0 | 0 | 0 | 0 | 0 | 1 | 0 | 0 | 0 | 0 | 0 | 0 | 0 | 2501.9529
2025-11-07 | 4107.335 | 9 | 0.1 | 0 | 0 | 0 | 0 | 0 | 0 | 0 | 0 | 0 | 0 | 0 | 0 | 0 | 0 | 0 | 0 | 0 | 0 | 1 | 0 | 0 | 0 | 0 | 0 | 0 | 2404.7283
2025-11-07 | 3778.724 | 9.85 | 0 | 0 | 0 | 0 | 0 | 0 | 0 | 0 | 0 | 0 | 0 | 0 | 0 | 0 | 0 | 0 | 0 | 0 | 0 | 0 | 1 | 0 | 0 | 0 | 0 | 0 | 2364.3725
2025-11-07 | 3532.136 | 10.25 | 0 | 0 | 0 | 0 | 0 | 0 | 0 | 0 | 0 | 0 | 0 | 0 | 0 | 0 | 0 | 0 | 0 | 0 | 0 | 0 | 0 | 1 | 0 | 0 | 0 | 0 | 2320.1411
2025-11-07 | 3349.386 | 10.79 | 0 | 0 | 0 | 0 | 0 | 0 | 0 | 0 | 0 | 0 | 0 | 0 | 0 | 0 | 0 | 0 | 0 | 0 | 0 | 0 | 0 | 0 | 1 | 0 | 0 | 0 | 2240.7154
2025-11-07 | 3139.945 | 11.49 | 0 | 0 | 0 | 0 | 0 | 0 | 0 | 0 | 0 | 0 | 0 | 0 | 0 | 0 | 0 | 0 | 0 | 0 | 0 | 0 | 0 | 0 | 0 | 1 | 0 | 0 | 2140.3202
2025-11-07 | 2869.521 | 11.97 | 0 | 0 | 0 | 0 | 0 | 0 | 0 | 0 | 0 | 0 | 0 | 0 | 0 | 0 | 0 | 0 | 0 | 0 | 0 | 0 | 0 | 0 | 0 | 0 | 1 | 0 | 2049.0518
2025-11-07 | 2730.135 | 12.47 | 0 | 0 | 0 | 0 | 0 | 0 | 0 | 0 | 0 | 0 | 0 | 0 | 0 | 0 | 0 | 0 | 0 | 0 | 0 | 0 | 0 | 0 | 0 | 0 | 0 | 1 | 1988.3883
2025-11-08 | 2608.898 | 12.77 | 0 | 1 | 1 | 0 | 0 | 0 | 0 | 0 | 0 | 0 | 0 | 0 | 0 | 0 | 0 | 0 | 0 | 0 | 0 | 0 | 0 | 0 | 0 | 0 | 0 | 0 | 1698.0984
2025-11-08 | 2552.829 | 13.6 | 0 | 1 | 0 | 1 | 0 | 0 | 0 | 0 | 0 | 0 | 0 | 0 | 0 | 0 | 0 | 0 | 0 | 0 | 0 | 0 | 0 | 0 | 0 | 0 | 0 | 0 | 1700.9233
2025-11-08 | 2529.54 | 13.88 | 0 | 1 | 0 | 0 | 1 | 0 | 0 | 0 | 0 | 0 | 0 | 0 | 0 | 0 | 0 | 0 | 0 | 0 | 0 | 0 | 0 | 0 | 0 | 0 | 0 | 0 | 1702.858
2025-11-08 | 2572.911 | 14.41 | 0 | 1 | 0 | 0 | 0 | 1 | 0 | 0 | 0 | 0 | 0 | 0 | 0 | 0 | 0 | 0 | 0 | 0 | 0 | 0 | 0 | 0 | 0 | 0 | 0 | 0 | 1741.8276
2025-11-08 | 2631.616 | 14.41 | 0 | 1 | 0 | 0 | 0 | 0 | 1 | 0 | 0 | 0 | 0 | 0 | 0 | 0 | 0 | 0 | 0 | 0 | 0 | 0 | 0 | 0 | 0 | 0 | 0 | 0 | 1784.7387
2025-11-08 | 2700.435 | 14.72 | 0 | 1 | 0 | 0 | 0 | 0 | 0 | 1 | 0 | 0 | 0 | 0 | 0 | 0 | 0 | 0 | 0 | 0 | 0 | 0 | 0 | 0 | 0 | 0 | 0 | 0 | 1899.1482
2025-11-08 | 2797.849 | 14.81 | 0 | 1 | 0 | 0 | 0 | 0 | 0 | 0 | 1 | 0 | 0 | 0 | 0 | 0 | 0 | 0 | 0 | 0 | 0 | 0 | 0 | 0 | 0 | 0 | 0 | 0 | 2102.4095
2025-11-08 | 2962.12 | 15.1 | 0 | 1 | 0 | 0 | 0 | 0 | 0 | 0 | 0 | 1 | 0 | 0 | 0 | 0 | 0 | 0 | 0 | 0 | 0 | 0 | 0 | 0 | 0 | 0 | 0 | 0 | 2329.3196
2025-11-08 | 3205.341 | 14.17 | 0 | 1 | 0 | 0 | 0 | 0 | 0 | 0 | 0 | 0 | 1 | 0 | 0 | 0 | 0 | 0 | 0 | 0 | 0 | 0 | 0 | 0 | 0 | 0 | 0 | 0 | 2532.5228
2025-11-08 | 3512.852 | 12.64 | 0 | 1 | 0 | 0 | 0 | 0 | 0 | 0 | 0 | 0 | 0 | 1 | 0 | 0 | 0 | 0 | 0 | 0 | 0 | 0 | 0 | 0 | 0 | 0 | 0 | 0 | 2659.0279
2025-11-08 | 3857.791 | 11.21 | 0 | 1 | 0 | 0 | 0 | 0 | 0 | 0 | 0 | 0 | 0 | 0 | 1 | 0 | 0 | 0 | 0 | 0 | 0 | 0 | 0 | 0 | 0 | 0 | 0 | 0 | 2711.0957
2025-11-08 | 3899.47 | 9.87 | 0 | 1 | 0 | 0 | 0 | 0 | 0 | 0 | 0 | 0 | 0 | 0 | 0 | 1 | 0 | 0 | 0 | 0 | 0 | 0 | 0 | 0 | 0 | 0 | 0 | 0 | 2669.3581
2025-11-08 | 3818.347 | 9.49 | 0.19 | 1 | 0 | 0 | 0 | 0 | 0 | 0 | 0 | 0 | 0 | 0 | 0 | 0 | 1 | 0 | 0 | 0 | 0 | 0 | 0 | 0 | 0 | 0 | 0 | 0 | 2652.8077
2025-11-08 | 3775.873 | 8.98 | 0.11 | 1 | 0 | 0 | 0 | 0 | 0 | 0 | 0 | 0 | 0 | 0 | 0 | 0 | 0 | 1 | 0 | 0 | 0 | 0 | 0 | 0 | 0 | 0 | 0 | 0 | 2603.7214
2025-11-08 | 3677.488 | 8.7 | 0.18 | 1 | 0 | 0 | 0 | 0 | 0 | 0 | 0 | 0 | 0 | 0 | 0 | 0 | 0 | 0 | 1 | 0 | 0 | 0 | 0 | 0 | 0 | 0 | 0 | 0 | 2544.5504
2025-11-08 | 3665.353 | 8.83 | 0.23 | 1 | 0 | 0 | 0 | 0 | 0 | 0 | 0 | 0 | 0 | 0 | 0 | 0 | 0 | 0 | 0 | 1 | 0 | 0 | 0 | 0 | 0 | 0 | 0 | 0 | 2436.0052
2025-11-08 | 3649.878 | 9.32 | 0.21 | 1 | 0 | 0 | 0 | 0 | 0 | 0 | 0 | 0 | 0 | 0 | 0 | 0 | 0 | 0 | 0 | 0 | 1 | 0 | 0 | 0 | 0 | 0 | 0 | 0 | 2286.6722
2025-11-08 | 3685.612 | 10.51 | 0 | 1 | 0 | 0 | 0 | 0 | 0 | 0 | 0 | 0 | 0 | 0 | 0 | 0 | 0 | 0 | 0 | 0 | 0 | 1 | 0 | 0 | 0 | 0 | 0 | 0 | 2180.8758
2025-11-08 | 3570.551 | 11.37 | 0 | 1 | 0 | 0 | 0 | 0 | 0 | 0 | 0 | 0 | 0 | 0 | 0 | 0 | 0 | 0 | 0 | 0 | 0 | 0 | 1 | 0 | 0 | 0 | 0 | 0 | 2150.3223
2025-11-08 | 3436.237 | 11.74 | 0 | 1 | 0 | 0 | 0 | 0 | 0 | 0 | 0 | 0 | 0 | 0 | 0 | 0 | 0 | 0 | 0 | 0 | 0 | 0 | 0 | 1 | 0 | 0 | 0 | 0 | 2105.0823
2025-11-08 | 3344.645 | 12.26 | 0 | 1 | 0 | 0 | 0 | 0 | 0 | 0 | 0 | 0 | 0 | 0 | 0 | 0 | 0 | 0 | 0 | 0 | 0 | 0 | 0 | 0 | 1 | 0 | 0 | 0 | 2024.9842
2025-11-08 | 3157.211 | 12.49 | 0 | 1 | 0 | 0 | 0 | 0 | 0 | 0 | 0 | 0 | 0 | 0 | 0 | 0 | 0 | 0 | 0 | 0 | 0 | 0 | 0 | 0 | 0 | 1 | 0 | 0 | 1908.7874
2025-11-08 | 2961.238 | 12.89 | 0 | 1 | 0 | 0 | 0 | 0 | 0 | 0 | 0 | 0 | 0 | 0 | 0 | 0 | 0 | 0 | 0 | 0 | 0 | 0 | 0 | 0 | 0 | 0 | 1 | 0 | 1814.8294
2025-11-08 | 2806.127 | 12.91 | 0 | 1 | 0 | 0 | 0 | 0 | 0 | 0 | 0 | 0 | 0 | 0 | 0 | 0 | 0 | 0 | 0 | 0 | 0 | 0 | 0 | 0 | 0 | 0 | 0 | 1 | 1738.0281
2025-11-09 | 2734.839 | 13.32 | 0 | 1 | 1 | 0 | 0 | 0 | 0 | 0 | 0 | 0 | 0 | 0 | 0 | 0 | 0 | 0 | 0 | 0 | 0 | 0 | 0 | 0 | 0 | 0 | 0 | 0 | 1716.5896
2025-11-09 | 2713.583 | 13.53 | 0 | 1 | 0 | 1 | 0 | 0 | 0 | 0 | 0 | 0 | 0 | 0 | 0 | 0 | 0 | 0 | 0 | 0 | 0 | 0 | 0 | 0 | 0 | 0 | 0 | 0 | 1698.5698
2025-11-09 | 2733.942 | 13.79 | 0 | 1 | 0 | 0 | 1 | 0 | 0 | 0 | 0 | 0 | 0 | 0 | 0 | 0 | 0 | 0 | 0 | 0 | 0 | 0 | 0 | 0 | 0 | 0 | 0 | 0 | 1699.8321
2025-11-09 | 2743.999 | 13.85 | 0 | 1 | 0 | 0 | 0 | 1 | 0 | 0 | 0 | 0 | 0 | 0 | 0 | 0 | 0 | 0 | 0 | 0 | 0 | 0 | 0 | 0 | 0 | 0 | 0 | 0 | 1723.0002
2025-11-09 | 2780.029 | 14.09 | 0 | 1 | 0 | 0 | 0 | 0 | 1 | 0 | 0 | 0 | 0 | 0 | 0 | 0 | 0 | 0 | 0 | 0 | 0 | 0 | 0 | 0 | 0 | 0 | 0 | 0 | 1773.9802
2025-11-09 | 2799.935 | 14.32 | 0 | 1 | 0 | 0 | 0 | 0 | 0 | 1 | 0 | 0 | 0 | 0 | 0 | 0 | 0 | 0 | 0 | 0 | 0 | 0 | 0 | 0 | 0 | 0 | 0 | 0 | 1885.7
2025-11-09 | 2901.067 | 14.65 | 0 | 1 | 0 | 0 | 0 | 0 | 0 | 0 | 1 | 0 | 0 | 0 | 0 | 0 | 0 | 0 | 0 | 0 | 0 | 0 | 0 | 0 | 0 | 0 | 0 | 0 | 2097.0303
2025-11-09 | 3025.628 | 14.55 | 0 | 1 | 0 | 0 | 0 | 0 | 0 | 0 | 0 | 1 | 0 | 0 | 0 | 0 | 0 | 0 | 0 | 0 | 0 | 0 | 0 | 0 | 0 | 0 | 0 | 0 | 2310.8285
2025-11-09 | 3187.281 | 13.76 | 0 | 1 | 0 | 0 | 0 | 0 | 0 | 0 | 0 | 0 | 1 | 0 | 0 | 0 | 0 | 0 | 0 | 0 | 0 | 0 | 0 | 0 | 0 | 0 | 0 | 0 | 2518.7385
2025-11-09 | 3516.111 | 12.76 | 0 | 1 | 0 | 0 | 0 | 0 | 0 | 0 | 0 | 0 | 0 | 1 | 0 | 0 | 0 | 0 | 0 | 0 | 0 | 0 | 0 | 0 | 0 | 0 | 0 | 0 | 2663.0623
2025-11-09 | 3807.309 | 11.81 | 0 | 1 | 0 | 0 | 0 | 0 | 0 | 0 | 0 | 0 | 0 | 0 | 1 | 0 | 0 | 0 | 0 | 0 | 0 | 0 | 0 | 0 | 0 | 0 | 0 | 0 | 2731.2679
2025-11-09 | 3973.217 | 11.13 | 0 | 1 | 0 | 0 | 0 | 0 | 0 | 0 | 0 | 0 | 0 | 0 | 0 | 1 | 0 | 0 | 0 | 0 | 0 | 0 | 0 | 0 | 0 | 0 | 0 | 0 | 2711.7197
2025-11-09 | 3962.79 | 10.94 | 0 | 1 | 0 | 0 | 0 | 0 | 0 | 0 | 0 | 0 | 0 | 0 | 0 | 0 | 1 | 0 | 0 | 0 | 0 | 0 | 0 | 0 | 0 | 0 | 0 | 0 | 2683.5717
2025-11-09 | 3899.5 | 10.46 | 0.03 | 1 | 0 | 0 | 0 | 0 | 0 | 0 | 0 | 0 | 0 | 0 | 0 | 0 | 0 | 1 | 0 | 0 | 0 | 0 | 0 | 0 | 0 | 0 | 0 | 0 | 2645.9067
2025-11-09 | 3845.687 | 10.12 | 0.09 | 1 | 0 | 0 | 0 | 0 | 0 | 0 | 0 | 0 | 0 | 0 | 0 | 0 | 0 | 0 | 1 | 0 | 0 | 0 | 0 | 0 | 0 | 0 | 0 | 0 | 2583.7719
2025-11-09 | 3827.534 | 10.31 | 0.13 | 1 | 0 | 0 | 0 | 0 | 0 | 0 | 0 | 0 | 0 | 0 | 0 | 0 | 0 | 0 | 0 | 1 | 0 | 0 | 0 | 0 | 0 | 0 | 0 | 0 | 2476.2972
2025-11-09 | 3811.333 | 10.75 | 0 | 1 | 0 | 0 | 0 | 0 | 0 | 0 | 0 | 0 | 0 | 0 | 0 | 0 | 0 | 0 | 0 | 0 | 1 | 0 | 0 | 0 | 0 | 0 | 0 | 0 | 2314.8706
2025-11-09 | 3908.484 | 11.61 | 0 | 1 | 0 | 0 | 0 | 0 | 0 | 0 | 0 | 0 | 0 | 0 | 0 | 0 | 0 | 0 | 0 | 0 | 0 | 1 | 0 | 0 | 0 | 0 | 0 | 0 | 2217.8582
2025-11-09 | 3791.673 | 12.41 | 0 | 1 | 0 | 0 | 0 | 0 | 0 | 0 | 0 | 0 | 0 | 0 | 0 | 0 | 0 | 0 | 0 | 0 | 0 | 0 | 1 | 0 | 0 | 0 | 0 | 0 | 2185.2874
2025-11-09 | 3607.869 | 12.79 | 0 | 1 | 0 | 0 | 0 | 0 | 0 | 0 | 0 | 0 | 0 | 0 | 0 | 0 | 0 | 0 | 0 | 0 | 0 | 0 | 0 | 1 | 0 | 0 | 0 | 0 | 2140.3837
2025-11-09 | 3470.25 | 13.19 | 0 | 1 | 0 | 0 | 0 | 0 | 0 | 0 | 0 | 0 | 0 | 0 | 0 | 0 | 0 | 0 | 0 | 0 | 0 | 0 | 0 | 0 | 1 | 0 | 0 | 0 | 2056.2511
2025-11-09 | 3340.118 | 13.52 | 0 | 1 | 0 | 0 | 0 | 0 | 0 | 0 | 0 | 0 | 0 | 0 | 0 | 0 | 0 | 0 | 0 | 0 | 0 | 0 | 0 | 0 | 0 | 1 | 0 | 0 | 1943.4163
2025-11-09 | 3199.197 | 13.9 | 0 | 1 | 0 | 0 | 0 | 0 | 0 | 0 | 0 | 0 | 0 | 0 | 0 | 0 | 0 | 0 | 0 | 0 | 0 | 0 | 0 | 0 | 0 | 0 | 1 | 0 | 1848.7859
2025-11-09 | 3027.593 | 14.32 | 0 | 1 | 0 | 0 | 0 | 0 | 0 | 0 | 0 | 0 | 0 | 0 | 0 | 0 | 0 | 0 | 0 | 0 | 0 | 0 | 0 | 0 | 0 | 0 | 0 | 1 | 1785.4328
2025-11-10 | 2959.908 | 14.24 | 0 | 0 | 1 | 0 | 0 | 0 | 0 | 0 | 0 | 0 | 0 | 0 | 0 | 0 | 0 | 0 | 0 | 0 | 0 | 0 | 0 | 0 | 0 | 0 | 0 | 0 | 2012.6734
2025-11-10 | 2946.986 | 15.15 | 0 | 0 | 0 | 1 | 0 | 0 | 0 | 0 | 0 | 0 | 0 | 0 | 0 | 0 | 0 | 0 | 0 | 0 | 0 | 0 | 0 | 0 | 0 | 0 | 0 | 0 | 2018.1878
2025-11-10 | 2958.603 | 15.11 | 0 | 0 | 0 | 0 | 1 | 0 | 0 | 0 | 0 | 0 | 0 | 0 | 0 | 0 | 0 | 0 | 0 | 0 | 0 | 0 | 0 | 0 | 0 | 0 | 0 | 0 | 2009.364
2025-11-10 | 2951.615 | 15.47 | 0 | 0 | 0 | 0 | 0 | 1 | 0 | 0 | 0 | 0 | 0 | 0 | 0 | 0 | 0 | 0 | 0 | 0 | 0 | 0 | 0 | 0 | 0 | 0 | 0 | 0 | 2042.6182
2025-11-10 | 3032.481 | 15.77 | 0 | 0 | 0 | 0 | 0 | 0 | 1 | 0 | 0 | 0 | 0 | 0 | 0 | 0 | 0 | 0 | 0 | 0 | 0 | 0 | 0 | 0 | 0 | 0 | 0 | 0 | 2095.6154
2025-11-10 | 3100.863 | 15.85 | 0 | 0 | 0 | 0 | 0 | 0 | 0 | 1 | 0 | 0 | 0 | 0 | 0 | 0 | 0 | 0 | 0 | 0 | 0 | 0 | 0 | 0 | 0 | 0 | 0 | 0 | 2202.2922
2025-11-10 | 3372.406 | 15.74 | 0 | 0 | 0 | 0 | 0 | 0 | 0 | 0 | 1 | 0 | 0 | 0 | 0 | 0 | 0 | 0 | 0 | 0 | 0 | 0 | 0 | 0 | 0 | 0 | 0 | 0 | 2398.8295
2025-11-10 | 3834.231 | 15.8 | 0 | 0 | 0 | 0 | 0 | 0 | 0 | 0 | 0 | 1 | 0 | 0 | 0 | 0 | 0 | 0 | 0 | 0 | 0 | 0 | 0 | 0 | 0 | 0 | 0 | 0 | 2618.0069
2025-11-10 | 4441.917 | 15.34 | 0 | 0 | 0 | 0 | 0 | 0 | 0 | 0 | 0 | 0 | 1 | 0 | 0 | 0 | 0 | 0 | 0 | 0 | 0 | 0 | 0 | 0 | 0 | 0 | 0 | 0 | 2837.0117
2025-11-10 | 4832.616 | 13.7 | 0 | 0 | 0 | 0 | 0 | 0 | 0 | 0 | 0 | 0 | 0 | 1 | 0 | 0 | 0 | 0 | 0 | 0 | 0 | 0 | 0 | 0 | 0 | 0 | 0 | 0 | 2959.8185
2025-11-10 | 5162.923 | 11.93 | 0 | 0 | 0 | 0 | 0 | 0 | 0 | 0 | 0 | 0 | 0 | 0 | 1 | 0 | 0 | 0 | 0 | 0 | 0 | 0 | 0 | 0 | 0 | 0 | 0 | 0 | 3000.4554
2025-11-10 | 5228.747 | 10.74 | 0.21 | 0 | 0 | 0 | 0 | 0 | 0 | 0 | 0 | 0 | 0 | 0 | 0 | 1 | 0 | 0 | 0 | 0 | 0 | 0 | 0 | 0 | 0 | 0 | 0 | 0 | 2983.6395
2025-11-10 | 5105.678 | 10.26 | 0.53 | 0 | 0 | 0 | 0 | 0 | 0 | 0 | 0 | 0 | 0 | 0 | 0 | 0 | 1 | 0 | 0 | 0 | 0 | 0 | 0 | 0 | 0 | 0 | 0 | 0 | 2976.0329
2025-11-10 | 5109.312 | 9.9 | 0.78 | 0 | 0 | 0 | 0 | 0 | 0 | 0 | 0 | 0 | 0 | 0 | 0 | 0 | 0 | 1 | 0 | 0 | 0 | 0 | 0 | 0 | 0 | 0 | 0 | 0 | 2963.2275
2025-11-10 | 5139.933 | 9.67 | 0.92 | 0 | 0 | 0 | 0 | 0 | 0 | 0 | 0 | 0 | 0 | 0 | 0 | 0 | 0 | 0 | 1 | 0 | 0 | 0 | 0 | 0 | 0 | 0 | 0 | 0 | 2912.3638
2025-11-10 | 4974.906 | 9.8 | 0.73 | 0 | 0 | 0 | 0 | 0 | 0 | 0 | 0 | 0 | 0 | 0 | 0 | 0 | 0 | 0 | 0 | 1 | 0 | 0 | 0 | 0 | 0 | 0 | 0 | 0 | 2781.1
2025-11-10 | 4812.876 | 10.26 | 0.6 | 0 | 0 | 0 | 0 | 0 | 0 | 0 | 0 | 0 | 0 | 0 | 0 | 0 | 0 | 0 | 0 | 0 | 1 | 0 | 0 | 0 | 0 | 0 | 0 | 0 | 2620.3459
2025-11-10 | 4569.028 | 10.83 | 0.33 | 0 | 0 | 0 | 0 | 0 | 0 | 0 | 0 | 0 | 0 | 0 | 0 | 0 | 0 | 0 | 0 | 0 | 0 | 1 | 0 | 0 | 0 | 0 | 0 | 0 | 2488.0253
2025-11-10 | 4209.655 | 11.24 | 0.21 | 0 | 0 | 0 | 0 | 0 | 0 | 0 | 0 | 0 | 0 | 0 | 0 | 0 | 0 | 0 | 0 | 0 | 0 | 0 | 1 | 0 | 0 | 0 | 0 | 0 | 2430.9834
2025-11-10 | 3955.331 | 11.57 | 0.12 | 0 | 0 | 0 | 0 | 0 | 0 | 0 | 0 | 0 | 0 | 0 | 0 | 0 | 0 | 0 | 0 | 0 | 0 | 0 | 0 | 1 | 0 | 0 | 0 | 0 | 2375.8792
2025-11-10 | 3789.673 | 11.7 | 0 | 0 | 0 | 0 | 0 | 0 | 0 | 0 | 0 | 0 | 0 | 0 | 0 | 0 | 0 | 0 | 0 | 0 | 0 | 0 | 0 | 0 | 1 | 0 | 0 | 0 | 2271.3099
2025-11-10 | 3540.314 | 12.08 | 0 | 0 | 0 | 0 | 0 | 0 | 0 | 0 | 0 | 0 | 0 | 0 | 0 | 0 | 0 | 0 | 0 | 0 | 0 | 0 | 0 | 0 | 0 | 1 | 0 | 0 | 2160.1562
2025-11-10 | 3308.666 | 12.74 | 0 | 0 | 0 | 0 | 0 | 0 | 0 | 0 | 0 | 0 | 0 | 0 | 0 | 0 | 0 | 0 | 0 | 0 | 0 | 0 | 0 | 0 | 0 | 0 | 1 | 0 | 2074.9394
2025-11-10 | 3163.802 | 12.84 | 0 | 0 | 0 | 0 | 0 | 0 | 0 | 0 | 0 | 0 | 0 | 0 | 0 | 0 | 0 | 0 | 0 | 0 | 0 | 0 | 0 | 0 | 0 | 0 | 0 | 1 | 2000.8278
2025-11-11 | 3080.158 | 13.07 | 0 | 0 | 1 | 0 | 0 | 0 | 0 | 0 | 0 | 0 | 0 | 0 | 0 | 0 | 0 | 0 | 0 | 0 | 0 | 0 | 0 | 0 | 0 | 0 | 0 | 0 | 1973.3376
2025-11-11 | 3086.767 | 13.16 | 0 | 0 | 0 | 1 | 0 | 0 | 0 | 0 | 0 | 0 | 0 | 0 | 0 | 0 | 0 | 0 | 0 | 0 | 0 | 0 | 0 | 0 | 0 | 0 | 0 | 0 | 1951.2834
2025-11-11 | 3072.114 | 13.32 | 0 | 0 | 0 | 0 | 1 | 0 | 0 | 0 | 0 | 0 | 0 | 0 | 0 | 0 | 0 | 0 | 0 | 0 | 0 | 0 | 0 | 0 | 0 | 0 | 0 | 0 | 1949.1837
2025-11-11 | 3086.257 | 13.58 | 0 | 0 | 0 | 0 | 0 | 1 | 0 | 0 | 0 | 0 | 0 | 0 | 0 | 0 | 0 | 0 | 0 | 0 | 0 | 0 | 0 | 0 | 0 | 0 | 0 | 0 | 1979.0758
2025-11-11 | 3167.327 | 13.68 | 0 | 0 | 0 | 0 | 0 | 0 | 1 | 0 | 0 | 0 | 0 | 0 | 0 | 0 | 0 | 0 | 0 | 0 | 0 | 0 | 0 | 0 | 0 | 0 | 0 | 0 | 2025.3489
2025-11-11 | 3194.358 | 13.73 | 0 | 0 | 0 | 0 | 0 | 0 | 0 | 1 | 0 | 0 | 0 | 0 | 0 | 0 | 0 | 0 | 0 | 0 | 0 | 0 | 0 | 0 | 0 | 0 | 0 | 0 | 2131.0171
2025-11-11 | 3497.554 | 13.75 | 0 | 0 | 0 | 0 | 0 | 0 | 0 | 0 | 1 | 0 | 0 | 0 | 0 | 0 | 0 | 0 | 0 | 0 | 0 | 0 | 0 | 0 | 0 | 0 | 0 | 0 | 2331.9251
2025-11-11 | 4023.854 | 14.19 | 0 | 0 | 0 | 0 | 0 | 0 | 0 | 0 | 0 | 1 | 0 | 0 | 0 | 0 | 0 | 0 | 0 | 0 | 0 | 0 | 0 | 0 | 0 | 0 | 0 | 0 | 2563.8782
2025-11-11 | 4574.037 | 13.72 | 0 | 0 | 0 | 0 | 0 | 0 | 0 | 0 | 0 | 0 | 1 | 0 | 0 | 0 | 0 | 0 | 0 | 0 | 0 | 0 | 0 | 0 | 0 | 0 | 0 | 0 | 2782.5468
2025-11-11 | 4946.067 | 12.9 | 0 | 0 | 0 | 0 | 0 | 0 | 0 | 0 | 0 | 0 | 0 | 1 | 0 | 0 | 0 | 0 | 0 | 0 | 0 | 0 | 0 | 0 | 0 | 0 | 0 | 0 | 2932.9222
2025-11-11 | 5130.1 | 12.47 | 0 | 0 | 0 | 0 | 0 | 0 | 0 | 0 | 0 | 0 | 0 | 0 | 1 | 0 | 0 | 0 | 0 | 0 | 0 | 0 | 0 | 0 | 0 | 0 | 0 | 0 | 3018.6104
2025-11-11 | 5094.74 | 11.86 | 0 | 0 | 0 | 0 | 0 | 0 | 0 | 0 | 0 | 0 | 0 | 0 | 0 | 1 | 0 | 0 | 0 | 0 | 0 | 0 | 0 | 0 | 0 | 0 | 0 | 0 | 3001.4156
2025-11-11 | 5016.987 | 11.87 | 0 | 0 | 0 | 0 | 0 | 0 | 0 | 0 | 0 | 0 | 0 | 0 | 0 | 0 | 1 | 0 | 0 | 0 | 0 | 0 | 0 | 0 | 0 | 0 | 0 | 0 | 2979.9917
2025-11-11 | 5138.745 | 12.02 | 0 | 0 | 0 | 0 | 0 | 0 | 0 | 0 | 0 | 0 | 0 | 0 | 0 | 0 | 0 | 1 | 0 | 0 | 0 | 0 | 0 | 0 | 0 | 0 | 0 | 0 | 2960.6677
2025-11-11 | 5054.545 | 12.02 | 0 | 0 | 0 | 0 | 0 | 0 | 0 | 0 | 0 | 0 | 0 | 0 | 0 | 0 | 0 | 0 | 1 | 0 | 0 | 0 | 0 | 0 | 0 | 0 | 0 | 0 | 2904.2842
2025-11-11 | 4957.648 | 12.15 | 0 | 0 | 0 | 0 | 0 | 0 | 0 | 0 | 0 | 0 | 0 | 0 | 0 | 0 | 0 | 0 | 0 | 1 | 0 | 0 | 0 | 0 | 0 | 0 | 0 | 0 | 2791.0059
2025-11-11 | 4809.405 | 12.96 | 0 | 0 | 0 | 0 | 0 | 0 | 0 | 0 | 0 | 0 | 0 | 0 | 0 | 0 | 0 | 0 | 0 | 0 | 1 | 0 | 0 | 0 | 0 | 0 | 0 | 0 | 2654.3246
2025-11-11 | 4522.805 | 13.36 | 0 | 0 | 0 | 0 | 0 | 0 | 0 | 0 | 0 | 0 | 0 | 0 | 0 | 0 | 0 | 0 | 0 | 0 | 0 | 1 | 0 | 0 | 0 | 0 | 0 | 0 | 2541.8468
2025-11-11 | 4161.561 | 13.85 | 0 | 0 | 0 | 0 | 0 | 0 | 0 | 0 | 0 | 0 | 0 | 0 | 0 | 0 | 0 | 0 | 0 | 0 | 0 | 0 | 1 | 0 | 0 | 0 | 0 | 0 | 2498.8538
2025-11-11 | 4221.114 | 13.9 | 0 | 0 | 0 | 0 | 0 | 0 | 0 | 0 | 0 | 0 | 0 | 0 | 0 | 0 | 0 | 0 | 0 | 0 | 0 | 0 | 0 | 1 | 0 | 0 | 0 | 0 | 2442.8553
2025-11-11 | 3744.31 | 14.06 | 0 | 0 | 0 | 0 | 0 | 0 | 0 | 0 | 0 | 0 | 0 | 0 | 0 | 0 | 0 | 0 | 0 | 0 | 0 | 0 | 0 | 0 | 1 | 0 | 0 | 0 | 2350.6538
2025-11-11 | 3473.347 | 14.28 | 0 | 0 | 0 | 0 | 0 | 0 | 0 | 0 | 0 | 0 | 0 | 0 | 0 | 0 | 0 | 0 | 0 | 0 | 0 | 0 | 0 | 0 | 0 | 1 | 0 | 0 | 2234.1209
2025-11-11 | 3153.318 | 13.99 | 0 | 0 | 0 | 0 | 0 | 0 | 0 | 0 | 0 | 0 | 0 | 0 | 0 | 0 | 0 | 0 | 0 | 0 | 0 | 0 | 0 | 0 | 0 | 0 | 1 | 0 | 2116.9648
2025-11-11 | 3064.472 | 14.27 | 0 | 0 | 0 | 0 | 0 | 0 | 0 | 0 | 0 | 0 | 0 | 0 | 0 | 0 | 0 | 0 | 0 | 0 | 0 | 0 | 0 | 0 | 0 | 0 | 0 | 1 | 2048.9049
2025-11-12 | 2970.027 | 14.6 | 0 | 0 | 1 | 0 | 0 | 0 | 0 | 0 | 0 | 0 | 0 | 0 | 0 | 0 | 0 | 0 | 0 | 0 | 0 | 0 | 0 | 0 | 0 | 0 | 0 | 0 | 2024.7767
2025-11-12 | 2959.953 | 14.81 | 0 | 0 | 0 | 1 | 0 | 0 | 0 | 0 | 0 | 0 | 0 | 0 | 0 | 0 | 0 | 0 | 0 | 0 | 0 | 0 | 0 | 0 | 0 | 0 | 0 | 0 | 2006.7569
2025-11-12 | 2910.694 | 15.03 | 0 | 0 | 0 | 0 | 1 | 0 | 0 | 0 | 0 | 0 | 0 | 0 | 0 | 0 | 0 | 0 | 0 | 0 | 0 | 0 | 0 | 0 | 0 | 0 | 0 | 0 | 2006.6744
2025-11-12 | 2954.826 | 15.33 | 0 | 0 | 0 | 0 | 0 | 1 | 0 | 0 | 0 | 0 | 0 | 0 | 0 | 0 | 0 | 0 | 0 | 0 | 0 | 0 | 0 | 0 | 0 | 0 | 0 | 0 | 2037.9114
2025-11-12 | 2980.482 | 15.72 | 0 | 0 | 0 | 0 | 0 | 0 | 1 | 0 | 0 | 0 | 0 | 0 | 0 | 0 | 0 | 0 | 0 | 0 | 0 | 0 | 0 | 0 | 0 | 0 | 0 | 0 | 2093.9344
2025-11-12 | 3091.474 | 16.08 | 0 | 0 | 0 | 0 | 0 | 0 | 0 | 1 | 0 | 0 | 0 | 0 | 0 | 0 | 0 | 0 | 0 | 0 | 0 | 0 | 0 | 0 | 0 | 0 | 0 | 0 | 2210.0249
2025-11-12 | 3350.498 | 16.41 | 0 | 0 | 0 | 0 | 0 | 0 | 0 | 0 | 1 | 0 | 0 | 0 | 0 | 0 | 0 | 0 | 0 | 0 | 0 | 0 | 0 | 0 | 0 | 0 | 0 | 0 | 2421.3551
2025-11-12 | 3880.073 | 16.58 | 0 | 0 | 0 | 0 | 0 | 0 | 0 | 0 | 0 | 1 | 0 | 0 | 0 | 0 | 0 | 0 | 0 | 0 | 0 | 0 | 0 | 0 | 0 | 0 | 0 | 0 | 2644.2308
2025-11-12 | 4382.714 | 16.45 | 0 | 0 | 0 | 0 | 0 | 0 | 0 | 0 | 0 | 0 | 1 | 0 | 0 | 0 | 0 | 0 | 0 | 0 | 0 | 0 | 0 | 0 | 0 | 0 | 0 | 0 | 2874.3303
2025-11-12 | 4887.442 | 15.6 | 0 | 0 | 0 | 0 | 0 | 0 | 0 | 0 | 0 | 0 | 0 | 1 | 0 | 0 | 0 | 0 | 0 | 0 | 0 | 0 | 0 | 0 | 0 | 0 | 0 | 0 | 3023.6971
2025-11-12 | 5137.929 | 14.41 | 0 | 0 | 0 | 0 | 0 | 0 | 0 | 0 | 0 | 0 | 0 | 0 | 1 | 0 | 0 | 0 | 0 | 0 | 0 | 0 | 0 | 0 | 0 | 0 | 0 | 0 | 3083.8338
2025-11-12 | 5278.05 | 13.4 | 0 | 0 | 0 | 0 | 0 | 0 | 0 | 0 | 0 | 0 | 0 | 0 | 0 | 1 | 0 | 0 | 0 | 0 | 0 | 0 | 0 | 0 | 0 | 0 | 0 | 0 | 3053.1909
2025-11-12 | 5139.66 | 12.58 | 0 | 0 | 0 | 0 | 0 | 0 | 0 | 0 | 0 | 0 | 0 | 0 | 0 | 0 | 1 | 0 | 0 | 0 | 0 | 0 | 0 | 0 | 0 | 0 | 0 | 0 | 3003.8622
2025-11-12 | 5147.062 | 12.07 | 0 | 0 | 0 | 0 | 0 | 0 | 0 | 0 | 0 | 0 | 0 | 0 | 0 | 0 | 0 | 1 | 0 | 0 | 0 | 0 | 0 | 0 | 0 | 0 | 0 | 0 | 2962.3487
2025-11-12 | 5039.436 | 12.01 | 0 | 0 | 0 | 0 | 0 | 0 | 0 | 0 | 0 | 0 | 0 | 0 | 0 | 0 | 0 | 0 | 1 | 0 | 0 | 0 | 0 | 0 | 0 | 0 | 0 | 0 | 2903.948
2025-11-12 | 4934.818 | 12.13 | 0 | 0 | 0 | 0 | 0 | 0 | 0 | 0 | 0 | 0 | 0 | 0 | 0 | 0 | 0 | 0 | 0 | 1 | 0 | 0 | 0 | 0 | 0 | 0 | 0 | 0 | 2790.3335
2025-11-12 | 4814.486 | 12.75 | 0 | 0 | 0 | 0 | 0 | 0 | 0 | 0 | 0 | 0 | 0 | 0 | 0 | 0 | 0 | 0 | 0 | 0 | 1 | 0 | 0 | 0 | 0 | 0 | 0 | 0 | 2647.2644
2025-11-12 | 4517.966 | 13.6 | 0 | 0 | 0 | 0 | 0 | 0 | 0 | 0 | 0 | 0 | 0 | 0 | 0 | 0 | 0 | 0 | 0 | 0 | 0 | 1 | 0 | 0 | 0 | 0 | 0 | 0 | 2549.9157
2025-11-12 | 4139.526 | 14.21 | 0 | 0 | 0 | 0 | 0 | 0 | 0 | 0 | 0 | 0 | 0 | 0 | 0 | 0 | 0 | 0 | 0 | 0 | 0 | 0 | 1 | 0 | 0 | 0 | 0 | 0 | 2510.9571
2025-11-12 | 3867.977 | 14.56 | 0 | 0 | 0 | 0 | 0 | 0 | 0 | 0 | 0 | 0 | 0 | 0 | 0 | 0 | 0 | 0 | 0 | 0 | 0 | 0 | 0 | 1 | 0 | 0 | 0 | 0 | 2465.0447
2025-11-12 | 3585.974 | 14.95 | 0 | 0 | 0 | 0 | 0 | 0 | 0 | 0 | 0 | 0 | 0 | 0 | 0 | 0 | 0 | 0 | 0 | 0 | 0 | 0 | 0 | 0 | 1 | 0 | 0 | 0 | 2380.5759
2025-11-12 | 3324.52 | 15.05 | 0 | 0 | 0 | 0 | 0 | 0 | 0 | 0 | 0 | 0 | 0 | 0 | 0 | 0 | 0 | 0 | 0 | 0 | 0 | 0 | 0 | 0 | 0 | 1 | 0 | 0 | 2260.0085
2025-11-12 | 3110.082 | 15.33 | 0 | 0 | 0 | 0 | 0 | 0 | 0 | 0 | 0 | 0 | 0 | 0 | 0 | 0 | 0 | 0 | 0 | 0 | 0 | 0 | 0 | 0 | 0 | 0 | 1 | 0 | 2162.0161
2025-11-12 | 2941.518 | 15.84 | 0 | 0 | 0 | 0 | 0 | 0 | 0 | 0 | 0 | 0 | 0 | 0 | 0 | 0 | 0 | 0 | 0 | 0 | 0 | 0 | 0 | 0 | 0 | 0 | 0 | 1 | 2101.6888
2025-11-13 | 2903.817 | 15.96 | 0 | 0 | 1 | 0 | 0 | 0 | 0 | 0 | 0 | 0 | 0 | 0 | 0 | 0 | 0 | 0 | 0 | 0 | 0 | 0 | 0 | 0 | 0 | 0 | 0 | 0 | 2070.5003
2025-11-13 | 2837.69 | 16.28 | 0 | 0 | 0 | 1 | 0 | 0 | 0 | 0 | 0 | 0 | 0 | 0 | 0 | 0 | 0 | 0 | 0 | 0 | 0 | 0 | 0 | 0 | 0 | 0 | 0 | 0 | 2056.1788
2025-11-13 | 2818.527 | 16.38 | 0 | 0 | 0 | 0 | 1 | 0 | 0 | 0 | 0 | 0 | 0 | 0 | 0 | 0 | 0 | 0 | 0 | 0 | 0 | 0 | 0 | 0 | 0 | 0 | 0 | 0 | 2052.0619
2025-11-13 | 2825.137 | 16.73 | 0 | 0 | 0 | 0 | 0 | 1 | 0 | 0 | 0 | 0 | 0 | 0 | 0 | 0 | 0 | 0 | 0 | 0 | 0 | 0 | 0 | 0 | 0 | 0 | 0 | 0 | 2084.9798
2025-11-13 | 2866.285 | 16.69 | 0 | 0 | 0 | 0 | 0 | 0 | 1 | 0 | 0 | 0 | 0 | 0 | 0 | 0 | 0 | 0 | 0 | 0 | 0 | 0 | 0 | 0 | 0 | 0 | 0 | 0 | 2126.5461
2025-11-13 | 2986.797 | 16.99 | 0 | 0 | 0 | 0 | 0 | 0 | 0 | 1 | 0 | 0 | 0 | 0 | 0 | 0 | 0 | 0 | 0 | 0 | 0 | 0 | 0 | 0 | 0 | 0 | 0 | 0 | 2240.6194
2025-11-13 | 3248.489 | 17.08 | 0 | 0 | 0 | 0 | 0 | 0 | 0 | 0 | 1 | 0 | 0 | 0 | 0 | 0 | 0 | 0 | 0 | 0 | 0 | 0 | 0 | 0 | 0 | 0 | 0 | 0 | 2443.8807
2025-11-13 | 3811.242 | 17.26 | 0 | 0 | 0 | 0 | 0 | 0 | 0 | 0 | 0 | 1 | 0 | 0 | 0 | 0 | 0 | 0 | 0 | 0 | 0 | 0 | 0 | 0 | 0 | 0 | 0 | 0 | 2667.0926
2025-11-13 | 4322.097 | 17.05 | 0 | 0 | 0 | 0 | 0 | 0 | 0 | 0 | 0 | 0 | 1 | 0 | 0 | 0 | 0 | 0 | 0 | 0 | 0 | 0 | 0 | 0 | 0 | 0 | 0 | 0 | 2894.5025
2025-11-13 | 4701.322 | 16.05 | 0 | 0 | 0 | 0 | 0 | 0 | 0 | 0 | 0 | 0 | 0 | 1 | 0 | 0 | 0 | 0 | 0 | 0 | 0 | 0 | 0 | 0 | 0 | 0 | 0 | 0 | 3038.8262
2025-11-13 | 4902.714 | 14.99 | 0 | 0 | 0 | 0 | 0 | 0 | 0 | 0 | 0 | 0 | 0 | 0 | 1 | 0 | 0 | 0 | 0 | 0 | 0 | 0 | 0 | 0 | 0 | 0 | 0 | 0 | 3103.3336
2025-11-13 | 5050.738 | 13.96 | 0 | 0 | 0 | 0 | 0 | 0 | 0 | 0 | 0 | 0 | 0 | 0 | 0 | 1 | 0 | 0 | 0 | 0 | 0 | 0 | 0 | 0 | 0 | 0 | 0 | 0 | 3072.0183
2025-11-13 | 4924.591 | 13.36 | 0 | 0 | 0 | 0 | 0 | 0 | 0 | 0 | 0 | 0 | 0 | 0 | 0 | 0 | 1 | 0 | 0 | 0 | 0 | 0 | 0 | 0 | 0 | 0 | 0 | 0 | 3030.086
2025-11-13 | 4958.917 | 12.73 | 0 | 0 | 0 | 0 | 0 | 0 | 0 | 0 | 0 | 0 | 0 | 0 | 0 | 0 | 0 | 1 | 0 | 0 | 0 | 0 | 0 | 0 | 0 | 0 | 0 | 0 | 2984.5381
2025-11-13 | 4886.64 | 12.35 | 0 | 0 | 0 | 0 | 0 | 0 | 0 | 0 | 0 | 0 | 0 | 0 | 0 | 0 | 0 | 0 | 1 | 0 | 0 | 0 | 0 | 0 | 0 | 0 | 0 | 0 | 2915.3789
2025-11-13 | 4799.796 | 12.29 | 0 | 0 | 0 | 0 | 0 | 0 | 0 | 0 | 0 | 0 | 0 | 0 | 0 | 0 | 0 | 0 | 0 | 1 | 0 | 0 | 0 | 0 | 0 | 0 | 0 | 0 | 2795.7127
2025-11-13 | 4777.86 | 12.94 | 0 | 0 | 0 | 0 | 0 | 0 | 0 | 0 | 0 | 0 | 0 | 0 | 0 | 0 | 0 | 0 | 0 | 0 | 1 | 0 | 0 | 0 | 0 | 0 | 0 | 0 | 2653.6522
2025-11-13 | 4522.574 | 13.66 | 0 | 0 | 0 | 0 | 0 | 0 | 0 | 0 | 0 | 0 | 0 | 0 | 0 | 0 | 0 | 0 | 0 | 0 | 0 | 1 | 0 | 0 | 0 | 0 | 0 | 0 | 2551.9329
2025-11-13 | 4100.021 | 14.14 | 0 | 0 | 0 | 0 | 0 | 0 | 0 | 0 | 0 | 0 | 0 | 0 | 0 | 0 | 0 | 0 | 0 | 0 | 0 | 0 | 1 | 0 | 0 | 0 | 0 | 0 | 2508.6037
2025-11-13 | 3868.597 | 14.4 | 0 | 0 | 0 | 0 | 0 | 0 | 0 | 0 | 0 | 0 | 0 | 0 | 0 | 0 | 0 | 0 | 0 | 0 | 0 | 0 | 0 | 1 | 0 | 0 | 0 | 0 | 2459.6655
2025-11-13 | 3672.708 | 14.68 | 0 | 0 | 0 | 0 | 0 | 0 | 0 | 0 | 0 | 0 | 0 | 0 | 0 | 0 | 0 | 0 | 0 | 0 | 0 | 0 | 0 | 0 | 1 | 0 | 0 | 0 | 2371.4984
2025-11-13 | 3346.614 | 14.93 | 0 | 0 | 0 | 0 | 0 | 0 | 0 | 0 | 0 | 0 | 0 | 0 | 0 | 0 | 0 | 0 | 0 | 0 | 0 | 0 | 0 | 0 | 0 | 1 | 0 | 0 | 2255.9741
2025-11-13 | 3143.794 | 15.08 | 0 | 0 | 0 | 0 | 0 | 0 | 0 | 0 | 0 | 0 | 0 | 0 | 0 | 0 | 0 | 0 | 0 | 0 | 0 | 0 | 0 | 0 | 0 | 0 | 1 | 0 | 2153.611
2025-11-13 | 2980.941 | 15.22 | 0 | 0 | 0 | 0 | 0 | 0 | 0 | 0 | 0 | 0 | 0 | 0 | 0 | 0 | 0 | 0 | 0 | 0 | 0 | 0 | 0 | 0 | 0 | 0 | 0 | 1 | 2080.8442
2025-11-14 | 2778.197 | 15.37 | 0 | 0 | 1 | 0 | 0 | 0 | 0 | 0 | 0 | 0 | 0 | 0 | 0 | 0 | 0 | 0 | 0 | 0 | 0 | 0 | 0 | 0 | 0 | 0 | 0 | 0 | 2050.6643
2025-11-14 | 2737.05 | 15.55 | 0 | 0 | 0 | 1 | 0 | 0 | 0 | 0 | 0 | 0 | 0 | 0 | 0 | 0 | 0 | 0 | 0 | 0 | 0 | 0 | 0 | 0 | 0 | 0 | 0 | 0 | 2031.636
2025-11-14 | 2681.284 | 15.8 | 0 | 0 | 0 | 0 | 1 | 0 | 0 | 0 | 0 | 0 | 0 | 0 | 0 | 0 | 0 | 0 | 0 | 0 | 0 | 0 | 0 | 0 | 0 | 0 | 0 | 0 | 2032.5621
2025-11-14 | 2685.863 | 16.24 | 0 | 0 | 0 | 0 | 0 | 1 | 0 | 0 | 0 | 0 | 0 | 0 | 0 | 0 | 0 | 0 | 0 | 0 | 0 | 0 | 0 | 0 | 0 | 0 | 0 | 0 | 2068.5059
2025-11-14 | 2740.164 | 16.19 | 0 | 0 | 0 | 0 | 0 | 0 | 1 | 0 | 0 | 0 | 0 | 0 | 0 | 0 | 0 | 0 | 0 | 0 | 0 | 0 | 0 | 0 | 0 | 0 | 0 | 0 | 2109.7359
2025-11-14 | 2852.561 | 16.15 | 0 | 0 | 0 | 0 | 0 | 0 | 0 | 1 | 0 | 0 | 0 | 0 | 0 | 0 | 0 | 0 | 0 | 0 | 0 | 0 | 0 | 0 | 0 | 0 | 0 | 0 | 2212.3783
2025-11-14 | 3095.577 | 16 | 0 | 0 | 0 | 0 | 0 | 0 | 0 | 0 | 1 | 0 | 0 | 0 | 0 | 0 | 0 | 0 | 0 | 0 | 0 | 0 | 0 | 0 | 0 | 0 | 0 | 0 | 2407.5708
2025-11-14 | 3662.792 | 16.09 | 0 | 0 | 0 | 0 | 0 | 0 | 0 | 0 | 0 | 1 | 0 | 0 | 0 | 0 | 0 | 0 | 0 | 0 | 0 | 0 | 0 | 0 | 0 | 0 | 0 | 0 | 2627.7568
2025-11-14 | 4197.242 | 15.8 | 0 | 0 | 0 | 0 | 0 | 0 | 0 | 0 | 0 | 0 | 1 | 0 | 0 | 0 | 0 | 0 | 0 | 0 | 0 | 0 | 0 | 0 | 0 | 0 | 0 | 0 | 2852.4771
2025-11-14 | 4614.049 | 14.95 | 0 | 0 | 0 | 0 | 0 | 0 | 0 | 0 | 0 | 0 | 0 | 1 | 0 | 0 | 0 | 0 | 0 | 0 | 0 | 0 | 0 | 0 | 0 | 0 | 0 | 0 | 3001.8439
2025-11-14 | 4883.628 | 14.05 | 0 | 0 | 0 | 0 | 0 | 0 | 0 | 0 | 0 | 0 | 0 | 0 | 1 | 0 | 0 | 0 | 0 | 0 | 0 | 0 | 0 | 0 | 0 | 0 | 0 | 0 | 3071.7305
2025-11-14 | 5026.944 | 13.2 | 0 | 0 | 0 | 0 | 0 | 0 | 0 | 0 | 0 | 0 | 0 | 0 | 0 | 1 | 0 | 0 | 0 | 0 | 0 | 0 | 0 | 0 | 0 | 0 | 0 | 0 | 3046.4669
2025-11-14 | 4965.651 | 12.56 | 0 | 0 | 0 | 0 | 0 | 0 | 0 | 0 | 0 | 0 | 0 | 0 | 0 | 0 | 1 | 0 | 0 | 0 | 0 | 0 | 0 | 0 | 0 | 0 | 0 | 0 | 3003.1898
2025-11-14 | 4975.246 | 12.15 | 0 | 0 | 0 | 0 | 0 | 0 | 0 | 0 | 0 | 0 | 0 | 0 | 0 | 0 | 0 | 1 | 0 | 0 | 0 | 0 | 0 | 0 | 0 | 0 | 0 | 0 | 2965.0383
2025-11-14 | 4919.366 | 12.14 | 0 | 0 | 0 | 0 | 0 | 0 | 0 | 0 | 0 | 0 | 0 | 0 | 0 | 0 | 0 | 0 | 1 | 0 | 0 | 0 | 0 | 0 | 0 | 0 | 0 | 0 | 2908.3186
2025-11-14 | 4806.376 | 12.27 | 0 | 0 | 0 | 0 | 0 | 0 | 0 | 0 | 0 | 0 | 0 | 0 | 0 | 0 | 0 | 0 | 0 | 1 | 0 | 0 | 0 | 0 | 0 | 0 | 0 | 0 | 2795.0403
2025-11-14 | 4549.856 | 12.69 | 0 | 0 | 0 | 0 | 0 | 0 | 0 | 0 | 0 | 0 | 0 | 0 | 0 | 0 | 0 | 0 | 0 | 0 | 1 | 0 | 0 | 0 | 0 | 0 | 0 | 0 | 2645.2472
2025-11-14 | 4228.497 | 13.57 | 0 | 0 | 0 | 0 | 0 | 0 | 0 | 0 | 0 | 0 | 0 | 0 | 0 | 0 | 0 | 0 | 0 | 0 | 0 | 1 | 0 | 0 | 0 | 0 | 0 | 0 | 2548.9071
2025-11-14 | 3953.614 | 14.2 | 0 | 0 | 0 | 0 | 0 | 0 | 0 | 0 | 0 | 0 | 0 | 0 | 0 | 0 | 0 | 0 | 0 | 0 | 0 | 0 | 1 | 0 | 0 | 0 | 0 | 0 | 2510.6209
2025-11-14 | 3758.065 | 14.56 | 0 | 0 | 0 | 0 | 0 | 0 | 0 | 0 | 0 | 0 | 0 | 0 | 0 | 0 | 0 | 0 | 0 | 0 | 0 | 0 | 0 | 1 | 0 | 0 | 0 | 0 | 2465.0447
2025-11-14 | 3559.859 | 14.94 | 0 | 0 | 0 | 0 | 0 | 0 | 0 | 0 | 0 | 0 | 0 | 0 | 0 | 0 | 0 | 0 | 0 | 0 | 0 | 0 | 0 | 0 | 1 | 0 | 0 | 0 | 2380.2397
2025-11-14 | 3312.469 | 15.31 | 0 | 0 | 0 | 0 | 0 | 0 | 0 | 0 | 0 | 0 | 0 | 0 | 0 | 0 | 0 | 0 | 0 | 0 | 0 | 0 | 0 | 0 | 0 | 1 | 0 | 0 | 2268.7498
2025-11-14 | 3064.951 | 15.53 | 0 | 0 | 0 | 0 | 0 | 0 | 0 | 0 | 0 | 0 | 0 | 0 | 0 | 0 | 0 | 0 | 0 | 0 | 0 | 0 | 0 | 0 | 0 | 0 | 1 | 0 | 2168.7401
2025-11-14 | 2890.639 | 15.86 | 0 | 0 | 0 | 0 | 0 | 0 | 0 | 0 | 0 | 0 | 0 | 0 | 0 | 0 | 0 | 0 | 0 | 0 | 0 | 0 | 0 | 0 | 0 | 0 | 0 | 1 | 2102.3612
2025-11-15 | 2990.161 | 15.86 | 0 | 1 | 1 | 0 | 0 | 0 | 0 | 0 | 0 | 0 | 0 | 0 | 0 | 0 | 0 | 0 | 0 | 0 | 0 | 0 | 0 | 0 | 0 | 0 | 0 | 0 | 1801.9852
2025-11-15 | 2928.793 | 15.98 | 0 | 1 | 0 | 1 | 0 | 0 | 0 | 0 | 0 | 0 | 0 | 0 | 0 | 0 | 0 | 0 | 0 | 0 | 0 | 0 | 0 | 0 | 0 | 0 | 0 | 0 | 1780.9396
2025-11-15 | 2919.801 | 15.98 | 0 | 1 | 0 | 0 | 1 | 0 | 0 | 0 | 0 | 0 | 0 | 0 | 0 | 0 | 0 | 0 | 0 | 0 | 0 | 0 | 0 | 0 | 0 | 0 | 0 | 0 | 1773.4606
2025-11-15 | 2941.955 | 15.86 | 0 | 1 | 0 | 0 | 0 | 1 | 0 | 0 | 0 | 0 | 0 | 0 | 0 | 0 | 0 | 0 | 0 | 0 | 0 | 0 | 0 | 0 | 0 | 0 | 0 | 0 | 1790.5771
2025-11-15 | 2985.212 | 15.91 | 0 | 1 | 0 | 0 | 0 | 0 | 1 | 0 | 0 | 0 | 0 | 0 | 0 | 0 | 0 | 0 | 0 | 0 | 0 | 0 | 0 | 0 | 0 | 0 | 0 | 0 | 1835.1691
2025-11-15 | 2994.663 | 15.99 | 0 | 1 | 0 | 0 | 0 | 0 | 0 | 1 | 0 | 0 | 0 | 0 | 0 | 0 | 0 | 0 | 0 | 0 | 0 | 0 | 0 | 0 | 0 | 0 | 0 | 0 | 1941.846
2025-11-15 | 3153.623 | 15.95 | 0 | 1 | 0 | 0 | 0 | 0 | 0 | 0 | 1 | 0 | 0 | 0 | 0 | 0 | 0 | 0 | 0 | 0 | 0 | 0 | 0 | 0 | 0 | 0 | 0 | 0 | 2140.7367
2025-11-15 | 3255.615 | 15.35 | 0 | 1 | 0 | 0 | 0 | 0 | 0 | 0 | 0 | 1 | 0 | 0 | 0 | 0 | 0 | 0 | 0 | 0 | 0 | 0 | 0 | 0 | 0 | 0 | 0 | 0 | 2337.7247
2025-11-15 | 3535.094 | 15.03 | 0 | 1 | 0 | 0 | 0 | 0 | 0 | 0 | 0 | 0 | 1 | 0 | 0 | 0 | 0 | 0 | 0 | 0 | 0 | 0 | 0 | 0 | 0 | 0 | 0 | 0 | 2561.4363
2025-11-15 | 3867.382 | 14.31 | 0 | 1 | 0 | 0 | 0 | 0 | 0 | 0 | 0 | 0 | 0 | 1 | 0 | 0 | 0 | 0 | 0 | 0 | 0 | 0 | 0 | 0 | 0 | 0 | 0 | 0 | 2715.1738
2025-11-15 | 4165.509 | 13.53 | 0 | 1 | 0 | 0 | 0 | 0 | 0 | 0 | 0 | 0 | 0 | 0 | 1 | 0 | 0 | 0 | 0 | 0 | 0 | 0 | 0 | 0 | 0 | 0 | 0 | 0 | 2789.0948
2025-11-15 | 4236.665 | 12.81 | 0 | 1 | 0 | 0 | 0 | 0 | 0 | 0 | 0 | 0 | 0 | 0 | 0 | 1 | 0 | 0 | 0 | 0 | 0 | 0 | 0 | 0 | 0 | 0 | 0 | 0 | 2768.2019
2025-11-15 | 4266.967 | 12.37 | 0 | 1 | 0 | 0 | 0 | 0 | 0 | 0 | 0 | 0 | 0 | 0 | 0 | 0 | 1 | 0 | 0 | 0 | 0 | 0 | 0 | 0 | 0 | 0 | 0 | 0 | 2731.6488
2025-11-15 | 4191.07 | 11.99 | 0 | 1 | 0 | 0 | 0 | 0 | 0 | 0 | 0 | 0 | 0 | 0 | 0 | 0 | 0 | 1 | 0 | 0 | 0 | 0 | 0 | 0 | 0 | 0 | 0 | 0 | 2694.506
2025-11-15 | 4097.926 | 11.56 | 0 | 1 | 0 | 0 | 0 | 0 | 0 | 0 | 0 | 0 | 0 | 0 | 0 | 0 | 0 | 0 | 1 | 0 | 0 | 0 | 0 | 0 | 0 | 0 | 0 | 0 | 2623.6657
2025-11-15 | 4027.48 | 11.56 | 0 | 1 | 0 | 0 | 0 | 0 | 0 | 0 | 0 | 0 | 0 | 0 | 0 | 0 | 0 | 0 | 0 | 1 | 0 | 0 | 0 | 0 | 0 | 0 | 0 | 0 | 2506.0168
2025-11-15 | 4008.882 | 12.18 | 0 | 1 | 0 | 0 | 0 | 0 | 0 | 0 | 0 | 0 | 0 | 0 | 0 | 0 | 0 | 0 | 0 | 0 | 1 | 0 | 0 | 0 | 0 | 0 | 0 | 0 | 2362.9477
2025-11-15 | 3977.996 | 12.59 | 0 | 1 | 0 | 0 | 0 | 0 | 0 | 0 | 0 | 0 | 0 | 0 | 0 | 0 | 0 | 0 | 0 | 0 | 0 | 1 | 0 | 0 | 0 | 0 | 0 | 0 | 2250.8061
2025-11-15 | 3873.599 | 13.06 | 0 | 1 | 0 | 0 | 0 | 0 | 0 | 0 | 0 | 0 | 0 | 0 | 0 | 0 | 0 | 0 | 0 | 0 | 0 | 0 | 1 | 0 | 0 | 0 | 0 | 0 | 2207.1406
2025-11-15 | 3668.41 | 13.37 | 0 | 1 | 0 | 0 | 0 | 0 | 0 | 0 | 0 | 0 | 0 | 0 | 0 | 0 | 0 | 0 | 0 | 0 | 0 | 0 | 0 | 1 | 0 | 0 | 0 | 0 | 2159.8835
2025-11-15 | 3543.997 | 13.69 | 0 | 1 | 0 | 0 | 0 | 0 | 0 | 0 | 0 | 0 | 0 | 0 | 0 | 0 | 0 | 0 | 0 | 0 | 0 | 0 | 0 | 0 | 1 | 0 | 0 | 0 | 2073.0612
2025-11-15 | 3291.988 | 13.56 | 0 | 1 | 0 | 0 | 0 | 0 | 0 | 0 | 0 | 0 | 0 | 0 | 0 | 0 | 0 | 0 | 0 | 0 | 0 | 0 | 0 | 0 | 0 | 1 | 0 | 0 | 1944.7611
2025-11-15 | 3101.528 | 14.05 | 0 | 1 | 0 | 0 | 0 | 0 | 0 | 0 | 0 | 0 | 0 | 0 | 0 | 0 | 0 | 0 | 0 | 0 | 0 | 0 | 0 | 0 | 0 | 0 | 1 | 0 | 1853.829
2025-11-15 | 2896.042 | 14.5 | 0 | 1 | 0 | 0 | 0 | 0 | 0 | 0 | 0 | 0 | 0 | 0 | 0 | 0 | 0 | 0 | 0 | 0 | 0 | 0 | 0 | 0 | 0 | 0 | 0 | 1 | 1791.4845
2025-11-16 | 2777.155 | 14.45 | 0 | 1 | 1 | 0 | 0 | 0 | 0 | 0 | 0 | 0 | 0 | 0 | 0 | 0 | 0 | 0 | 0 | 0 | 0 | 0 | 0 | 0 | 0 | 0 | 0 | 0 | 1754.5806
2025-11-16 | 2740.311 | 15.09 | 0 | 1 | 0 | 1 | 0 | 0 | 0 | 0 | 0 | 0 | 0 | 0 | 0 | 0 | 0 | 0 | 0 | 0 | 0 | 0 | 0 | 0 | 0 | 0 | 0 | 0 | 1751.0175
2025-11-16 | 2738.921 | 15.5 | 0 | 1 | 0 | 0 | 1 | 0 | 0 | 0 | 0 | 0 | 0 | 0 | 0 | 0 | 0 | 0 | 0 | 0 | 0 | 0 | 0 | 0 | 0 | 0 | 0 | 0 | 1757.3229
2025-11-16 | 2749.723 | 15.61 | 0 | 1 | 0 | 0 | 0 | 1 | 0 | 0 | 0 | 0 | 0 | 0 | 0 | 0 | 0 | 0 | 0 | 0 | 0 | 0 | 0 | 0 | 0 | 0 | 0 | 0 | 1782.172
2025-11-16 | 2766.565 | 16.07 | 0 | 1 | 0 | 0 | 0 | 0 | 1 | 0 | 0 | 0 | 0 | 0 | 0 | 0 | 0 | 0 | 0 | 0 | 0 | 0 | 0 | 0 | 0 | 0 | 0 | 0 | 1840.5484
2025-11-16 | 2810.177 | 16.32 | 0 | 1 | 0 | 0 | 0 | 0 | 0 | 1 | 0 | 0 | 0 | 0 | 0 | 0 | 0 | 0 | 0 | 0 | 0 | 0 | 0 | 0 | 0 | 0 | 0 | 0 | 1952.9407
2025-11-16 | 2949.598 | 16.39 | 0 | 1 | 0 | 0 | 0 | 0 | 0 | 0 | 1 | 0 | 0 | 0 | 0 | 0 | 0 | 0 | 0 | 0 | 0 | 0 | 0 | 0 | 0 | 0 | 0 | 0 | 2155.5296
2025-11-16 | 3083.797 | 16.42 | 0 | 1 | 0 | 0 | 0 | 0 | 0 | 0 | 0 | 1 | 0 | 0 | 0 | 0 | 0 | 0 | 0 | 0 | 0 | 0 | 0 | 0 | 0 | 0 | 0 | 0 | 2373.6985
2025-11-16 | 3223.294 | 16.17 | 0 | 1 | 0 | 0 | 0 | 0 | 0 | 0 | 0 | 0 | 1 | 0 | 0 | 0 | 0 | 0 | 0 | 0 | 0 | 0 | 0 | 0 | 0 | 0 | 0 | 0 | 2599.7635
2025-11-16 | 3482.317 | 15.34 | 0 | 1 | 0 | 0 | 0 | 0 | 0 | 0 | 0 | 0 | 0 | 1 | 0 | 0 | 0 | 0 | 0 | 0 | 0 | 0 | 0 | 0 | 0 | 0 | 0 | 0 | 2749.8027
2025-11-16 | 3689.831 | 14.59 | 0 | 1 | 0 | 0 | 0 | 0 | 0 | 0 | 0 | 0 | 0 | 0 | 1 | 0 | 0 | 0 | 0 | 0 | 0 | 0 | 0 | 0 | 0 | 0 | 0 | 0 | 2824.7324
2025-11-16 | 3794.8 | 13.87 | 0 | 1 | 0 | 0 | 0 | 0 | 0 | 0 | 0 | 0 | 0 | 0 | 0 | 1 | 0 | 0 | 0 | 0 | 0 | 0 | 0 | 0 | 0 | 0 | 0 | 0 | 2803.8394
2025-11-16 | 3869.431 | 13.27 | 0 | 1 | 0 | 0 | 0 | 0 | 0 | 0 | 0 | 0 | 0 | 0 | 0 | 0 | 1 | 0 | 0 | 0 | 0 | 0 | 0 | 0 | 0 | 0 | 0 | 0 | 2761.9071
2025-11-16 | 3779.654 | 13.17 | 0 | 1 | 0 | 0 | 0 | 0 | 0 | 0 | 0 | 0 | 0 | 0 | 0 | 0 | 0 | 1 | 0 | 0 | 0 | 0 | 0 | 0 | 0 | 0 | 0 | 0 | 2734.1779
2025-11-16 | 3792.113 | 13.14 | 0 | 1 | 0 | 0 | 0 | 0 | 0 | 0 | 0 | 0 | 0 | 0 | 0 | 0 | 0 | 0 | 1 | 0 | 0 | 0 | 0 | 0 | 0 | 0 | 0 | 0 | 2676.7858
2025-11-16 | 3754.399 | 13.29 | 0 | 1 | 0 | 0 | 0 | 0 | 0 | 0 | 0 | 0 | 0 | 0 | 0 | 0 | 0 | 0 | 0 | 1 | 0 | 0 | 0 | 0 | 0 | 0 | 0 | 0 | 2564.18
2025-11-16 | 3848.011 | 13.59 | 0 | 1 | 0 | 0 | 0 | 0 | 0 | 0 | 0 | 0 | 0 | 0 | 0 | 0 | 0 | 0 | 0 | 0 | 1 | 0 | 0 | 0 | 0 | 0 | 0 | 0 | 2410.3524
2025-11-16 | 3950.25 | 14.13 | 0 | 1 | 0 | 0 | 0 | 0 | 0 | 0 | 0 | 0 | 0 | 0 | 0 | 0 | 0 | 0 | 0 | 0 | 0 | 1 | 0 | 0 | 0 | 0 | 0 | 0 | 2302.5814
2025-11-16 | 3822.986 | 14.66 | 0 | 1 | 0 | 0 | 0 | 0 | 0 | 0 | 0 | 0 | 0 | 0 | 0 | 0 | 0 | 0 | 0 | 0 | 0 | 0 | 1 | 0 | 0 | 0 | 0 | 0 | 2260.9332
2025-11-16 | 3651.913 | 15.07 | 0 | 1 | 0 | 0 | 0 | 0 | 0 | 0 | 0 | 0 | 0 | 0 | 0 | 0 | 0 | 0 | 0 | 0 | 0 | 0 | 0 | 1 | 0 | 0 | 0 | 0 | 2217.038
2025-11-16 | 3547.529 | 15.31 | 0 | 1 | 0 | 0 | 0 | 0 | 0 | 0 | 0 | 0 | 0 | 0 | 0 | 0 | 0 | 0 | 0 | 0 | 0 | 0 | 0 | 0 | 1 | 0 | 0 | 0 | 2127.5262
2025-11-16 | 3361.652 | 15.59 | 0 | 1 | 0 | 0 | 0 | 0 | 0 | 0 | 0 | 0 | 0 | 0 | 0 | 0 | 0 | 0 | 0 | 0 | 0 | 0 | 0 | 0 | 0 | 1 | 0 | 0 | 2013.0104
2025-11-16 | 3183.015 | 16.27 | 0 | 1 | 0 | 0 | 0 | 0 | 0 | 0 | 0 | 0 | 0 | 0 | 0 | 0 | 0 | 0 | 0 | 0 | 0 | 0 | 0 | 0 | 0 | 0 | 1 | 0 | 1928.4661
2025-11-16 | 3079.816 | 16.01 | 0 | 1 | 0 | 0 | 0 | 0 | 0 | 0 | 0 | 0 | 0 | 0 | 0 | 0 | 0 | 0 | 0 | 0 | 0 | 0 | 0 | 0 | 0 | 0 | 0 | 1 | 1842.2511
2025-11-17 | 3043.441 | 16.39 | 0 | 0 | 1 | 0 | 0 | 0 | 0 | 0 | 0 | 0 | 0 | 0 | 0 | 0 | 0 | 0 | 0 | 0 | 0 | 0 | 0 | 0 | 0 | 0 | 0 | 0 | 2084.9571
2025-11-17 | 3029.548 | 16.6 | 0 | 0 | 0 | 1 | 0 | 0 | 0 | 0 | 0 | 0 | 0 | 0 | 0 | 0 | 0 | 0 | 0 | 0 | 0 | 0 | 0 | 0 | 0 | 0 | 0 | 0 | 2066.9373
2025-11-17 | 3012.863 | 16.38 | 0 | 0 | 0 | 0 | 1 | 0 | 0 | 0 | 0 | 0 | 0 | 0 | 0 | 0 | 0 | 0 | 0 | 0 | 0 | 0 | 0 | 0 | 0 | 0 | 0 | 0 | 2052.0619
2025-11-17 | 3051.994 | 16.81 | 0 | 0 | 0 | 0 | 0 | 1 | 0 | 0 | 0 | 0 | 0 | 0 | 0 | 0 | 0 | 0 | 0 | 0 | 0 | 0 | 0 | 0 | 0 | 0 | 0 | 0 | 2087.6694
2025-11-17 | 3142.203 | 16.49 | 0 | 0 | 0 | 0 | 0 | 0 | 1 | 0 | 0 | 0 | 0 | 0 | 0 | 0 | 0 | 0 | 0 | 0 | 0 | 0 | 0 | 0 | 0 | 0 | 0 | 0 | 2119.822
2025-11-17 | 3215.671 | 16.36 | 0 | 0 | 0 | 0 | 0 | 0 | 0 | 1 | 0 | 0 | 0 | 0 | 0 | 0 | 0 | 0 | 0 | 0 | 0 | 0 | 0 | 0 | 0 | 0 | 0 | 0 | 2219.4386
2025-11-17 | 3452.538 | 16.25 | 0 | 0 | 0 | 0 | 0 | 0 | 0 | 0 | 1 | 0 | 0 | 0 | 0 | 0 | 0 | 0 | 0 | 0 | 0 | 0 | 0 | 0 | 0 | 0 | 0 | 0 | 2415.9759
2025-11-17 | 3931.511 | 15.92 | 0 | 0 | 0 | 0 | 0 | 0 | 0 | 0 | 0 | 1 | 0 | 0 | 0 | 0 | 0 | 0 | 0 | 0 | 0 | 0 | 0 | 0 | 0 | 0 | 0 | 0 | 2622.0414
2025-11-17 | 4437.669 | 15.87 | 0 | 0 | 0 | 0 | 0 | 0 | 0 | 0 | 0 | 0 | 1 | 0 | 0 | 0 | 0 | 0 | 0 | 0 | 0 | 0 | 0 | 0 | 0 | 0 | 0 | 0 | 2854.8305
2025-11-17 | 4771.944 | 15.01 | 0 | 0 | 0 | 0 | 0 | 0 | 0 | 0 | 0 | 0 | 0 | 1 | 0 | 0 | 0 | 0 | 0 | 0 | 0 | 0 | 0 | 0 | 0 | 0 | 0 | 0 | 3003.8611
2025-11-17 | 5034.7 | 14.22 | 0 | 0 | 0 | 0 | 0 | 0 | 0 | 0 | 0 | 0 | 0 | 0 | 1 | 0 | 0 | 0 | 0 | 0 | 0 | 0 | 0 | 0 | 0 | 0 | 0 | 0 | 3077.4459
2025-11-17 | 5098.847 | 13.24 | 0 | 0 | 0 | 0 | 0 | 0 | 0 | 0 | 0 | 0 | 0 | 0 | 0 | 1 | 0 | 0 | 0 | 0 | 0 | 0 | 0 | 0 | 0 | 0 | 0 | 0 | 3047.8117
2025-11-17 | 5062.491 | 12.77 | 0 | 0 | 0 | 0 | 0 | 0 | 0 | 0 | 0 | 0 | 0 | 0 | 0 | 0 | 1 | 0 | 0 | 0 | 0 | 0 | 0 | 0 | 0 | 0 | 0 | 0 | 3010.25
2025-11-17 | 5040.655 | 13.19 | 0 | 0 | 0 | 0 | 0 | 0 | 0 | 0 | 0 | 0 | 0 | 0 | 0 | 0 | 0 | 1 | 0 | 0 | 0 | 0 | 0 | 0 | 0 | 0 | 0 | 0 | 3000.0034
2025-11-17 | 5009.183 | 13.12 | 0 | 0 | 0 | 0 | 0 | 0 | 0 | 0 | 0 | 0 | 0 | 0 | 0 | 0 | 0 | 0 | 1 | 0 | 0 | 0 | 0 | 0 | 0 | 0 | 0 | 0 | 2941.2665
2025-11-17 | 4910.017 | 13.26 | 0 | 0 | 0 | 0 | 0 | 0 | 0 | 0 | 0 | 0 | 0 | 0 | 0 | 0 | 0 | 0 | 0 | 1 | 0 | 0 | 0 | 0 | 0 | 0 | 0 | 0 | 2828.3244
2025-11-17 | 4852.171 | 13.74 | 0 | 0 | 0 | 0 | 0 | 0 | 0 | 0 | 0 | 0 | 0 | 0 | 0 | 0 | 0 | 0 | 0 | 0 | 1 | 0 | 0 | 0 | 0 | 0 | 0 | 0 | 2680.5485
2025-11-17 | 4575.683 | 14.14 | 0 | 0 | 0 | 0 | 0 | 0 | 0 | 0 | 0 | 0 | 0 | 0 | 0 | 0 | 0 | 0 | 0 | 0 | 0 | 1 | 0 | 0 | 0 | 0 | 0 | 0 | 2568.0707
2025-11-17 | 4175.867 | 14.31 | 0 | 0 | 0 | 0 | 0 | 0 | 0 | 0 | 0 | 0 | 0 | 0 | 0 | 0 | 0 | 0 | 0 | 0 | 0 | 0 | 1 | 0 | 0 | 0 | 0 | 0 | 2514.3191
2025-11-17 | 3903.054 | 14.49 | 0 | 0 | 0 | 0 | 0 | 0 | 0 | 0 | 0 | 0 | 0 | 0 | 0 | 0 | 0 | 0 | 0 | 0 | 0 | 0 | 0 | 1 | 0 | 0 | 0 | 0 | 2462.6913
2025-11-17 | 3697.175 | 14.55 | 0 | 0 | 0 | 0 | 0 | 0 | 0 | 0 | 0 | 0 | 0 | 0 | 0 | 0 | 0 | 0 | 0 | 0 | 0 | 0 | 0 | 0 | 1 | 0 | 0 | 0 | 2367.1278
2025-11-17 | 3473.577 | 14.53 | 0 | 0 | 0 | 0 | 0 | 0 | 0 | 0 | 0 | 0 | 0 | 0 | 0 | 0 | 0 | 0 | 0 | 0 | 0 | 0 | 0 | 0 | 0 | 1 | 0 | 0 | 2242.5259
2025-11-17 | 3266.753 | 15.01 | 0 | 0 | 0 | 0 | 0 | 0 | 0 | 0 | 0 | 0 | 0 | 0 | 0 | 0 | 0 | 0 | 0 | 0 | 0 | 0 | 0 | 0 | 0 | 0 | 1 | 0 | 2151.2576
2025-11-17 | 3108.922 | 14.97 | 0 | 0 | 0 | 0 | 0 | 0 | 0 | 0 | 0 | 0 | 0 | 0 | 0 | 0 | 0 | 0 | 0 | 0 | 0 | 0 | 0 | 0 | 0 | 0 | 0 | 1 | 2072.4391
2025-11-18 | 3057.326 | 15.31 | 0 | 0 | 1 | 0 | 0 | 0 | 0 | 0 | 0 | 0 | 0 | 0 | 0 | 0 | 0 | 0 | 0 | 0 | 0 | 0 | 0 | 0 | 0 | 0 | 0 | 0 | 2048.6471
2025-11-18 | 3027.092 | 15.19 | 0 | 0 | 0 | 1 | 0 | 0 | 0 | 0 | 0 | 0 | 0 | 0 | 0 | 0 | 0 | 0 | 0 | 0 | 0 | 0 | 0 | 0 | 0 | 0 | 0 | 0 | 2019.5327
2025-11-18 | 3024.977 | 15.67 | 0 | 0 | 0 | 0 | 1 | 0 | 0 | 0 | 0 | 0 | 0 | 0 | 0 | 0 | 0 | 0 | 0 | 0 | 0 | 0 | 0 | 0 | 0 | 0 | 0 | 0 | 2028.1914
2025-11-18 | 3048.945 | 15.89 | 0 | 0 | 0 | 0 | 0 | 1 | 0 | 0 | 0 | 0 | 0 | 0 | 0 | 0 | 0 | 0 | 0 | 0 | 0 | 0 | 0 | 0 | 0 | 0 | 0 | 0 | 2056.7387
2025-11-18 | 3105.984 | 16.24 | 0 | 0 | 0 | 0 | 0 | 0 | 1 | 0 | 0 | 0 | 0 | 0 | 0 | 0 | 0 | 0 | 0 | 0 | 0 | 0 | 0 | 0 | 0 | 0 | 0 | 0 | 2111.4169
2025-11-18 | 3177.067 | 16.44 | 0 | 0 | 0 | 0 | 0 | 0 | 0 | 1 | 0 | 0 | 0 | 0 | 0 | 0 | 0 | 0 | 0 | 0 | 0 | 0 | 0 | 0 | 0 | 0 | 0 | 0 | 2222.1282
2025-11-18 | 3476.001 | 16.44 | 0 | 0 | 0 | 0 | 0 | 0 | 0 | 0 | 1 | 0 | 0 | 0 | 0 | 0 | 0 | 0 | 0 | 0 | 0 | 0 | 0 | 0 | 0 | 0 | 0 | 0 | 2422.3637
2025-11-18 | 4003.298 | 16.35 | 0 | 0 | 0 | 0 | 0 | 0 | 0 | 0 | 0 | 1 | 0 | 0 | 0 | 0 | 0 | 0 | 0 | 0 | 0 | 0 | 0 | 0 | 0 | 0 | 0 | 0 | 2636.4981
2025-11-18 | 4574.303 | 16.13 | 0 | 0 | 0 | 0 | 0 | 0 | 0 | 0 | 0 | 0 | 1 | 0 | 0 | 0 | 0 | 0 | 0 | 0 | 0 | 0 | 0 | 0 | 0 | 0 | 0 | 0 | 2863.5718
2025-11-18 | 4905.691 | 14.87 | 0 | 0 | 0 | 0 | 0 | 0 | 0 | 0 | 0 | 0 | 0 | 1 | 0 | 0 | 0 | 0 | 0 | 0 | 0 | 0 | 0 | 0 | 0 | 0 | 0 | 0 | 2999.1543
2025-11-18 | 5190.976 | 14.05 | 0 | 0 | 0 | 0 | 0 | 0 | 0 | 0 | 0 | 0 | 0 | 0 | 1 | 0 | 0 | 0 | 0 | 0 | 0 | 0 | 0 | 0 | 0 | 0 | 0 | 0 | 3071.7305
2025-11-18 | 5198.25 | 13.16 | 0 | 0 | 0 | 0 | 0 | 0 | 0 | 0 | 0 | 0 | 0 | 0 | 0 | 1 | 0 | 0 | 0 | 0 | 0 | 0 | 0 | 0 | 0 | 0 | 0 | 0 | 3045.1221
2025-11-18 | 5137.692 | 12.59 | 0 | 0 | 0 | 0 | 0 | 0 | 0 | 0 | 0 | 0 | 0 | 0 | 0 | 0 | 1 | 0 | 0 | 0 | 0 | 0 | 0 | 0 | 0 | 0 | 0 | 0 | 3004.1984
2025-11-18 | 5045.011 | 12.15 | 0 | 0 | 0 | 0 | 0 | 0 | 0 | 0 | 0 | 0 | 0 | 0 | 0 | 0 | 0 | 1 | 0 | 0 | 0 | 0 | 0 | 0 | 0 | 0 | 0 | 0 | 2965.0383
2025-11-18 | 5094.435 | 11.92 | 0 | 0 | 0 | 0 | 0 | 0 | 0 | 0 | 0 | 0 | 0 | 0 | 0 | 0 | 0 | 0 | 1 | 0 | 0 | 0 | 0 | 0 | 0 | 0 | 0 | 0 | 2900.9221
2025-11-18 | 4989.104 | 12.16 | 0 | 0 | 0 | 0 | 0 | 0 | 0 | 0 | 0 | 0 | 0 | 0 | 0 | 0 | 0 | 0 | 0 | 1 | 0 | 0 | 0 | 0 | 0 | 0 | 0 | 0 | 2791.3421
2025-11-18 | 4834.805 | 12.55 | 0 | 0 | 0 | 0 | 0 | 0 | 0 | 0 | 0 | 0 | 0 | 0 | 0 | 0 | 0 | 0 | 0 | 0 | 1 | 0 | 0 | 0 | 0 | 0 | 0 | 0 | 2640.5403
2025-11-18 | 4519.591 | 13.31 | 0 | 0 | 0 | 0 | 0 | 0 | 0 | 0 | 0 | 0 | 0 | 0 | 0 | 0 | 0 | 0 | 0 | 0 | 0 | 1 | 0 | 0 | 0 | 0 | 0 | 0 | 2540.1658
2025-11-18 | 4157.761 | 13.51 | 0 | 0 | 0 | 0 | 0 | 0 | 0 | 0 | 0 | 0 | 0 | 0 | 0 | 0 | 0 | 0 | 0 | 0 | 0 | 0 | 1 | 0 | 0 | 0 | 0 | 0 | 2487.4229
2025-11-18 | 3912.633 | 13.83 | 0 | 0 | 0 | 0 | 0 | 0 | 0 | 0 | 0 | 0 | 0 | 0 | 0 | 0 | 0 | 0 | 0 | 0 | 0 | 0 | 0 | 1 | 0 | 0 | 0 | 0 | 2440.5019
2025-11-18 | 3761.41 | 14.24 | 0 | 0 | 0 | 0 | 0 | 0 | 0 | 0 | 0 | 0 | 0 | 0 | 0 | 0 | 0 | 0 | 0 | 0 | 0 | 0 | 0 | 0 | 1 | 0 | 0 | 0 | 2356.7055
2025-11-18 | 3503.174 | 14.53 | 0 | 0 | 0 | 0 | 0 | 0 | 0 | 0 | 0 | 0 | 0 | 0 | 0 | 0 | 0 | 0 | 0 | 0 | 0 | 0 | 0 | 0 | 0 | 1 | 0 | 0 | 2242.5259
2025-11-18 | 3241.935 | 15.14 | 0 | 0 | 0 | 0 | 0 | 0 | 0 | 0 | 0 | 0 | 0 | 0 | 0 | 0 | 0 | 0 | 0 | 0 | 0 | 0 | 0 | 0 | 0 | 0 | 1 | 0 | 2155.6282
2025-11-18 | 3125.92 | 15.37 | 0 | 0 | 0 | 0 | 0 | 0 | 0 | 0 | 0 | 0 | 0 | 0 | 0 | 0 | 0 | 0 | 0 | 0 | 0 | 0 | 0 | 0 | 0 | 0 | 0 | 1 | 2085.8872
2025-11-19 | 3028.634 | 15.7 | 0 | 0 | 1 | 0 | 0 | 0 | 0 | 0 | 0 | 0 | 0 | 0 | 0 | 0 | 0 | 0 | 0 | 0 | 0 | 0 | 0 | 0 | 0 | 0 | 0 | 0 | 2061.759
2025-11-19 | 2982.365 | 16.23 | 0 | 0 | 0 | 1 | 0 | 0 | 0 | 0 | 0 | 0 | 0 | 0 | 0 | 0 | 0 | 0 | 0 | 0 | 0 | 0 | 0 | 0 | 0 | 0 | 0 | 0 | 2054.4978
2025-11-19 | 2976.596 | 16.19 | 0 | 0 | 0 | 0 | 1 | 0 | 0 | 0 | 0 | 0 | 0 | 0 | 0 | 0 | 0 | 0 | 0 | 0 | 0 | 0 | 0 | 0 | 0 | 0 | 0 | 0 | 2045.674
2025-11-19 | 2996.818 | 16.53 | 0 | 0 | 0 | 0 | 0 | 1 | 0 | 0 | 0 | 0 | 0 | 0 | 0 | 0 | 0 | 0 | 0 | 0 | 0 | 0 | 0 | 0 | 0 | 0 | 0 | 0 | 2078.2558
2025-11-19 | 3075.553 | 16.8 | 0 | 0 | 0 | 0 | 0 | 0 | 1 | 0 | 0 | 0 | 0 | 0 | 0 | 0 | 0 | 0 | 0 | 0 | 0 | 0 | 0 | 0 | 0 | 0 | 0 | 0 | 2130.2443
2025-11-19 | 3167.863 | 16.24 | 0 | 0 | 0 | 0 | 0 | 0 | 0 | 1 | 0 | 0 | 0 | 0 | 0 | 0 | 0 | 0 | 0 | 0 | 0 | 0 | 0 | 0 | 0 | 0 | 0 | 0 | 2215.4041
2025-11-19 | 3454.37 | 16.34 | 0 | 0 | 0 | 0 | 0 | 0 | 0 | 0 | 1 | 0 | 0 | 0 | 0 | 0 | 0 | 0 | 0 | 0 | 0 | 0 | 0 | 0 | 0 | 0 | 0 | 0 | 2419.0017
2025-11-19 | 4009.217 | 16.21 | 0 | 0 | 0 | 0 | 0 | 0 | 0 | 0 | 0 | 1 | 0 | 0 | 0 | 0 | 0 | 0 | 0 | 0 | 0 | 0 | 0 | 0 | 0 | 0 | 0 | 0 | 2631.7913
2025-11-19 | 4455.778 | 15.88 | 0 | 0 | 0 | 0 | 0 | 0 | 0 | 0 | 0 | 0 | 1 | 0 | 0 | 0 | 0 | 0 | 0 | 0 | 0 | 0 | 0 | 0 | 0 | 0 | 0 | 0 | 2855.1667
2025-11-19 | 4816.715 | 14.73 | 0 | 0 | 0 | 0 | 0 | 0 | 0 | 0 | 0 | 0 | 0 | 1 | 0 | 0 | 0 | 0 | 0 | 0 | 0 | 0 | 0 | 0 | 0 | 0 | 0 | 0 | 2994.4474
2025-11-19 | 5016.052 | 13.78 | 0 | 0 | 0 | 0 | 0 | 0 | 0 | 0 | 0 | 0 | 0 | 0 | 1 | 0 | 0 | 0 | 0 | 0 | 0 | 0 | 0 | 0 | 0 | 0 | 0 | 0 | 3062.653
2025-11-19 | 5074.829 | 13.26 | 0 | 0 | 0 | 0 | 0 | 0 | 0 | 0 | 0 | 0 | 0 | 0 | 0 | 1 | 0 | 0 | 0 | 0 | 0 | 0 | 0 | 0 | 0 | 0 | 0 | 0 | 3048.4841
2025-11-19 | 5003.941 | 13.1 | 0 | 0 | 0 | 0 | 0 | 0 | 0 | 0 | 0 | 0 | 0 | 0 | 0 | 0 | 1 | 0 | 0 | 0 | 0 | 0 | 0 | 0 | 0 | 0 | 0 | 0 | 3021.3447
2025-11-19 | 4974.506 | 13.03 | 0 | 0 | 0 | 0 | 0 | 0 | 0 | 0 | 0 | 0 | 0 | 0 | 0 | 0 | 0 | 1 | 0 | 0 | 0 | 0 | 0 | 0 | 0 | 0 | 0 | 0 | 2994.6242
2025-11-19 | 4923.816 | 13.19 | 0 | 0 | 0 | 0 | 0 | 0 | 0 | 0 | 0 | 0 | 0 | 0 | 0 | 0 | 0 | 0 | 1 | 0 | 0 | 0 | 0 | 0 | 0 | 0 | 0 | 0 | 2943.6199
2025-11-19 | 4844.636 | 13.04 | 0 | 0 | 0 | 0 | 0 | 0 | 0 | 0 | 0 | 0 | 0 | 0 | 0 | 0 | 0 | 0 | 0 | 1 | 0 | 0 | 0 | 0 | 0 | 0 | 0 | 0 | 2820.928
2025-11-19 | 4759.284 | 13.62 | 0 | 0 | 0 | 0 | 0 | 0 | 0 | 0 | 0 | 0 | 0 | 0 | 0 | 0 | 0 | 0 | 0 | 0 | 1 | 0 | 0 | 0 | 0 | 0 | 0 | 0 | 2676.5141
2025-11-19 | 4504.429 | 14.07 | 0 | 0 | 0 | 0 | 0 | 0 | 0 | 0 | 0 | 0 | 0 | 0 | 0 | 0 | 0 | 0 | 0 | 0 | 0 | 1 | 0 | 0 | 0 | 0 | 0 | 0 | 2565.7173
2025-11-19 | 4178.251 | 14.4 | 0 | 0 | 0 | 0 | 0 | 0 | 0 | 0 | 0 | 0 | 0 | 0 | 0 | 0 | 0 | 0 | 0 | 0 | 0 | 0 | 1 | 0 | 0 | 0 | 0 | 0 | 2517.345
2025-11-19 | 3926.393 | 14.53 | 0 | 0 | 0 | 0 | 0 | 0 | 0 | 0 | 0 | 0 | 0 | 0 | 0 | 0 | 0 | 0 | 0 | 0 | 0 | 0 | 0 | 1 | 0 | 0 | 0 | 0 | 2464.0361
2025-11-19 | 3730.333 | 14.53 | 0 | 0 | 0 | 0 | 0 | 0 | 0 | 0 | 0 | 0 | 0 | 0 | 0 | 0 | 0 | 0 | 0 | 0 | 0 | 0 | 0 | 0 | 1 | 0 | 0 | 0 | 2366.4554
2025-11-19 | 3435.53 | 14.88 | 0 | 0 | 0 | 0 | 0 | 0 | 0 | 0 | 0 | 0 | 0 | 0 | 0 | 0 | 0 | 0 | 0 | 0 | 0 | 0 | 0 | 0 | 0 | 1 | 0 | 0 | 2254.2931
2025-11-19 | 3204.525 | 15.35 | 0 | 0 | 0 | 0 | 0 | 0 | 0 | 0 | 0 | 0 | 0 | 0 | 0 | 0 | 0 | 0 | 0 | 0 | 0 | 0 | 0 | 0 | 0 | 0 | 1 | 0 | 2162.6885
2025-11-19 | 3053.803 | 15.61 | 0 | 0 | 0 | 0 | 0 | 0 | 0 | 0 | 0 | 0 | 0 | 0 | 0 | 0 | 0 | 0 | 0 | 0 | 0 | 0 | 0 | 0 | 0 | 0 | 0 | 1 | 2093.9561
2025-11-20 | 2991.937 | 15.88 | 0 | 0 | 1 | 0 | 0 | 0 | 0 | 0 | 0 | 0 | 0 | 0 | 0 | 0 | 0 | 0 | 0 | 0 | 0 | 0 | 0 | 0 | 0 | 0 | 0 | 0 | 2067.8107
2025-11-20 | 2946.638 | 16.33 | 0 | 0 | 0 | 1 | 0 | 0 | 0 | 0 | 0 | 0 | 0 | 0 | 0 | 0 | 0 | 0 | 0 | 0 | 0 | 0 | 0 | 0 | 0 | 0 | 0 | 0 | 2057.8598
2025-11-20 | 2935.254 | 16.32 | 0 | 0 | 0 | 0 | 1 | 0 | 0 | 0 | 0 | 0 | 0 | 0 | 0 | 0 | 0 | 0 | 0 | 0 | 0 | 0 | 0 | 0 | 0 | 0 | 0 | 0 | 2050.0446
2025-11-20 | 2957.251 | 16.23 | 0 | 0 | 0 | 0 | 0 | 1 | 0 | 0 | 0 | 0 | 0 | 0 | 0 | 0 | 0 | 0 | 0 | 0 | 0 | 0 | 0 | 0 | 0 | 0 | 0 | 0 | 2068.1697
2025-11-20 | 3048.871 | 16.23 | 0 | 0 | 0 | 0 | 0 | 0 | 1 | 0 | 0 | 0 | 0 | 0 | 0 | 0 | 0 | 0 | 0 | 0 | 0 | 0 | 0 | 0 | 0 | 0 | 0 | 0 | 2111.0807
2025-11-20 | 3160.881 | 16.42 | 0 | 0 | 0 | 0 | 0 | 0 | 0 | 1 | 0 | 0 | 0 | 0 | 0 | 0 | 0 | 0 | 0 | 0 | 0 | 0 | 0 | 0 | 0 | 0 | 0 | 0 | 2221.4558
2025-11-20 | 3453.141 | 16.7 | 0 | 0 | 0 | 0 | 0 | 0 | 0 | 0 | 1 | 0 | 0 | 0 | 0 | 0 | 0 | 0 | 0 | 0 | 0 | 0 | 0 | 0 | 0 | 0 | 0 | 0 | 2431.105
2025-11-20 | 3981.727 | 16.72 | 0 | 0 | 0 | 0 | 0 | 0 | 0 | 0 | 0 | 1 | 0 | 0 | 0 | 0 | 0 | 0 | 0 | 0 | 0 | 0 | 0 | 0 | 0 | 0 | 0 | 0 | 2648.9376
2025-11-20 | 4481.568 | 16.61 | 0 | 0 | 0 | 0 | 0 | 0 | 0 | 0 | 0 | 0 | 1 | 0 | 0 | 0 | 0 | 0 | 0 | 0 | 0 | 0 | 0 | 0 | 0 | 0 | 0 | 0 | 2879.7095
2025-11-20 | 4759.356 | 15.8 | 0 | 0 | 0 | 0 | 0 | 0 | 0 | 0 | 0 | 0 | 0 | 1 | 0 | 0 | 0 | 0 | 0 | 0 | 0 | 0 | 0 | 0 | 0 | 0 | 0 | 0 | 3030.4212
2025-11-20 | 4977.408 | 14.97 | 0 | 0 | 0 | 0 | 0 | 0 | 0 | 0 | 0 | 0 | 0 | 0 | 1 | 0 | 0 | 0 | 0 | 0 | 0 | 0 | 0 | 0 | 0 | 0 | 0 | 0 | 3102.6612
2025-11-20 | 5042.183 | 14.54 | 0 | 0 | 0 | 0 | 0 | 0 | 0 | 0 | 0 | 0 | 0 | 0 | 0 | 1 | 0 | 0 | 0 | 0 | 0 | 0 | 0 | 0 | 0 | 0 | 0 | 0 | 3091.5181
2025-11-20 | 4979.98 | 14.07 | 0 | 0 | 0 | 0 | 0 | 0 | 0 | 0 | 0 | 0 | 0 | 0 | 0 | 0 | 1 | 0 | 0 | 0 | 0 | 0 | 0 | 0 | 0 | 0 | 0 | 0 | 3053.9564
2025-11-20 | 5045.363 | 13.63 | 0 | 0 | 0 | 0 | 0 | 0 | 0 | 0 | 0 | 0 | 0 | 0 | 0 | 0 | 0 | 1 | 0 | 0 | 0 | 0 | 0 | 0 | 0 | 0 | 0 | 0 | 3014.7964
2025-11-20 | 4831.378 | 13.54 | 0 | 0 | 0 | 0 | 0 | 0 | 0 | 0 | 0 | 0 | 0 | 0 | 0 | 0 | 0 | 0 | 1 | 0 | 0 | 0 | 0 | 0 | 0 | 0 | 0 | 0 | 2955.3871
2025-11-20 | 4892.585 | 13.68 | 0 | 0 | 0 | 0 | 0 | 0 | 0 | 0 | 0 | 0 | 0 | 0 | 0 | 0 | 0 | 0 | 0 | 1 | 0 | 0 | 0 | 0 | 0 | 0 | 0 | 0 | 2842.445
2025-11-20 | 4795.88 | 13.9 | 0 | 0 | 0 | 0 | 0 | 0 | 0 | 0 | 0 | 0 | 0 | 0 | 0 | 0 | 0 | 0 | 0 | 0 | 1 | 0 | 0 | 0 | 0 | 0 | 0 | 0 | 2685.9277
2025-11-20 | 4526.935 | 14.57 | 0 | 0 | 0 | 0 | 0 | 0 | 0 | 0 | 0 | 0 | 0 | 0 | 0 | 0 | 0 | 0 | 0 | 0 | 0 | 1 | 0 | 0 | 0 | 0 | 0 | 0 | 2582.5274
2025-11-20 | 4189.717 | 15.15 | 0 | 0 | 0 | 0 | 0 | 0 | 0 | 0 | 0 | 0 | 0 | 0 | 0 | 0 | 0 | 0 | 0 | 0 | 0 | 0 | 1 | 0 | 0 | 0 | 0 | 0 | 2542.5602
2025-11-20 | 3724.546 | 15.24 | 0 | 0 | 0 | 0 | 0 | 0 | 0 | 0 | 0 | 0 | 0 | 0 | 0 | 0 | 0 | 0 | 0 | 0 | 0 | 0 | 0 | 1 | 0 | 0 | 0 | 0 | 2487.9065
2025-11-20 | 3780.312 | 15.6 | 0 | 0 | 0 | 0 | 0 | 0 | 0 | 0 | 0 | 0 | 0 | 0 | 0 | 0 | 0 | 0 | 0 | 0 | 0 | 0 | 0 | 0 | 1 | 0 | 0 | 0 | 2402.4291
2025-11-20 | 3423.586 | 15.85 | 0 | 0 | 0 | 0 | 0 | 0 | 0 | 0 | 0 | 0 | 0 | 0 | 0 | 0 | 0 | 0 | 0 | 0 | 0 | 0 | 0 | 0 | 0 | 1 | 0 | 0 | 2286.9048
2025-11-20 | 3180.643 | 16.15 | 0 | 0 | 0 | 0 | 0 | 0 | 0 | 0 | 0 | 0 | 0 | 0 | 0 | 0 | 0 | 0 | 0 | 0 | 0 | 0 | 0 | 0 | 0 | 0 | 1 | 0 | 2189.5847
2025-11-20 | 2990.727 | 16.53 | 0 | 0 | 0 | 0 | 0 | 0 | 0 | 0 | 0 | 0 | 0 | 0 | 0 | 0 | 0 | 0 | 0 | 0 | 0 | 0 | 0 | 0 | 0 | 0 | 0 | 1 | 2124.8868
2025-11-21 | 2872.415 | 16.49 | 0 | 0 | 1 | 0 | 0 | 0 | 0 | 0 | 0 | 0 | 0 | 0 | 0 | 0 | 0 | 0 | 0 | 0 | 0 | 0 | 0 | 0 | 0 | 0 | 0 | 0 | 2088.3191
2025-11-21 | 2843.505 | 16.41 | 0 | 0 | 0 | 1 | 0 | 0 | 0 | 0 | 0 | 0 | 0 | 0 | 0 | 0 | 0 | 0 | 0 | 0 | 0 | 0 | 0 | 0 | 0 | 0 | 0 | 0 | 2060.5494
2025-11-21 | 2837.966 | 16.53 | 0 | 0 | 0 | 0 | 1 | 0 | 0 | 0 | 0 | 0 | 0 | 0 | 0 | 0 | 0 | 0 | 0 | 0 | 0 | 0 | 0 | 0 | 0 | 0 | 0 | 0 | 2057.1049
2025-11-21 | 2789.972 | 16.73 | 0 | 0 | 0 | 0 | 0 | 1 | 0 | 0 | 0 | 0 | 0 | 0 | 0 | 0 | 0 | 0 | 0 | 0 | 0 | 0 | 0 | 0 | 0 | 0 | 0 | 0 | 2084.9798
2025-11-21 | 2861.057 | 16.75 | 0 | 0 | 0 | 0 | 0 | 0 | 1 | 0 | 0 | 0 | 0 | 0 | 0 | 0 | 0 | 0 | 0 | 0 | 0 | 0 | 0 | 0 | 0 | 0 | 0 | 0 | 2128.5633
2025-11-21 | 2955.361 | 16.67 | 0 | 0 | 0 | 0 | 0 | 0 | 0 | 1 | 0 | 0 | 0 | 0 | 0 | 0 | 0 | 0 | 0 | 0 | 0 | 0 | 0 | 0 | 0 | 0 | 0 | 0 | 2229.8609
2025-11-21 | 3148.65 | 16.27 | 0 | 0 | 0 | 0 | 0 | 0 | 0 | 0 | 1 | 0 | 0 | 0 | 0 | 0 | 0 | 0 | 0 | 0 | 0 | 0 | 0 | 0 | 0 | 0 | 0 | 0 | 2416.6483
2025-11-21 | 3719.641 | 15.88 | 0 | 0 | 0 | 0 | 0 | 0 | 0 | 0 | 0 | 1 | 0 | 0 | 0 | 0 | 0 | 0 | 0 | 0 | 0 | 0 | 0 | 0 | 0 | 0 | 0 | 0 | 2620.6966
2025-11-21 | 4285.63 | 15.75 | 0 | 0 | 0 | 0 | 0 | 0 | 0 | 0 | 0 | 0 | 1 | 0 | 0 | 0 | 0 | 0 | 0 | 0 | 0 | 0 | 0 | 0 | 0 | 0 | 0 | 0 | 2850.796
2025-11-21 | 4681.808 | 15.08 | 0 | 0 | 0 | 0 | 0 | 0 | 0 | 0 | 0 | 0 | 0 | 1 | 0 | 0 | 0 | 0 | 0 | 0 | 0 | 0 | 0 | 0 | 0 | 0 | 0 | 0 | 3006.2145
2025-11-21 | 4905.049 | 14.3 | 0 | 0 | 0 | 0 | 0 | 0 | 0 | 0 | 0 | 0 | 0 | 0 | 1 | 0 | 0 | 0 | 0 | 0 | 0 | 0 | 0 | 0 | 0 | 0 | 0 | 0 | 3080.1355
2025-11-21 | 4993.869 | 13.82 | 0 | 0 | 0 | 0 | 0 | 0 | 0 | 0 | 0 | 0 | 0 | 0 | 0 | 1 | 0 | 0 | 0 | 0 | 0 | 0 | 0 | 0 | 0 | 0 | 0 | 0 | 3067.3115
2025-11-21 | 5020.693 | 13.47 | 0 | 0 | 0 | 0 | 0 | 0 | 0 | 0 | 0 | 0 | 0 | 0 | 0 | 0 | 1 | 0 | 0 | 0 | 0 | 0 | 0 | 0 | 0 | 0 | 0 | 0 | 3033.7842
2025-11-21 | 4945.631 | 13.15 | 0 | 0 | 0 | 0 | 0 | 0 | 0 | 0 | 0 | 0 | 0 | 0 | 0 | 0 | 0 | 1 | 0 | 0 | 0 | 0 | 0 | 0 | 0 | 0 | 0 | 0 | 2998.6586
2025-11-21 | 4800.178 | 12.95 | 0 | 0 | 0 | 0 | 0 | 0 | 0 | 0 | 0 | 0 | 0 | 0 | 0 | 0 | 0 | 0 | 1 | 0 | 0 | 0 | 0 | 0 | 0 | 0 | 0 | 0 | 2935.5511
2025-11-21 | 4586.335 | 13.29 | 0 | 0 | 0 | 0 | 0 | 0 | 0 | 0 | 0 | 0 | 0 | 0 | 0 | 0 | 0 | 0 | 0 | 1 | 0 | 0 | 0 | 0 | 0 | 0 | 0 | 0 | 2829.333
2025-11-21 | 4547.746 | 13.87 | 0 | 0 | 0 | 0 | 0 | 0 | 0 | 0 | 0 | 0 | 0 | 0 | 0 | 0 | 0 | 0 | 0 | 0 | 1 | 0 | 0 | 0 | 0 | 0 | 0 | 0 | 2684.9191
2025-11-21 | 4311.89 | 14.5 | 0 | 0 | 0 | 0 | 0 | 0 | 0 | 0 | 0 | 0 | 0 | 0 | 0 | 0 | 0 | 0 | 0 | 0 | 0 | 1 | 0 | 0 | 0 | 0 | 0 | 0 | 2580.174
2025-11-21 | 4054.247 | 14.88 | 0 | 0 | 0 | 0 | 0 | 0 | 0 | 0 | 0 | 0 | 0 | 0 | 0 | 0 | 0 | 0 | 0 | 0 | 0 | 0 | 1 | 0 | 0 | 0 | 0 | 0 | 2533.4827
2025-11-21 | 3860.389 | 14.9 | 0 | 0 | 0 | 0 | 0 | 0 | 0 | 0 | 0 | 0 | 0 | 0 | 0 | 0 | 0 | 0 | 0 | 0 | 0 | 0 | 0 | 1 | 0 | 0 | 0 | 0 | 2476.4756
2025-11-21 | 3706.458 | 15.1 | 0 | 0 | 0 | 0 | 0 | 0 | 0 | 0 | 0 | 0 | 0 | 0 | 0 | 0 | 0 | 0 | 0 | 0 | 0 | 0 | 0 | 0 | 1 | 0 | 0 | 0 | 2385.619
2025-11-21 | 3484.229 | 15.32 | 0 | 0 | 0 | 0 | 0 | 0 | 0 | 0 | 0 | 0 | 0 | 0 | 0 | 0 | 0 | 0 | 0 | 0 | 0 | 0 | 0 | 0 | 0 | 1 | 0 | 0 | 2269.086
2025-11-21 | 3227.326 | 15.39 | 0 | 0 | 0 | 0 | 0 | 0 | 0 | 0 | 0 | 0 | 0 | 0 | 0 | 0 | 0 | 0 | 0 | 0 | 0 | 0 | 0 | 0 | 0 | 0 | 1 | 0 | 2164.0333
2025-11-21 | 3080.881 | 15.57 | 0 | 0 | 0 | 0 | 0 | 0 | 0 | 0 | 0 | 0 | 0 | 0 | 0 | 0 | 0 | 0 | 0 | 0 | 0 | 0 | 0 | 0 | 0 | 0 | 0 | 1 | 2092.6113
2025-11-22 | 2940.98 | 15.9 | 0 | 1 | 1 | 0 | 0 | 0 | 0 | 0 | 0 | 0 | 0 | 0 | 0 | 0 | 0 | 0 | 0 | 0 | 0 | 0 | 0 | 0 | 0 | 0 | 0 | 0 | 1803.33
2025-11-22 | 2880.362 | 15.97 | 0 | 1 | 0 | 1 | 0 | 0 | 0 | 0 | 0 | 0 | 0 | 0 | 0 | 0 | 0 | 0 | 0 | 0 | 0 | 0 | 0 | 0 | 0 | 0 | 0 | 0 | 1780.6034
2025-11-22 | 2812.923 | 16.37 | 0 | 1 | 0 | 0 | 1 | 0 | 0 | 0 | 0 | 0 | 0 | 0 | 0 | 0 | 0 | 0 | 0 | 0 | 0 | 0 | 0 | 0 | 0 | 0 | 0 | 0 | 1786.5726
2025-11-22 | 2859.913 | 16.8 | 0 | 1 | 0 | 0 | 0 | 1 | 0 | 0 | 0 | 0 | 0 | 0 | 0 | 0 | 0 | 0 | 0 | 0 | 0 | 0 | 0 | 0 | 0 | 0 | 0 | 0 | 1822.1802
2025-11-22 | 2923.356 | 17.35 | 0 | 1 | 0 | 0 | 0 | 0 | 1 | 0 | 0 | 0 | 0 | 0 | 0 | 0 | 0 | 0 | 0 | 0 | 0 | 0 | 0 | 0 | 0 | 0 | 0 | 0 | 1883.5824
2025-11-22 | 2957.414 | 17.74 | 0 | 1 | 0 | 0 | 0 | 0 | 0 | 1 | 0 | 0 | 0 | 0 | 0 | 0 | 0 | 0 | 0 | 0 | 0 | 0 | 0 | 0 | 0 | 0 | 0 | 0 | 2000.6815
2025-11-22 | 3092.81 | 17.81 | 0 | 1 | 0 | 0 | 0 | 0 | 0 | 0 | 1 | 0 | 0 | 0 | 0 | 0 | 0 | 0 | 0 | 0 | 0 | 0 | 0 | 0 | 0 | 0 | 0 | 0 | 2203.2705
2025-11-22 | 3202.47 | 17.9 | 0 | 1 | 0 | 0 | 0 | 0 | 0 | 0 | 0 | 1 | 0 | 0 | 0 | 0 | 0 | 0 | 0 | 0 | 0 | 0 | 0 | 0 | 0 | 0 | 0 | 0 | 2423.4565
2025-11-22 | 3488.854 | 17.83 | 0 | 1 | 0 | 0 | 0 | 0 | 0 | 0 | 0 | 0 | 1 | 0 | 0 | 0 | 0 | 0 | 0 | 0 | 0 | 0 | 0 | 0 | 0 | 0 | 0 | 0 | 2655.5732
2025-11-22 | 3875.037 | 17.26 | 0 | 1 | 0 | 0 | 0 | 0 | 0 | 0 | 0 | 0 | 0 | 1 | 0 | 0 | 0 | 0 | 0 | 0 | 0 | 0 | 0 | 0 | 0 | 0 | 0 | 0 | 2814.3537
2025-11-22 | 4069.731 | 16.92 | 0 | 1 | 0 | 0 | 0 | 0 | 0 | 0 | 0 | 0 | 0 | 0 | 1 | 0 | 0 | 0 | 0 | 0 | 0 | 0 | 0 | 0 | 0 | 0 | 0 | 0 | 2903.0677
2025-11-22 | 4164.508 | 16.47 | 0 | 1 | 0 | 0 | 0 | 0 | 0 | 0 | 0 | 0 | 0 | 0 | 0 | 1 | 0 | 0 | 0 | 0 | 0 | 0 | 0 | 0 | 0 | 0 | 0 | 0 | 2891.2522
2025-11-22 | 4125.843 | 16.25 | 0 | 1 | 0 | 0 | 0 | 0 | 0 | 0 | 0 | 0 | 0 | 0 | 0 | 0 | 1 | 0 | 0 | 0 | 0 | 0 | 0 | 0 | 0 | 0 | 0 | 0 | 2862.0957
2025-11-22 | 4050.715 | 16.07 | 0 | 1 | 0 | 0 | 0 | 0 | 0 | 0 | 0 | 0 | 0 | 0 | 0 | 0 | 0 | 1 | 0 | 0 | 0 | 0 | 0 | 0 | 0 | 0 | 0 | 0 | 2831.6769
2025-11-22 | 4065.085 | 15.97 | 0 | 1 | 0 | 0 | 0 | 0 | 0 | 0 | 0 | 0 | 0 | 0 | 0 | 0 | 0 | 0 | 1 | 0 | 0 | 0 | 0 | 0 | 0 | 0 | 0 | 0 | 2771.9314
2025-11-22 | 3984.177 | 16.11 | 0 | 1 | 0 | 0 | 0 | 0 | 0 | 0 | 0 | 0 | 0 | 0 | 0 | 0 | 0 | 0 | 0 | 1 | 0 | 0 | 0 | 0 | 0 | 0 | 0 | 0 | 2658.9893
2025-11-22 | 3978.114 | 16.59 | 0 | 1 | 0 | 0 | 0 | 0 | 0 | 0 | 0 | 0 | 0 | 0 | 0 | 0 | 0 | 0 | 0 | 0 | 1 | 0 | 0 | 0 | 0 | 0 | 0 | 0 | 2511.2133
2025-11-22 | 3980.784 | 17.13 | 0 | 1 | 0 | 0 | 0 | 0 | 0 | 0 | 0 | 0 | 0 | 0 | 0 | 0 | 0 | 0 | 0 | 0 | 0 | 1 | 0 | 0 | 0 | 0 | 0 | 0 | 2403.4424
2025-11-22 | 3896.392 | 17.67 | 0 | 1 | 0 | 0 | 0 | 0 | 0 | 0 | 0 | 0 | 0 | 0 | 0 | 0 | 0 | 0 | 0 | 0 | 0 | 0 | 1 | 0 | 0 | 0 | 0 | 0 | 2362.1303
2025-11-22 | 3759.385 | 17.63 | 0 | 1 | 0 | 0 | 0 | 0 | 0 | 0 | 0 | 0 | 0 | 0 | 0 | 0 | 0 | 0 | 0 | 0 | 0 | 0 | 0 | 1 | 0 | 0 | 0 | 0 | 2303.106
2025-11-22 | 3636.244 | 17.64 | 0 | 1 | 0 | 0 | 0 | 0 | 0 | 0 | 0 | 0 | 0 | 0 | 0 | 0 | 0 | 0 | 0 | 0 | 0 | 0 | 0 | 0 | 1 | 0 | 0 | 0 | 2205.8615
2025-11-22 | 3482.106 | 17.89 | 0 | 1 | 0 | 0 | 0 | 0 | 0 | 0 | 0 | 0 | 0 | 0 | 0 | 0 | 0 | 0 | 0 | 0 | 0 | 0 | 0 | 0 | 0 | 1 | 0 | 0 | 2090.3371
2025-11-22 | 3220.374 | 18.13 | 0 | 1 | 0 | 0 | 0 | 0 | 0 | 0 | 0 | 0 | 0 | 0 | 0 | 0 | 0 | 0 | 0 | 0 | 0 | 0 | 0 | 0 | 0 | 0 | 1 | 0 | 1990.9999
2025-11-22 | 3104.93 | 18.41 | 0 | 1 | 0 | 0 | 0 | 0 | 0 | 0 | 0 | 0 | 0 | 0 | 0 | 0 | 0 | 0 | 0 | 0 | 0 | 0 | 0 | 0 | 0 | 0 | 0 | 1 | 1922.9399
2025-11-23 | 2969.999 | 18.47 | 0 | 1 | 1 | 0 | 0 | 0 | 0 | 0 | 0 | 0 | 0 | 0 | 0 | 0 | 0 | 0 | 0 | 0 | 0 | 0 | 0 | 0 | 0 | 0 | 0 | 0 | 1889.7342
2025-11-23 | 2910.499 | 18.46 | 0 | 1 | 0 | 1 | 0 | 0 | 0 | 0 | 0 | 0 | 0 | 0 | 0 | 0 | 0 | 0 | 0 | 0 | 0 | 0 | 0 | 0 | 0 | 0 | 0 | 0 | 1864.318
2025-11-23 | 2832.929 | 18.55 | 0 | 1 | 0 | 0 | 1 | 0 | 0 | 0 | 0 | 0 | 0 | 0 | 0 | 0 | 0 | 0 | 0 | 0 | 0 | 0 | 0 | 0 | 0 | 0 | 0 | 0 | 1859.8649
2025-11-23 | 2851.896 | 18.56 | 0 | 1 | 0 | 0 | 0 | 1 | 0 | 0 | 0 | 0 | 0 | 0 | 0 | 0 | 0 | 0 | 0 | 0 | 0 | 0 | 0 | 0 | 0 | 0 | 0 | 0 | 1881.3519
2025-11-23 | 2885.292 | 18.81 | 0 | 1 | 0 | 0 | 0 | 0 | 1 | 0 | 0 | 0 | 0 | 0 | 0 | 0 | 0 | 0 | 0 | 0 | 0 | 0 | 0 | 0 | 0 | 0 | 0 | 0 | 1932.6681
2025-11-23 | 2869.798 | 18.82 | 0 | 1 | 0 | 0 | 0 | 0 | 0 | 1 | 0 | 0 | 0 | 0 | 0 | 0 | 0 | 0 | 0 | 0 | 0 | 0 | 0 | 0 | 0 | 0 | 0 | 0 | 2036.9915
2025-11-23 | 2991.213 | 18.53 | 0 | 1 | 0 | 0 | 0 | 0 | 0 | 0 | 1 | 0 | 0 | 0 | 0 | 0 | 0 | 0 | 0 | 0 | 0 | 0 | 0 | 0 | 0 | 0 | 0 | 0 | 2227.4771
2025-11-23 | 3136.506 | 18.46 | 0 | 1 | 0 | 0 | 0 | 0 | 0 | 0 | 0 | 1 | 0 | 0 | 0 | 0 | 0 | 0 | 0 | 0 | 0 | 0 | 0 | 0 | 0 | 0 | 0 | 0 | 2442.2839
2025-11-23 | 3256.624 | 17.85 | 0 | 1 | 0 | 0 | 0 | 0 | 0 | 0 | 0 | 0 | 1 | 0 | 0 | 0 | 0 | 0 | 0 | 0 | 0 | 0 | 0 | 0 | 0 | 0 | 0 | 0 | 2656.2456
2025-11-23 | 3516.568 | 16.8 | 0 | 1 | 0 | 0 | 0 | 0 | 0 | 0 | 0 | 0 | 0 | 1 | 0 | 0 | 0 | 0 | 0 | 0 | 0 | 0 | 0 | 0 | 0 | 0 | 0 | 0 | 2798.8884
2025-11-23 | 3714.314 | 15.59 | 0 | 1 | 0 | 0 | 0 | 0 | 0 | 0 | 0 | 0 | 0 | 0 | 1 | 0 | 0 | 0 | 0 | 0 | 0 | 0 | 0 | 0 | 0 | 0 | 0 | 0 | 2858.3527
2025-11-23 | 3782.012 | 14.47 | 0 | 1 | 0 | 0 | 0 | 0 | 0 | 0 | 0 | 0 | 0 | 0 | 0 | 1 | 0 | 0 | 0 | 0 | 0 | 0 | 0 | 0 | 0 | 0 | 0 | 0 | 2824.0116
2025-11-23 | 3749.699 | 13.73 | 0 | 1 | 0 | 0 | 0 | 0 | 0 | 0 | 0 | 0 | 0 | 0 | 0 | 0 | 1 | 0 | 0 | 0 | 0 | 0 | 0 | 0 | 0 | 0 | 0 | 0 | 2777.3724
2025-11-23 | 3721.59 | 13.43 | 0 | 1 | 0 | 0 | 0 | 0 | 0 | 0 | 0 | 0 | 0 | 0 | 0 | 0 | 0 | 1 | 0 | 0 | 0 | 0 | 0 | 0 | 0 | 0 | 0 | 0 | 2742.9192
2025-11-23 | 3698.385 | 13.32 | 0 | 1 | 0 | 0 | 0 | 0 | 0 | 0 | 0 | 0 | 0 | 0 | 0 | 0 | 0 | 0 | 1 | 0 | 0 | 0 | 0 | 0 | 0 | 0 | 0 | 0 | 2682.8375
2025-11-23 | 3569.3 | 13.64 | 0 | 1 | 0 | 0 | 0 | 0 | 0 | 0 | 0 | 0 | 0 | 0 | 0 | 0 | 0 | 0 | 0 | 1 | 0 | 0 | 0 | 0 | 0 | 0 | 0 | 0 | 2575.9471
2025-11-23 | 3733.461 | 13.85 | 0 | 1 | 0 | 0 | 0 | 0 | 0 | 0 | 0 | 0 | 0 | 0 | 0 | 0 | 0 | 0 | 0 | 0 | 1 | 0 | 0 | 0 | 0 | 0 | 0 | 0 | 2419.0936
2025-11-23 | 3781.207 | 14.81 | 0 | 1 | 0 | 0 | 0 | 0 | 0 | 0 | 0 | 0 | 0 | 0 | 0 | 0 | 0 | 0 | 0 | 0 | 0 | 1 | 0 | 0 | 0 | 0 | 0 | 0 | 2325.4432
2025-11-23 | 3650.815 | 15.18 | 0 | 1 | 0 | 0 | 0 | 0 | 0 | 0 | 0 | 0 | 0 | 0 | 0 | 0 | 0 | 0 | 0 | 0 | 0 | 0 | 1 | 0 | 0 | 0 | 0 | 0 | 2278.4157
2025-11-23 | 3515.056 | 15.28 | 0 | 1 | 0 | 0 | 0 | 0 | 0 | 0 | 0 | 0 | 0 | 0 | 0 | 0 | 0 | 0 | 0 | 0 | 0 | 0 | 0 | 1 | 0 | 0 | 0 | 0 | 2224.0983
2025-11-23 | 3353.696 | 15.48 | 0 | 1 | 0 | 0 | 0 | 0 | 0 | 0 | 0 | 0 | 0 | 0 | 0 | 0 | 0 | 0 | 0 | 0 | 0 | 0 | 0 | 0 | 1 | 0 | 0 | 0 | 2133.2416
2025-11-23 | 3185.366 | 15.81 | 0 | 1 | 0 | 0 | 0 | 0 | 0 | 0 | 0 | 0 | 0 | 0 | 0 | 0 | 0 | 0 | 0 | 0 | 0 | 0 | 0 | 0 | 0 | 1 | 0 | 0 | 2020.4069
2025-11-23 | 3024.646 | 15.9 | 0 | 1 | 0 | 0 | 0 | 0 | 0 | 0 | 0 | 0 | 0 | 0 | 0 | 0 | 0 | 0 | 0 | 0 | 0 | 0 | 0 | 0 | 0 | 0 | 1 | 0 | 1916.0266
2025-11-23 | 2920.607 | 16.18 | 0 | 1 | 0 | 0 | 0 | 0 | 0 | 0 | 0 | 0 | 0 | 0 | 0 | 0 | 0 | 0 | 0 | 0 | 0 | 0 | 0 | 0 | 0 | 0 | 0 | 1 | 1847.9666
2025-11-24 | 2908.321 | 16.43 | 0 | 0 | 1 | 0 | 0 | 0 | 0 | 0 | 0 | 0 | 0 | 0 | 0 | 0 | 0 | 0 | 0 | 0 | 0 | 0 | 0 | 0 | 0 | 0 | 0 | 0 | 2086.3019
2025-11-24 | 2817.31 | 16.78 | 0 | 0 | 0 | 1 | 0 | 0 | 0 | 0 | 0 | 0 | 0 | 0 | 0 | 0 | 0 | 0 | 0 | 0 | 0 | 0 | 0 | 0 | 0 | 0 | 0 | 0 | 2072.989
2025-11-24 | 2846.452 | 17.1 | 0 | 0 | 0 | 0 | 1 | 0 | 0 | 0 | 0 | 0 | 0 | 0 | 0 | 0 | 0 | 0 | 0 | 0 | 0 | 0 | 0 | 0 | 0 | 0 | 0 | 0 | 2076.2685
2025-11-24 | 2875.626 | 17.41 | 0 | 0 | 0 | 0 | 0 | 1 | 0 | 0 | 0 | 0 | 0 | 0 | 0 | 0 | 0 | 0 | 0 | 0 | 0 | 0 | 0 | 0 | 0 | 0 | 0 | 0 | 2107.8416
2025-11-24 | 2980.566 | 17.4 | 0 | 0 | 0 | 0 | 0 | 0 | 1 | 0 | 0 | 0 | 0 | 0 | 0 | 0 | 0 | 0 | 0 | 0 | 0 | 0 | 0 | 0 | 0 | 0 | 0 | 0 | 2150.4165
2025-11-24 | 3043.997 | 17.5 | 0 | 0 | 0 | 0 | 0 | 0 | 0 | 1 | 0 | 0 | 0 | 0 | 0 | 0 | 0 | 0 | 0 | 0 | 0 | 0 | 0 | 0 | 0 | 0 | 0 | 0 | 2257.7657
2025-11-24 | 3323.521 | 17.54 | 0 | 0 | 0 | 0 | 0 | 0 | 0 | 0 | 1 | 0 | 0 | 0 | 0 | 0 | 0 | 0 | 0 | 0 | 0 | 0 | 0 | 0 | 0 | 0 | 0 | 0 | 2459.3461
2025-11-24 | 3872.466 | 17.81 | 0 | 0 | 0 | 0 | 0 | 0 | 0 | 0 | 0 | 1 | 0 | 0 | 0 | 0 | 0 | 0 | 0 | 0 | 0 | 0 | 0 | 0 | 0 | 0 | 0 | 0 | 2685.5838
2025-11-24 | 4375.181 | 17.39 | 0 | 0 | 0 | 0 | 0 | 0 | 0 | 0 | 0 | 0 | 1 | 0 | 0 | 0 | 0 | 0 | 0 | 0 | 0 | 0 | 0 | 0 | 0 | 0 | 0 | 0 | 2905.9334
2025-11-24 | 4670.67 | 16.43 | 0 | 0 | 0 | 0 | 0 | 0 | 0 | 0 | 0 | 0 | 0 | 1 | 0 | 0 | 0 | 0 | 0 | 0 | 0 | 0 | 0 | 0 | 0 | 0 | 0 | 0 | 3051.602
2025-11-24 | 4910.223 | 15.34 | 0 | 0 | 0 | 0 | 0 | 0 | 0 | 0 | 0 | 0 | 0 | 0 | 1 | 0 | 0 | 0 | 0 | 0 | 0 | 0 | 0 | 0 | 0 | 0 | 0 | 0 | 3115.1007
2025-11-24 | 5002.314 | 14.52 | 0 | 0 | 0 | 0 | 0 | 0 | 0 | 0 | 0 | 0 | 0 | 0 | 0 | 1 | 0 | 0 | 0 | 0 | 0 | 0 | 0 | 0 | 0 | 0 | 0 | 0 | 3090.8457
2025-11-24 | 4852.705 | 13.73 | 0 | 0 | 0 | 0 | 0 | 0 | 0 | 0 | 0 | 0 | 0 | 0 | 0 | 0 | 1 | 0 | 0 | 0 | 0 | 0 | 0 | 0 | 0 | 0 | 0 | 0 | 3042.5255
2025-11-24 | 4796.664 | 13.38 | 0 | 0 | 0 | 0 | 0 | 0 | 0 | 0 | 0 | 0 | 0 | 0 | 0 | 0 | 0 | 1 | 0 | 0 | 0 | 0 | 0 | 0 | 0 | 0 | 0 | 0 | 3006.3913
2025-11-24 | 4710.082 | 12.68 | 0 | 0 | 0 | 0 | 0 | 0 | 0 | 0 | 0 | 0 | 0 | 0 | 0 | 0 | 0 | 0 | 1 | 0 | 0 | 0 | 0 | 0 | 0 | 0 | 0 | 0 | 2926.4736
2025-11-24 | 4614.889 | 12.65 | 0 | 0 | 0 | 0 | 0 | 0 | 0 | 0 | 0 | 0 | 0 | 0 | 0 | 0 | 0 | 0 | 0 | 1 | 0 | 0 | 0 | 0 | 0 | 0 | 0 | 0 | 2807.816
2025-11-24 | 4602.637 | 13.09 | 0 | 0 | 0 | 0 | 0 | 0 | 0 | 0 | 0 | 0 | 0 | 0 | 0 | 0 | 0 | 0 | 0 | 0 | 1 | 0 | 0 | 0 | 0 | 0 | 0 | 0 | 2658.6953
2025-11-24 | 4374.01 | 13.95 | 0 | 0 | 0 | 0 | 0 | 0 | 0 | 0 | 0 | 0 | 0 | 0 | 0 | 0 | 0 | 0 | 0 | 0 | 0 | 1 | 0 | 0 | 0 | 0 | 0 | 0 | 2561.6828
2025-11-24 | 3959.055 | 14.17 | 0 | 0 | 0 | 0 | 0 | 0 | 0 | 0 | 0 | 0 | 0 | 0 | 0 | 0 | 0 | 0 | 0 | 0 | 0 | 0 | 1 | 0 | 0 | 0 | 0 | 0 | 2509.6123
2025-11-24 | 3716.298 | 14.36 | 0 | 0 | 0 | 0 | 0 | 0 | 0 | 0 | 0 | 0 | 0 | 0 | 0 | 0 | 0 | 0 | 0 | 0 | 0 | 0 | 0 | 1 | 0 | 0 | 0 | 0 | 2458.3207
2025-11-24 | 3512.883 | 14.25 | 0 | 0 | 0 | 0 | 0 | 0 | 0 | 0 | 0 | 0 | 0 | 0 | 0 | 0 | 0 | 0 | 0 | 0 | 0 | 0 | 0 | 0 | 1 | 0 | 0 | 0 | 2357.0417
2025-11-24 | 3262.315 | 14.28 | 0 | 0 | 0 | 0 | 0 | 0 | 0 | 0 | 0 | 0 | 0 | 0 | 0 | 0 | 0 | 0 | 0 | 0 | 0 | 0 | 0 | 0 | 0 | 1 | 0 | 0 | 2234.1209
2025-11-24 | 3010.973 | 14.29 | 0 | 0 | 0 | 0 | 0 | 0 | 0 | 0 | 0 | 0 | 0 | 0 | 0 | 0 | 0 | 0 | 0 | 0 | 0 | 0 | 0 | 0 | 0 | 0 | 1 | 0 | 2127.0509
2025-11-24 | 2863.042 | 14.42 | 0 | 0 | 0 | 0 | 0 | 0 | 0 | 0 | 0 | 0 | 0 | 0 | 0 | 0 | 0 | 0 | 0 | 0 | 0 | 0 | 0 | 0 | 0 | 0 | 0 | 1 | 2053.9479
2025-11-25 | 2802.609 | 14.29 | 0 | 0 | 1 | 0 | 0 | 0 | 0 | 0 | 0 | 0 | 0 | 0 | 0 | 0 | 0 | 0 | 0 | 0 | 0 | 0 | 0 | 0 | 0 | 0 | 0 | 0 | 2014.3544
2025-11-25 | 2780.904 | 14.36 | 0 | 0 | 0 | 1 | 0 | 0 | 0 | 0 | 0 | 0 | 0 | 0 | 0 | 0 | 0 | 0 | 0 | 0 | 0 | 0 | 0 | 0 | 0 | 0 | 0 | 0 | 1991.6278
2025-11-25 | 2776.783 | 14.38 | 0 | 0 | 0 | 0 | 1 | 0 | 0 | 0 | 0 | 0 | 0 | 0 | 0 | 0 | 0 | 0 | 0 | 0 | 0 | 0 | 0 | 0 | 0 | 0 | 0 | 0 | 1984.8212
2025-11-25 | 2755.42 | 14.19 | 0 | 0 | 0 | 0 | 0 | 1 | 0 | 0 | 0 | 0 | 0 | 0 | 0 | 0 | 0 | 0 | 0 | 0 | 0 | 0 | 0 | 0 | 0 | 0 | 0 | 0 | 1999.5842
2025-11-25 | 2810.85 | 14.18 | 0 | 0 | 0 | 0 | 0 | 0 | 1 | 0 | 0 | 0 | 0 | 0 | 0 | 0 | 0 | 0 | 0 | 0 | 0 | 0 | 0 | 0 | 0 | 0 | 0 | 0 | 2042.1591
2025-11-25 | 2829.845 | 14.32 | 0 | 0 | 0 | 0 | 0 | 0 | 0 | 1 | 0 | 0 | 0 | 0 | 0 | 0 | 0 | 0 | 0 | 0 | 0 | 0 | 0 | 0 | 0 | 0 | 0 | 0 | 2150.8531
2025-11-25 | 3050.534 | 14.02 | 0 | 0 | 0 | 0 | 0 | 0 | 0 | 0 | 1 | 0 | 0 | 0 | 0 | 0 | 0 | 0 | 0 | 0 | 0 | 0 | 0 | 0 | 0 | 0 | 0 | 0 | 2341.0025
2025-11-25 | 3652.715 | 14.04 | 0 | 0 | 0 | 0 | 0 | 0 | 0 | 0 | 0 | 1 | 0 | 0 | 0 | 0 | 0 | 0 | 0 | 0 | 0 | 0 | 0 | 0 | 0 | 0 | 0 | 0 | 2558.8352
2025-11-25 | 4139.133 | 14 | 0 | 0 | 0 | 0 | 0 | 0 | 0 | 0 | 0 | 0 | 1 | 0 | 0 | 0 | 0 | 0 | 0 | 0 | 0 | 0 | 0 | 0 | 0 | 0 | 0 | 0 | 2791.9605
2025-11-25 | 4704.418 | 13.25 | 0 | 0 | 0 | 0 | 0 | 0 | 0 | 0 | 0 | 0 | 0 | 1 | 0 | 0 | 0 | 0 | 0 | 0 | 0 | 0 | 0 | 0 | 0 | 0 | 0 | 0 | 2944.6893
2025-11-25 | 4839.606 | 12.65 | 0 | 0 | 0 | 0 | 0 | 0 | 0 | 0 | 0 | 0 | 0 | 0 | 1 | 0 | 0 | 0 | 0 | 0 | 0 | 0 | 0 | 0 | 0 | 0 | 0 | 0 | 3024.662
2025-11-25 | 4907.782 | 11.82 | 0 | 0 | 0 | 0 | 0 | 0 | 0 | 0 | 0 | 0 | 0 | 0 | 0 | 1 | 0 | 0 | 0 | 0 | 0 | 0 | 0 | 0 | 0 | 0 | 0 | 0 | 3000.0708
2025-11-25 | 4885.59 | 11.45 | 0 | 0 | 0 | 0 | 0 | 0 | 0 | 0 | 0 | 0 | 0 | 0 | 0 | 0 | 1 | 0 | 0 | 0 | 0 | 0 | 0 | 0 | 0 | 0 | 0 | 0 | 2965.8712
2025-11-25 | 4820.39 | 11.54 | 0 | 0 | 0 | 0 | 0 | 0 | 0 | 0 | 0 | 0 | 0 | 0 | 0 | 0 | 0 | 1 | 0 | 0 | 0 | 0 | 0 | 0 | 0 | 0 | 0 | 0 | 2944.5299
2025-11-25 | 4818.085 | 11.67 | 0 | 0 | 0 | 0 | 0 | 0 | 0 | 0 | 0 | 0 | 0 | 0 | 0 | 0 | 0 | 0 | 1 | 0 | 0 | 0 | 0 | 0 | 0 | 0 | 0 | 0 | 2892.5171
2025-11-25 | 4735.05 | 12.09 | 0 | 0 | 0 | 0 | 0 | 0 | 0 | 0 | 0 | 0 | 0 | 0 | 0 | 0 | 0 | 0 | 0 | 1 | 0 | 0 | 0 | 0 | 0 | 0 | 0 | 0 | 2788.9887
2025-11-25 | 4643.954 | 12.29 | 0 | 0 | 0 | 0 | 0 | 0 | 0 | 0 | 0 | 0 | 0 | 0 | 0 | 0 | 0 | 0 | 0 | 0 | 1 | 0 | 0 | 0 | 0 | 0 | 0 | 0 | 2631.799
2025-11-25 | 4322.058 | 12.67 | 0 | 0 | 0 | 0 | 0 | 0 | 0 | 0 | 0 | 0 | 0 | 0 | 0 | 0 | 0 | 0 | 0 | 0 | 0 | 1 | 0 | 0 | 0 | 0 | 0 | 0 | 2518.6488
2025-11-25 | 3948.38 | 12.81 | 0 | 0 | 0 | 0 | 0 | 0 | 0 | 0 | 0 | 0 | 0 | 0 | 0 | 0 | 0 | 0 | 0 | 0 | 0 | 0 | 1 | 0 | 0 | 0 | 0 | 0 | 2463.8886
2025-11-25 | 3677.293 | 12.77 | 0 | 0 | 0 | 0 | 0 | 0 | 0 | 0 | 0 | 0 | 0 | 0 | 0 | 0 | 0 | 0 | 0 | 0 | 0 | 0 | 0 | 1 | 0 | 0 | 0 | 0 | 2404.8644
2025-11-25 | 3469.074 | 12.94 | 0 | 0 | 0 | 0 | 0 | 0 | 0 | 0 | 0 | 0 | 0 | 0 | 0 | 0 | 0 | 0 | 0 | 0 | 0 | 0 | 0 | 0 | 1 | 0 | 0 | 0 | 2312.9991
2025-11-25 | 3205.234 | 13.11 | 0 | 0 | 0 | 0 | 0 | 0 | 0 | 0 | 0 | 0 | 0 | 0 | 0 | 0 | 0 | 0 | 0 | 0 | 0 | 0 | 0 | 0 | 0 | 1 | 0 | 0 | 2194.7851
2025-11-25 | 2935.788 | 13.12 | 0 | 0 | 0 | 0 | 0 | 0 | 0 | 0 | 0 | 0 | 0 | 0 | 0 | 0 | 0 | 0 | 0 | 0 | 0 | 0 | 0 | 0 | 0 | 0 | 1 | 0 | 2087.7152
2025-11-25 | 2785.011 | 13.3 | 0 | 0 | 0 | 0 | 0 | 0 | 0 | 0 | 0 | 0 | 0 | 0 | 0 | 0 | 0 | 0 | 0 | 0 | 0 | 0 | 0 | 0 | 0 | 0 | 0 | 1 | 2016.2931
2025-11-26 | 2674.943 | 13.77 | 0 | 0 | 1 | 0 | 0 | 0 | 0 | 0 | 0 | 0 | 0 | 0 | 0 | 0 | 0 | 0 | 0 | 0 | 0 | 0 | 0 | 0 | 0 | 0 | 0 | 0 | 1996.8718
2025-11-26 | 2672.113 | 14.04 | 0 | 0 | 0 | 1 | 0 | 0 | 0 | 0 | 0 | 0 | 0 | 0 | 0 | 0 | 0 | 0 | 0 | 0 | 0 | 0 | 0 | 0 | 0 | 0 | 0 | 0 | 1980.8693
2025-11-26 | 2605.868 | 14.12 | 0 | 0 | 0 | 0 | 1 | 0 | 0 | 0 | 0 | 0 | 0 | 0 | 0 | 0 | 0 | 0 | 0 | 0 | 0 | 0 | 0 | 0 | 0 | 0 | 0 | 0 | 1976.0799
2025-11-26 | 2623.228 | 14.53 | 0 | 0 | 0 | 0 | 0 | 1 | 0 | 0 | 0 | 0 | 0 | 0 | 0 | 0 | 0 | 0 | 0 | 0 | 0 | 0 | 0 | 0 | 0 | 0 | 0 | 0 | 2011.0151
2025-11-26 | 2694.579 | 14.52 | 0 | 0 | 0 | 0 | 0 | 0 | 1 | 0 | 0 | 0 | 0 | 0 | 0 | 0 | 0 | 0 | 0 | 0 | 0 | 0 | 0 | 0 | 0 | 0 | 0 | 0 | 2053.59
2025-11-26 | 2809.672 | 14.52 | 0 | 0 | 0 | 0 | 0 | 0 | 0 | 1 | 0 | 0 | 0 | 0 | 0 | 0 | 0 | 0 | 0 | 0 | 0 | 0 | 0 | 0 | 0 | 0 | 0 | 0 | 2157.5772
2025-11-26 | 3042.666 | 14.72 | 0 | 0 | 0 | 0 | 0 | 0 | 0 | 0 | 1 | 0 | 0 | 0 | 0 | 0 | 0 | 0 | 0 | 0 | 0 | 0 | 0 | 0 | 0 | 0 | 0 | 0 | 2364.5368
2025-11-26 | 3627.769 | 14.83 | 0 | 0 | 0 | 0 | 0 | 0 | 0 | 0 | 0 | 1 | 0 | 0 | 0 | 0 | 0 | 0 | 0 | 0 | 0 | 0 | 0 | 0 | 0 | 0 | 0 | 0 | 2585.3952
2025-11-26 | 4123.334 | 14.66 | 0 | 0 | 0 | 0 | 0 | 0 | 0 | 0 | 0 | 0 | 1 | 0 | 0 | 0 | 0 | 0 | 0 | 0 | 0 | 0 | 0 | 0 | 0 | 0 | 0 | 0 | 2814.1499
2025-11-26 | 4543.775 | 13.83 | 0 | 0 | 0 | 0 | 0 | 0 | 0 | 0 | 0 | 0 | 0 | 1 | 0 | 0 | 0 | 0 | 0 | 0 | 0 | 0 | 0 | 0 | 0 | 0 | 0 | 0 | 2964.1891
2025-11-26 | 4777.274 | 12.96 | 0 | 0 | 0 | 0 | 0 | 0 | 0 | 0 | 0 | 0 | 0 | 0 | 1 | 0 | 0 | 0 | 0 | 0 | 0 | 0 | 0 | 0 | 0 | 0 | 0 | 0 | 3035.0843
2025-11-26 | 4906.934 | 12.27 | 0 | 0 | 0 | 0 | 0 | 0 | 0 | 0 | 0 | 0 | 0 | 0 | 0 | 1 | 0 | 0 | 0 | 0 | 0 | 0 | 0 | 0 | 0 | 0 | 0 | 0 | 3015.2
2025-11-26 | 4870.468 | 11.72 | 0 | 0 | 0 | 0 | 0 | 0 | 0 | 0 | 0 | 0 | 0 | 0 | 0 | 0 | 1 | 0 | 0 | 0 | 0 | 0 | 0 | 0 | 0 | 0 | 0 | 0 | 2974.9487
2025-11-26 | 4942.556 | 11.51 | 0 | 0 | 0 | 0 | 0 | 0 | 0 | 0 | 0 | 0 | 0 | 0 | 0 | 0 | 0 | 1 | 0 | 0 | 0 | 0 | 0 | 0 | 0 | 0 | 0 | 0 | 2943.5213
2025-11-26 | 4877.778 | 11.46 | 0 | 0 | 0 | 0 | 0 | 0 | 0 | 0 | 0 | 0 | 0 | 0 | 0 | 0 | 0 | 0 | 1 | 0 | 0 | 0 | 0 | 0 | 0 | 0 | 0 | 0 | 2885.4568
2025-11-26 | 4817.204 | 11.88 | 0 | 0 | 0 | 0 | 0 | 0 | 0 | 0 | 0 | 0 | 0 | 0 | 0 | 0 | 0 | 0 | 0 | 1 | 0 | 0 | 0 | 0 | 0 | 0 | 0 | 0 | 2781.9284
2025-11-26 | 4774.115 | 12.45 | 0 | 0 | 0 | 0 | 0 | 0 | 0 | 0 | 0 | 0 | 0 | 0 | 0 | 0 | 0 | 0 | 0 | 0 | 1 | 0 | 0 | 0 | 0 | 0 | 0 | 0 | 2637.1783
2025-11-26 | 4453.746 | 13.34 | 0 | 0 | 0 | 0 | 0 | 0 | 0 | 0 | 0 | 0 | 0 | 0 | 0 | 0 | 0 | 0 | 0 | 0 | 0 | 1 | 0 | 0 | 0 | 0 | 0 | 0 | 2541.1744
2025-11-26 | 4062.097 | 13.75 | 0 | 0 | 0 | 0 | 0 | 0 | 0 | 0 | 0 | 0 | 0 | 0 | 0 | 0 | 0 | 0 | 0 | 0 | 0 | 0 | 1 | 0 | 0 | 0 | 0 | 0 | 2495.4917
2025-11-26 | 3799.243 | 14.29 | 0 | 0 | 0 | 0 | 0 | 0 | 0 | 0 | 0 | 0 | 0 | 0 | 0 | 0 | 0 | 0 | 0 | 0 | 0 | 0 | 0 | 1 | 0 | 0 | 0 | 0 | 2455.9672
2025-11-26 | 3631.171 | 14.43 | 0 | 0 | 0 | 0 | 0 | 0 | 0 | 0 | 0 | 0 | 0 | 0 | 0 | 0 | 0 | 0 | 0 | 0 | 0 | 0 | 0 | 0 | 1 | 0 | 0 | 0 | 2363.0934
2025-11-26 | 3365.099 | 14.54 | 0 | 0 | 0 | 0 | 0 | 0 | 0 | 0 | 0 | 0 | 0 | 0 | 0 | 0 | 0 | 0 | 0 | 0 | 0 | 0 | 0 | 0 | 0 | 1 | 0 | 0 | 2242.8621
2025-11-26 | 3171.188 | 14.69 | 0 | 0 | 0 | 0 | 0 | 0 | 0 | 0 | 0 | 0 | 0 | 0 | 0 | 0 | 0 | 0 | 0 | 0 | 0 | 0 | 0 | 0 | 0 | 0 | 1 | 0 | 2140.4991
2025-11-26 | 3015.647 | 14.63 | 0 | 0 | 0 | 0 | 0 | 0 | 0 | 0 | 0 | 0 | 0 | 0 | 0 | 0 | 0 | 0 | 0 | 0 | 0 | 0 | 0 | 0 | 0 | 0 | 0 | 1 | 2061.0082
2025-11-27 | 2931.967 | 14.78 | 0 | 0 | 1 | 0 | 0 | 0 | 0 | 0 | 0 | 0 | 0 | 0 | 0 | 0 | 0 | 0 | 0 | 0 | 0 | 0 | 0 | 0 | 0 | 0 | 0 | 0 | 2030.8283
2025-11-27 | 2951.987 | 14.87 | 0 | 0 | 0 | 1 | 0 | 0 | 0 | 0 | 0 | 0 | 0 | 0 | 0 | 0 | 0 | 0 | 0 | 0 | 0 | 0 | 0 | 0 | 0 | 0 | 0 | 0 | 2008.7741
2025-11-27 | 2974.091 | 14.87 | 0 | 0 | 0 | 0 | 1 | 0 | 0 | 0 | 0 | 0 | 0 | 0 | 0 | 0 | 0 | 0 | 0 | 0 | 0 | 0 | 0 | 0 | 0 | 0 | 0 | 0 | 2001.2952
2025-11-27 | 3107.696 | 15.02 | 0 | 0 | 0 | 0 | 0 | 1 | 0 | 0 | 0 | 0 | 0 | 0 | 0 | 0 | 0 | 0 | 0 | 0 | 0 | 0 | 0 | 0 | 0 | 0 | 0 | 0 | 2027.4891
2025-11-27 | 2924.726 | 15.27 | 0 | 0 | 0 | 0 | 0 | 0 | 1 | 0 | 0 | 0 | 0 | 0 | 0 | 0 | 0 | 0 | 0 | 0 | 0 | 0 | 0 | 0 | 0 | 0 | 0 | 0 | 2078.8052
2025-11-27 | 2976.446 | 15.53 | 0 | 0 | 0 | 0 | 0 | 0 | 0 | 1 | 0 | 0 | 0 | 0 | 0 | 0 | 0 | 0 | 0 | 0 | 0 | 0 | 0 | 0 | 0 | 0 | 0 | 0 | 2191.5337
2025-11-27 | 3170.039 | 15.98 | 0 | 0 | 0 | 0 | 0 | 0 | 0 | 0 | 1 | 0 | 0 | 0 | 0 | 0 | 0 | 0 | 0 | 0 | 0 | 0 | 0 | 0 | 0 | 0 | 0 | 0 | 2406.8984
2025-11-27 | 3678.069 | 16.06 | 0 | 0 | 0 | 0 | 0 | 0 | 0 | 0 | 0 | 1 | 0 | 0 | 0 | 0 | 0 | 0 | 0 | 0 | 0 | 0 | 0 | 0 | 0 | 0 | 0 | 0 | 2626.7482
2025-11-27 | 4342.013 | 16.24 | 0 | 0 | 0 | 0 | 0 | 0 | 0 | 0 | 0 | 0 | 1 | 0 | 0 | 0 | 0 | 0 | 0 | 0 | 0 | 0 | 0 | 0 | 0 | 0 | 0 | 0 | 2867.27
2025-11-27 | 5120.738 | 15.61 | 0 | 0 | 0 | 0 | 0 | 0 | 0 | 0 | 0 | 0 | 0 | 1 | 0 | 0 | 0 | 0 | 0 | 0 | 0 | 0 | 0 | 0 | 0 | 0 | 0 | 0 | 3024.0333
2025-11-27 | 5398.89 | 15.03 | 0 | 0 | 0 | 0 | 0 | 0 | 0 | 0 | 0 | 0 | 0 | 0 | 1 | 0 | 0 | 0 | 0 | 0 | 0 | 0 | 0 | 0 | 0 | 0 | 0 | 0 | 3104.6784
2025-11-27 | 5383.992 | 14.41 | 0 | 0 | 0 | 0 | 0 | 0 | 0 | 0 | 0 | 0 | 0 | 0 | 0 | 1 | 0 | 0 | 0 | 0 | 0 | 0 | 0 | 0 | 0 | 0 | 0 | 0 | 3087.1475
2025-11-27 | 5367.849 | 14.23 | 0 | 0 | 0 | 0 | 0 | 0 | 0 | 0 | 0 | 0 | 0 | 0 | 0 | 0 | 1 | 0 | 0 | 0 | 0 | 0 | 0 | 0 | 0 | 0 | 0 | 0 | 3059.3357
2025-11-27 | 5254.243 | 14.28 | 0 | 0 | 0 | 0 | 0 | 0 | 0 | 0 | 0 | 0 | 0 | 0 | 0 | 0 | 0 | 1 | 0 | 0 | 0 | 0 | 0 | 0 | 0 | 0 | 0 | 0 | 3036.6496
2025-11-27 | 5199.944 | 14.14 | 0 | 0 | 0 | 0 | 0 | 0 | 0 | 0 | 0 | 0 | 0 | 0 | 0 | 0 | 0 | 0 | 1 | 0 | 0 | 0 | 0 | 0 | 0 | 0 | 0 | 0 | 2975.5592
2025-11-27 | 5173.799 | 14.27 | 0 | 0 | 0 | 0 | 0 | 0 | 0 | 0 | 0 | 0 | 0 | 0 | 0 | 0 | 0 | 0 | 0 | 1 | 0 | 0 | 0 | 0 | 0 | 0 | 0 | 0 | 2862.281
2025-11-27 | 5132.002 | 14.58 | 0 | 0 | 0 | 0 | 0 | 0 | 0 | 0 | 0 | 0 | 0 | 0 | 0 | 0 | 0 | 0 | 0 | 0 | 1 | 0 | 0 | 0 | 0 | 0 | 0 | 0 | 2708.7896
2025-11-27 | 4830.358 | 15.36 | 0 | 0 | 0 | 0 | 0 | 0 | 0 | 0 | 0 | 0 | 0 | 0 | 0 | 0 | 0 | 0 | 0 | 0 | 0 | 1 | 0 | 0 | 0 | 0 | 0 | 0 | 2609.0875
2025-11-27 | 4405.8 | 15.64 | 0 | 0 | 0 | 0 | 0 | 0 | 0 | 0 | 0 | 0 | 0 | 0 | 0 | 0 | 0 | 0 | 0 | 0 | 0 | 0 | 1 | 0 | 0 | 0 | 0 | 0 | 2559.0342
2025-11-27 | 4080.052 | 15.93 | 0 | 0 | 0 | 0 | 0 | 0 | 0 | 0 | 0 | 0 | 0 | 0 | 0 | 0 | 0 | 0 | 0 | 0 | 0 | 0 | 0 | 1 | 0 | 0 | 0 | 0 | 2511.1046
2025-11-27 | 3862.934 | 16.12 | 0 | 0 | 0 | 0 | 0 | 0 | 0 | 0 | 0 | 0 | 0 | 0 | 0 | 0 | 0 | 0 | 0 | 0 | 0 | 0 | 0 | 0 | 1 | 0 | 0 | 0 | 2419.9117
2025-11-27 | 3600.889 | 16.46 | 0 | 0 | 0 | 0 | 0 | 0 | 0 | 0 | 0 | 0 | 0 | 0 | 0 | 0 | 0 | 0 | 0 | 0 | 0 | 0 | 0 | 0 | 0 | 1 | 0 | 0 | 2307.4132
2025-11-27 | 3357.003 | 16.65 | 0 | 0 | 0 | 0 | 0 | 0 | 0 | 0 | 0 | 0 | 0 | 0 | 0 | 0 | 0 | 0 | 0 | 0 | 0 | 0 | 0 | 0 | 0 | 0 | 1 | 0 | 2206.3949
2025-11-27 | 3152.606 | 16.66 | 0 | 0 | 0 | 0 | 0 | 0 | 0 | 0 | 0 | 0 | 0 | 0 | 0 | 0 | 0 | 0 | 0 | 0 | 0 | 0 | 0 | 0 | 0 | 0 | 0 | 1 | 2129.2574
2025-11-28 | 3083.857 | 16.85 | 0 | 0 | 1 | 0 | 0 | 0 | 0 | 0 | 0 | 0 | 0 | 0 | 0 | 0 | 0 | 0 | 0 | 0 | 0 | 0 | 0 | 0 | 0 | 0 | 0 | 0 | 2100.4224
2025-11-28 | 3027.633 | 16.89 | 0 | 0 | 0 | 1 | 0 | 0 | 0 | 0 | 0 | 0 | 0 | 0 | 0 | 0 | 0 | 0 | 0 | 0 | 0 | 0 | 0 | 0 | 0 | 0 | 0 | 0 | 2076.6872
2025-11-28 | 3000.38 | 16.82 | 0 | 0 | 0 | 0 | 1 | 0 | 0 | 0 | 0 | 0 | 0 | 0 | 0 | 0 | 0 | 0 | 0 | 0 | 0 | 0 | 0 | 0 | 0 | 0 | 0 | 0 | 2066.8548
2025-11-28 | 3059.948 | 16.84 | 0 | 0 | 0 | 0 | 0 | 1 | 0 | 0 | 0 | 0 | 0 | 0 | 0 | 0 | 0 | 0 | 0 | 0 | 0 | 0 | 0 | 0 | 0 | 0 | 0 | 0 | 2088.6781
2025-11-28 | 3119.697 | 17.32 | 0 | 0 | 0 | 0 | 0 | 0 | 1 | 0 | 0 | 0 | 0 | 0 | 0 | 0 | 0 | 0 | 0 | 0 | 0 | 0 | 0 | 0 | 0 | 0 | 0 | 0 | 2147.7269
2025-11-28 | 3255.495 | 17.53 | 0 | 0 | 0 | 0 | 0 | 0 | 0 | 1 | 0 | 0 | 0 | 0 | 0 | 0 | 0 | 0 | 0 | 0 | 0 | 0 | 0 | 0 | 0 | 0 | 0 | 0 | 2258.7743
2025-11-28 | 3486.779 | 17.55 | 0 | 0 | 0 | 0 | 0 | 0 | 0 | 0 | 1 | 0 | 0 | 0 | 0 | 0 | 0 | 0 | 0 | 0 | 0 | 0 | 0 | 0 | 0 | 0 | 0 | 0 | 2459.6823
2025-11-28 | 4044.674 | 17.7 | 0 | 0 | 0 | 0 | 0 | 0 | 0 | 0 | 0 | 1 | 0 | 0 | 0 | 0 | 0 | 0 | 0 | 0 | 0 | 0 | 0 | 0 | 0 | 0 | 0 | 0 | 2681.8856
2025-11-28 | 4566.066 | 17.71 | 0 | 0 | 0 | 0 | 0 | 0 | 0 | 0 | 0 | 0 | 1 | 0 | 0 | 0 | 0 | 0 | 0 | 0 | 0 | 0 | 0 | 0 | 0 | 0 | 0 | 0 | 2916.6919
2025-11-28 | 4973.306 | 16.75 | 0 | 0 | 0 | 0 | 0 | 0 | 0 | 0 | 0 | 0 | 0 | 1 | 0 | 0 | 0 | 0 | 0 | 0 | 0 | 0 | 0 | 0 | 0 | 0 | 0 | 0 | 3062.3605
2025-11-28 | 5259.383 | 16.01 | 0 | 0 | 0 | 0 | 0 | 0 | 0 | 0 | 0 | 0 | 0 | 0 | 1 | 0 | 0 | 0 | 0 | 0 | 0 | 0 | 0 | 0 | 0 | 0 | 0 | 0 | 3137.6263
2025-11-28 | 5381.06 | 15 | 0 | 0 | 0 | 0 | 0 | 0 | 0 | 0 | 0 | 0 | 0 | 0 | 0 | 1 | 0 | 0 | 0 | 0 | 0 | 0 | 0 | 0 | 0 | 0 | 0 | 0 | 3106.9835
2025-11-28 | 5236.86 | 14.37 | 0 | 0 | 0 | 0 | 0 | 0 | 0 | 0 | 0 | 0 | 0 | 0 | 0 | 0 | 1 | 0 | 0 | 0 | 0 | 0 | 0 | 0 | 0 | 0 | 0 | 0 | 3064.0425
2025-11-28 | 5276.641 | 14.07 | 0 | 0 | 0 | 0 | 0 | 0 | 0 | 0 | 0 | 0 | 0 | 0 | 0 | 0 | 0 | 1 | 0 | 0 | 0 | 0 | 0 | 0 | 0 | 0 | 0 | 0 | 3029.5893
2025-11-28 | 5178.459 | 14.03 | 0 | 0 | 0 | 0 | 0 | 0 | 0 | 0 | 0 | 0 | 0 | 0 | 0 | 0 | 0 | 0 | 1 | 0 | 0 | 0 | 0 | 0 | 0 | 0 | 0 | 0 | 2971.861
2025-11-28 | 5031.82 | 14.2 | 0 | 0 | 0 | 0 | 0 | 0 | 0 | 0 | 0 | 0 | 0 | 0 | 0 | 0 | 0 | 0 | 0 | 1 | 0 | 0 | 0 | 0 | 0 | 0 | 0 | 0 | 2859.9275
2025-11-28 | 4964.386 | 14.63 | 0 | 0 | 0 | 0 | 0 | 0 | 0 | 0 | 0 | 0 | 0 | 0 | 0 | 0 | 0 | 0 | 0 | 0 | 1 | 0 | 0 | 0 | 0 | 0 | 0 | 0 | 2710.4706
2025-11-28 | 4675.718 | 15.23 | 0 | 0 | 0 | 0 | 0 | 0 | 0 | 0 | 0 | 0 | 0 | 0 | 0 | 0 | 0 | 0 | 0 | 0 | 0 | 1 | 0 | 0 | 0 | 0 | 0 | 0 | 2604.7168
2025-11-28 | 4384.491 | 15.45 | 0 | 0 | 0 | 0 | 0 | 0 | 0 | 0 | 0 | 0 | 0 | 0 | 0 | 0 | 0 | 0 | 0 | 0 | 0 | 0 | 1 | 0 | 0 | 0 | 0 | 0 | 2552.6463
2025-11-28 | 4138.274 | 15.83 | 0 | 0 | 0 | 0 | 0 | 0 | 0 | 0 | 0 | 0 | 0 | 0 | 0 | 0 | 0 | 0 | 0 | 0 | 0 | 0 | 0 | 1 | 0 | 0 | 0 | 0 | 2507.7425
2025-11-28 | 3975.385 | 15.96 | 0 | 0 | 0 | 0 | 0 | 0 | 0 | 0 | 0 | 0 | 0 | 0 | 0 | 0 | 0 | 0 | 0 | 0 | 0 | 0 | 0 | 0 | 1 | 0 | 0 | 0 | 2414.5325
2025-11-28 | 3682.34 | 16.11 | 0 | 0 | 0 | 0 | 0 | 0 | 0 | 0 | 0 | 0 | 0 | 0 | 0 | 0 | 0 | 0 | 0 | 0 | 0 | 0 | 0 | 0 | 0 | 1 | 0 | 0 | 2295.6461
2025-11-28 | 3466.278 | 16.29 | 0 | 0 | 0 | 0 | 0 | 0 | 0 | 0 | 0 | 0 | 0 | 0 | 0 | 0 | 0 | 0 | 0 | 0 | 0 | 0 | 0 | 0 | 0 | 0 | 1 | 0 | 2194.2916
2025-11-28 | 3284.375 | 16.72 | 0 | 0 | 0 | 0 | 0 | 0 | 0 | 0 | 0 | 0 | 0 | 0 | 0 | 0 | 0 | 0 | 0 | 0 | 0 | 0 | 0 | 0 | 0 | 0 | 0 | 1 | 2131.2747
2025-11-29 | 3220.917 | 17.02 | 0 | 1 | 1 | 0 | 0 | 0 | 0 | 0 | 0 | 0 | 0 | 0 | 0 | 0 | 0 | 0 | 0 | 0 | 0 | 0 | 0 | 0 | 0 | 0 | 0 | 0 | 1840.9848
2025-11-29 | 3124.929 | 17.07 | 0 | 1 | 0 | 1 | 0 | 0 | 0 | 0 | 0 | 0 | 0 | 0 | 0 | 0 | 0 | 0 | 0 | 0 | 0 | 0 | 0 | 0 | 0 | 0 | 0 | 0 | 1817.5858
2025-11-29 | 3094.717 | 17.44 | 0 | 1 | 0 | 0 | 1 | 0 | 0 | 0 | 0 | 0 | 0 | 0 | 0 | 0 | 0 | 0 | 0 | 0 | 0 | 0 | 0 | 0 | 0 | 0 | 0 | 0 | 1822.5463
2025-11-29 | 3098.161 | 17.8 | 0 | 1 | 0 | 0 | 0 | 1 | 0 | 0 | 0 | 0 | 0 | 0 | 0 | 0 | 0 | 0 | 0 | 0 | 0 | 0 | 0 | 0 | 0 | 0 | 0 | 0 | 1855.8005
2025-11-29 | 3189.886 | 18.03 | 0 | 1 | 0 | 0 | 0 | 0 | 1 | 0 | 0 | 0 | 0 | 0 | 0 | 0 | 0 | 0 | 0 | 0 | 0 | 0 | 0 | 0 | 0 | 0 | 0 | 0 | 1906.4442
2025-11-29 | 3254.059 | 18.48 | 0 | 1 | 0 | 0 | 0 | 0 | 0 | 1 | 0 | 0 | 0 | 0 | 0 | 0 | 0 | 0 | 0 | 0 | 0 | 0 | 0 | 0 | 0 | 0 | 0 | 0 | 2025.5606
2025-11-29 | 3382.483 | 18.42 | 0 | 1 | 0 | 0 | 0 | 0 | 0 | 0 | 1 | 0 | 0 | 0 | 0 | 0 | 0 | 0 | 0 | 0 | 0 | 0 | 0 | 0 | 0 | 0 | 0 | 0 | 2223.7789
2025-11-29 | 3593.28 | 18.27 | 0 | 1 | 0 | 0 | 0 | 0 | 0 | 0 | 0 | 1 | 0 | 0 | 0 | 0 | 0 | 0 | 0 | 0 | 0 | 0 | 0 | 0 | 0 | 0 | 0 | 0 | 2435.8961
2025-11-29 | 3784.568 | 18.01 | 0 | 1 | 0 | 0 | 0 | 0 | 0 | 0 | 0 | 0 | 1 | 0 | 0 | 0 | 0 | 0 | 0 | 0 | 0 | 0 | 0 | 0 | 0 | 0 | 0 | 0 | 2661.6249
2025-11-29 | 4117.867 | 17.11 | 0 | 1 | 0 | 0 | 0 | 0 | 0 | 0 | 0 | 0 | 0 | 1 | 0 | 0 | 0 | 0 | 0 | 0 | 0 | 0 | 0 | 0 | 0 | 0 | 0 | 0 | 2809.3107
2025-11-29 | 4432.649 | 16.44 | 0 | 1 | 0 | 0 | 0 | 0 | 0 | 0 | 0 | 0 | 0 | 0 | 1 | 0 | 0 | 0 | 0 | 0 | 0 | 0 | 0 | 0 | 0 | 0 | 0 | 0 | 2886.93
2025-11-29 | 4435.516 | 15.75 | 0 | 1 | 0 | 0 | 0 | 0 | 0 | 0 | 0 | 0 | 0 | 0 | 0 | 1 | 0 | 0 | 0 | 0 | 0 | 0 | 0 | 0 | 0 | 0 | 0 | 0 | 2867.0456
2025-11-29 | 4357.078 | 14.88 | 0 | 1 | 0 | 0 | 0 | 0 | 0 | 0 | 0 | 0 | 0 | 0 | 0 | 0 | 1 | 0 | 0 | 0 | 0 | 0 | 0 | 0 | 0 | 0 | 0 | 0 | 2816.0358
2025-11-29 | 4310.105 | 14.51 | 0 | 1 | 0 | 0 | 0 | 0 | 0 | 0 | 0 | 0 | 0 | 0 | 0 | 0 | 0 | 1 | 0 | 0 | 0 | 0 | 0 | 0 | 0 | 0 | 0 | 0 | 2779.2292
2025-11-29 | 4267.689 | 14.33 | 0 | 1 | 0 | 0 | 0 | 0 | 0 | 0 | 0 | 0 | 0 | 0 | 0 | 0 | 0 | 0 | 1 | 0 | 0 | 0 | 0 | 0 | 0 | 0 | 0 | 0 | 2716.794
2025-11-29 | 4326.677 | 14.41 | 0 | 1 | 0 | 0 | 0 | 0 | 0 | 0 | 0 | 0 | 0 | 0 | 0 | 0 | 0 | 0 | 0 | 1 | 0 | 0 | 0 | 0 | 0 | 0 | 0 | 0 | 2601.8347
2025-11-29 | 4299.581 | 14.78 | 0 | 1 | 0 | 0 | 0 | 0 | 0 | 0 | 0 | 0 | 0 | 0 | 0 | 0 | 0 | 0 | 0 | 0 | 1 | 0 | 0 | 0 | 0 | 0 | 0 | 0 | 2450.3605
2025-11-29 | 4223.659 | 15.25 | 0 | 1 | 0 | 0 | 0 | 0 | 0 | 0 | 0 | 0 | 0 | 0 | 0 | 0 | 0 | 0 | 0 | 0 | 0 | 1 | 0 | 0 | 0 | 0 | 0 | 0 | 2340.2362
2025-11-29 | 4073.729 | 15.63 | 0 | 1 | 0 | 0 | 0 | 0 | 0 | 0 | 0 | 0 | 0 | 0 | 0 | 0 | 0 | 0 | 0 | 0 | 0 | 0 | 1 | 0 | 0 | 0 | 0 | 0 | 2293.5449
2025-11-29 | 4006.171 | 15.83 | 0 | 1 | 0 | 0 | 0 | 0 | 0 | 0 | 0 | 0 | 0 | 0 | 0 | 0 | 0 | 0 | 0 | 0 | 0 | 0 | 0 | 1 | 0 | 0 | 0 | 0 | 2242.5895
2025-11-29 | 3884.015 | 15.98 | 0 | 1 | 0 | 0 | 0 | 0 | 0 | 0 | 0 | 0 | 0 | 0 | 0 | 0 | 0 | 0 | 0 | 0 | 0 | 0 | 0 | 0 | 1 | 0 | 0 | 0 | 2150.0518
2025-11-29 | 3651.232 | 16.12 | 0 | 1 | 0 | 0 | 0 | 0 | 0 | 0 | 0 | 0 | 0 | 0 | 0 | 0 | 0 | 0 | 0 | 0 | 0 | 0 | 0 | 0 | 0 | 1 | 0 | 0 | 2030.8292
2025-11-29 | 3406.142 | 16.58 | 0 | 1 | 0 | 0 | 0 | 0 | 0 | 0 | 0 | 0 | 0 | 0 | 0 | 0 | 0 | 0 | 0 | 0 | 0 | 0 | 0 | 0 | 0 | 0 | 1 | 0 | 1938.8884
2025-11-29 | 3229.518 | 17.05 | 0 | 1 | 0 | 0 | 0 | 0 | 0 | 0 | 0 | 0 | 0 | 0 | 0 | 0 | 0 | 0 | 0 | 0 | 0 | 0 | 0 | 0 | 0 | 0 | 0 | 1 | 1877.2163
2025-11-30 | 3106.973 | 16.88 | 0 | 1 | 1 | 0 | 0 | 0 | 0 | 0 | 0 | 0 | 0 | 0 | 0 | 0 | 0 | 0 | 0 | 0 | 0 | 0 | 0 | 0 | 0 | 0 | 0 | 0 | 1836.2779
2025-11-30 | 3050.311 | 17 | 0 | 1 | 0 | 1 | 0 | 0 | 0 | 0 | 0 | 0 | 0 | 0 | 0 | 0 | 0 | 0 | 0 | 0 | 0 | 0 | 0 | 0 | 0 | 0 | 0 | 0 | 1815.2324
2025-11-30 | 3042.96 | 17.07 | 0 | 1 | 0 | 0 | 1 | 0 | 0 | 0 | 0 | 0 | 0 | 0 | 0 | 0 | 0 | 0 | 0 | 0 | 0 | 0 | 0 | 0 | 0 | 0 | 0 | 0 | 1810.1068
2025-11-30 | 3074.066 | 17.34 | 0 | 1 | 0 | 0 | 0 | 1 | 0 | 0 | 0 | 0 | 0 | 0 | 0 | 0 | 0 | 0 | 0 | 0 | 0 | 0 | 0 | 0 | 0 | 0 | 0 | 0 | 1840.3351
2025-11-30 | 3117.941 | 17.66 | 0 | 1 | 0 | 0 | 0 | 0 | 1 | 0 | 0 | 0 | 0 | 0 | 0 | 0 | 0 | 0 | 0 | 0 | 0 | 0 | 0 | 0 | 0 | 0 | 0 | 0 | 1894.0047
2025-11-30 | 3183.605 | 17.69 | 0 | 1 | 0 | 0 | 0 | 0 | 0 | 1 | 0 | 0 | 0 | 0 | 0 | 0 | 0 | 0 | 0 | 0 | 0 | 0 | 0 | 0 | 0 | 0 | 0 | 0 | 1999.0005
2025-11-30 | 3214.455 | 17.21 | 0 | 1 | 0 | 0 | 0 | 0 | 0 | 0 | 1 | 0 | 0 | 0 | 0 | 0 | 0 | 0 | 0 | 0 | 0 | 0 | 0 | 0 | 0 | 0 | 0 | 0 | 2183.0983
2025-11-30 | 3423.038 | 17.16 | 0 | 1 | 0 | 0 | 0 | 0 | 0 | 0 | 0 | 1 | 0 | 0 | 0 | 0 | 0 | 0 | 0 | 0 | 0 | 0 | 0 | 0 | 0 | 0 | 0 | 0 | 2398.5775
2025-11-30 | 3536.321 | 16.7 | 0 | 1 | 0 | 0 | 0 | 0 | 0 | 0 | 0 | 0 | 1 | 0 | 0 | 0 | 0 | 0 | 0 | 0 | 0 | 0 | 0 | 0 | 0 | 0 | 0 | 0 | 2617.5823
2025-11-30 | 3753.19 | 15.83 | 0 | 1 | 0 | 0 | 0 | 0 | 0 | 0 | 0 | 0 | 0 | 1 | 0 | 0 | 0 | 0 | 0 | 0 | 0 | 0 | 0 | 0 | 0 | 0 | 0 | 0 | 2766.2767
2025-11-30 | 4024.522 | 15.2 | 0 | 1 | 0 | 0 | 0 | 0 | 0 | 0 | 0 | 0 | 0 | 0 | 1 | 0 | 0 | 0 | 0 | 0 | 0 | 0 | 0 | 0 | 0 | 0 | 0 | 0 | 2845.2408
2025-11-30 | 4134.152 | 14.99 | 0 | 1 | 0 | 0 | 0 | 0 | 0 | 0 | 0 | 0 | 0 | 0 | 0 | 1 | 0 | 0 | 0 | 0 | 0 | 0 | 0 | 0 | 0 | 0 | 0 | 0 | 2841.4942
2025-11-30 | 4142.58 | 14.73 | 0 | 1 | 0 | 0 | 0 | 0 | 0 | 0 | 0 | 0 | 0 | 0 | 0 | 0 | 1 | 0 | 0 | 0 | 0 | 0 | 0 | 0 | 0 | 0 | 0 | 0 | 2810.9928
2025-11-30 | 4126.13 | 14.42 | 0 | 1 | 0 | 0 | 0 | 0 | 0 | 0 | 0 | 0 | 0 | 0 | 0 | 0 | 0 | 1 | 0 | 0 | 0 | 0 | 0 | 0 | 0 | 0 | 0 | 0 | 2776.2033
2025-11-30 | 4050.274 | 14.42 | 0 | 1 | 0 | 0 | 0 | 0 | 0 | 0 | 0 | 0 | 0 | 0 | 0 | 0 | 0 | 0 | 1 | 0 | 0 | 0 | 0 | 0 | 0 | 0 | 0 | 0 | 2719.8199
2025-11-30 | 4044.398 | 14.76 | 0 | 1 | 0 | 0 | 0 | 0 | 0 | 0 | 0 | 0 | 0 | 0 | 0 | 0 | 0 | 0 | 0 | 1 | 0 | 0 | 0 | 0 | 0 | 0 | 0 | 0 | 2613.6018
2025-11-30 | 4121.637 | 14.98 | 0 | 1 | 0 | 0 | 0 | 0 | 0 | 0 | 0 | 0 | 0 | 0 | 0 | 0 | 0 | 0 | 0 | 0 | 1 | 0 | 0 | 0 | 0 | 0 | 0 | 0 | 2457.0846
2025-11-30 | 4091.271 | 15.32 | 0 | 1 | 0 | 0 | 0 | 0 | 0 | 0 | 0 | 0 | 0 | 0 | 0 | 0 | 0 | 0 | 0 | 0 | 0 | 1 | 0 | 0 | 0 | 0 | 0 | 0 | 2342.5896
2025-11-30 | 3944.607 | 15.49 | 0 | 1 | 0 | 0 | 0 | 0 | 0 | 0 | 0 | 0 | 0 | 0 | 0 | 0 | 0 | 0 | 0 | 0 | 0 | 0 | 1 | 0 | 0 | 0 | 0 | 0 | 2288.838
2025-11-30 | 3805.219 | 15.58 | 0 | 1 | 0 | 0 | 0 | 0 | 0 | 0 | 0 | 0 | 0 | 0 | 0 | 0 | 0 | 0 | 0 | 0 | 0 | 0 | 0 | 1 | 0 | 0 | 0 | 0 | 2234.1844
2025-11-30 | 3616.828 | 15.68 | 0 | 1 | 0 | 0 | 0 | 0 | 0 | 0 | 0 | 0 | 0 | 0 | 0 | 0 | 0 | 0 | 0 | 0 | 0 | 0 | 0 | 0 | 1 | 0 | 0 | 0 | 2139.9657
2025-11-30 | 3462.893 | 15.71 | 0 | 1 | 0 | 0 | 0 | 0 | 0 | 0 | 0 | 0 | 0 | 0 | 0 | 0 | 0 | 0 | 0 | 0 | 0 | 0 | 0 | 0 | 0 | 1 | 0 | 0 | 2017.0448
2025-11-30 | 3319.214 | 16.05 | 0 | 1 | 0 | 0 | 0 | 0 | 0 | 0 | 0 | 0 | 0 | 0 | 0 | 0 | 0 | 0 | 0 | 0 | 0 | 0 | 0 | 0 | 0 | 0 | 1 | 0 | 1921.0696
2025-11-30 | 3204.798 | 16.29 | 0 | 1 | 0 | 0 | 0 | 0 | 0 | 0 | 0 | 0 | 0 | 0 | 0 | 0 | 0 | 0 | 0 | 0 | 0 | 0 | 0 | 0 | 0 | 0 | 0 | 1 | 1851.6648
2025-12-01 | 3140.655 | 16.49 | 0 | 0 | 1 | 0 | 0 | 0 | 0 | 0 | 0 | 0 | 0 | 0 | 0 | 0 | 0 | 0 | 0 | 0 | 0 | 0 | 0 | 0 | 0 | 0 | 0 | 0 | 2088.3191
2025-12-01 | 3078.706 | 16.79 | 0 | 0 | 0 | 1 | 0 | 0 | 0 | 0 | 0 | 0 | 0 | 0 | 0 | 0 | 0 | 0 | 0 | 0 | 0 | 0 | 0 | 0 | 0 | 0 | 0 | 0 | 2073.3252
2025-12-01 | 3076.757 | 17.32 | 0 | 0 | 0 | 0 | 1 | 0 | 0 | 0 | 0 | 0 | 0 | 0 | 0 | 0 | 0 | 0 | 0 | 0 | 0 | 0 | 0 | 0 | 0 | 0 | 0 | 0 | 2083.665
2025-12-01 | 3178.987 | 17.62 | 0 | 0 | 0 | 0 | 0 | 1 | 0 | 0 | 0 | 0 | 0 | 0 | 0 | 0 | 0 | 0 | 0 | 0 | 0 | 0 | 0 | 0 | 0 | 0 | 0 | 0 | 2114.9019
2025-12-01 | 3261.726 | 18.04 | 0 | 0 | 0 | 0 | 0 | 0 | 1 | 0 | 0 | 0 | 0 | 0 | 0 | 0 | 0 | 0 | 0 | 0 | 0 | 0 | 0 | 0 | 0 | 0 | 0 | 0 | 2171.9335
2025-12-01 | 3496.756 | 17.91 | 0 | 0 | 0 | 0 | 0 | 0 | 0 | 1 | 0 | 0 | 0 | 0 | 0 | 0 | 0 | 0 | 0 | 0 | 0 | 0 | 0 | 0 | 0 | 0 | 0 | 0 | 2271.5501
2025-12-01 | 3763.454 | 18.24 | 0 | 0 | 0 | 0 | 0 | 0 | 0 | 0 | 1 | 0 | 0 | 0 | 0 | 0 | 0 | 0 | 0 | 0 | 0 | 0 | 0 | 0 | 0 | 0 | 0 | 0 | 2482.8803
2025-12-01 | 4314.678 | 18.14 | 0 | 0 | 0 | 0 | 0 | 0 | 0 | 0 | 0 | 1 | 0 | 0 | 0 | 0 | 0 | 0 | 0 | 0 | 0 | 0 | 0 | 0 | 0 | 0 | 0 | 0 | 2696.6785
2025-12-01 | 4873.889 | 18.45 | 0 | 0 | 0 | 0 | 0 | 0 | 0 | 0 | 0 | 0 | 1 | 0 | 0 | 0 | 0 | 0 | 0 | 0 | 0 | 0 | 0 | 0 | 0 | 0 | 0 | 0 | 2941.5709
2025-12-01 | 6869.702 | 17.99 | 0 | 0 | 0 | 0 | 0 | 0 | 0 | 0 | 0 | 0 | 0 | 1 | 0 | 0 | 0 | 0 | 0 | 0 | 0 | 0 | 0 | 0 | 0 | 0 | 0 | 0 | 3104.0497
2025-12-01 | 7239.807 | 17.54 | 0 | 0 | 0 | 0 | 0 | 0 | 0 | 0 | 0 | 0 | 0 | 0 | 1 | 0 | 0 | 0 | 0 | 0 | 0 | 0 | 0 | 0 | 0 | 0 | 0 | 0 | 3189.0654
2025-12-01 | 7273.285 | 16.83 | 0 | 0 | 0 | 0 | 0 | 0 | 0 | 0 | 0 | 0 | 0 | 0 | 0 | 1 | 0 | 0 | 0 | 0 | 0 | 0 | 0 | 0 | 0 | 0 | 0 | 0 | 3168.5086
2025-12-01 | 7037.734 | 16.52 | 0 | 0 | 0 | 0 | 0 | 0 | 0 | 0 | 0 | 0 | 0 | 0 | 0 | 0 | 1 | 0 | 0 | 0 | 0 | 0 | 0 | 0 | 0 | 0 | 0 | 0 | 3136.3262
2025-12-01 | 7017.043 | 16.57 | 0 | 0 | 0 | 0 | 0 | 0 | 0 | 0 | 0 | 0 | 0 | 0 | 0 | 0 | 0 | 1 | 0 | 0 | 0 | 0 | 0 | 0 | 0 | 0 | 0 | 0 | 3113.6401
2025-12-01 | 11397.024 | 16.34 | 0 | 0 | 0 | 0 | 0 | 0 | 0 | 0 | 0 | 0 | 0 | 0 | 0 | 0 | 0 | 0 | 1 | 0 | 0 | 0 | 0 | 0 | 0 | 0 | 0 | 0 | 3049.524
2025-12-01 | 15866.33 | 16.49 | 0 | 0 | 0 | 0 | 0 | 0 | 0 | 0 | 0 | 0 | 0 | 0 | 0 | 0 | 0 | 0 | 0 | 1 | 0 | 0 | 0 | 0 | 0 | 0 | 0 | 0 | 2936.9181
2025-12-01 | 14465.139 | 16.68 | 0 | 0 | 0 | 0 | 0 | 0 | 0 | 0 | 0 | 0 | 0 | 0 | 0 | 0 | 0 | 0 | 0 | 0 | 1 | 0 | 0 | 0 | 0 | 0 | 0 | 0 | 2779.3922
2025-12-01 | 9252.333 | 16.98 | 0 | 0 | 0 | 0 | 0 | 0 | 0 | 0 | 0 | 0 | 0 | 0 | 0 | 0 | 0 | 0 | 0 | 0 | 0 | 1 | 0 | 0 | 0 | 0 | 0 | 0 | 2663.5524
2025-12-01 | 8935.828 | 17.26 | 0 | 0 | 0 | 0 | 0 | 0 | 0 | 0 | 0 | 0 | 0 | 0 | 0 | 0 | 0 | 0 | 0 | 0 | 0 | 0 | 1 | 0 | 0 | 0 | 0 | 0 | 2613.4991
2025-12-01 | 8485.414 | 17.28 | 0 | 0 | 0 | 0 | 0 | 0 | 0 | 0 | 0 | 0 | 0 | 0 | 0 | 0 | 0 | 0 | 0 | 0 | 0 | 0 | 0 | 1 | 0 | 0 | 0 | 0 | 2556.492
2025-12-01 | 8500.307 | 17.44 | 0 | 0 | 0 | 0 | 0 | 0 | 0 | 0 | 0 | 0 | 0 | 0 | 0 | 0 | 0 | 0 | 0 | 0 | 0 | 0 | 0 | 0 | 1 | 0 | 0 | 0 | 2464.2905
2025-12-01 | 7484.709 | 17.74 | 0 | 0 | 0 | 0 | 0 | 0 | 0 | 0 | 0 | 0 | 0 | 0 | 0 | 0 | 0 | 0 | 0 | 0 | 0 | 0 | 0 | 0 | 0 | 1 | 0 | 0 | 2350.4472
2025-12-01 | 6977.827 | 17.78 | 0 | 0 | 0 | 0 | 0 | 0 | 0 | 0 | 0 | 0 | 0 | 0 | 0 | 0 | 0 | 0 | 0 | 0 | 0 | 0 | 0 | 0 | 0 | 0 | 1 | 0 | 2244.3859
2025-12-01 | 6796.876 | 17.67 | 0 | 0 | 0 | 0 | 0 | 0 | 0 | 0 | 0 | 0 | 0 | 0 | 0 | 0 | 0 | 0 | 0 | 0 | 0 | 0 | 0 | 0 | 0 | 0 | 0 | 1 | 2163.214
2025-12-02 | 6925.099 | 17.67 | 0 | 0 | 1 | 0 | 0 | 0 | 0 | 0 | 0 | 0 | 0 | 0 | 0 | 0 | 0 | 0 | 0 | 0 | 0 | 0 | 0 | 0 | 0 | 0 | 0 | 0 | 2127.9911
2025-12-02 | 6886.612 | 17.79 | 0 | 0 | 0 | 1 | 0 | 0 | 0 | 0 | 0 | 0 | 0 | 0 | 0 | 0 | 0 | 0 | 0 | 0 | 0 | 0 | 0 | 0 | 0 | 0 | 0 | 0 | 2106.9455
2025-12-02 | 7026.551 | 17.89 | 0 | 0 | 0 | 0 | 1 | 0 | 0 | 0 | 0 | 0 | 0 | 0 | 0 | 0 | 0 | 0 | 0 | 0 | 0 | 0 | 0 | 0 | 0 | 0 | 0 | 0 | 2102.8285
2025-12-02 | 6922.905 | 17.87 | 0 | 0 | 0 | 0 | 0 | 1 | 0 | 0 | 0 | 0 | 0 | 0 | 0 | 0 | 0 | 0 | 0 | 0 | 0 | 0 | 0 | 0 | 0 | 0 | 0 | 0 | 2123.307
2025-12-02 | 7593.736 | 17.85 | 0 | 0 | 0 | 0 | 0 | 0 | 1 | 0 | 0 | 0 | 0 | 0 | 0 | 0 | 0 | 0 | 0 | 0 | 0 | 0 | 0 | 0 | 0 | 0 | 0 | 0 | 2165.5457
2025-12-02 | 7412.382 | 17.6 | 0 | 0 | 0 | 0 | 0 | 0 | 0 | 1 | 0 | 0 | 0 | 0 | 0 | 0 | 0 | 0 | 0 | 0 | 0 | 0 | 0 | 0 | 0 | 0 | 0 | 0 | 2261.1278
2025-12-02 | 7825.905 | 17.44 | 0 | 0 | 0 | 0 | 0 | 0 | 0 | 0 | 1 | 0 | 0 | 0 | 0 | 0 | 0 | 0 | 0 | 0 | 0 | 0 | 0 | 0 | 0 | 0 | 0 | 0 | 2455.984
2025-12-02 | 9676.217 | 17.33 | 0 | 0 | 0 | 0 | 0 | 0 | 0 | 0 | 0 | 1 | 0 | 0 | 0 | 0 | 0 | 0 | 0 | 0 | 0 | 0 | 0 | 0 | 0 | 0 | 0 | 0 | 2669.446
2025-12-02 | 14989.036 | 17.23 | 0 | 0 | 0 | 0 | 0 | 0 | 0 | 0 | 0 | 0 | 1 | 0 | 0 | 0 | 0 | 0 | 0 | 0 | 0 | 0 | 0 | 0 | 0 | 0 | 0 | 0 | 2900.5541
2025-12-02 | 15265.656 | 16.83 | 0 | 0 | 0 | 0 | 0 | 0 | 0 | 0 | 0 | 0 | 0 | 1 | 0 | 0 | 0 | 0 | 0 | 0 | 0 | 0 | 0 | 0 | 0 | 0 | 0 | 0 | 3065.0501
2025-12-02 | 15692.095 | 15.8 | 0 | 0 | 0 | 0 | 0 | 0 | 0 | 0 | 0 | 0 | 0 | 0 | 1 | 0 | 0 | 0 | 0 | 0 | 0 | 0 | 0 | 0 | 0 | 0 | 0 | 0 | 3130.566
2025-12-02 | 15558.999 | 15.09 | 0 | 0 | 0 | 0 | 0 | 0 | 0 | 0 | 0 | 0 | 0 | 0 | 0 | 1 | 0 | 0 | 0 | 0 | 0 | 0 | 0 | 0 | 0 | 0 | 0 | 0 | 3110.0093
2025-12-02 | 15754.556 | 14.55 | 0 | 0 | 0 | 0 | 0 | 0 | 0 | 0 | 0 | 0 | 0 | 0 | 0 | 0 | 1 | 0 | 0 | 0 | 0 | 0 | 0 | 0 | 0 | 0 | 0 | 0 | 3070.0942
2025-12-02 | 15335.547 | 14.28 | 0 | 0 | 0 | 0 | 0 | 0 | 0 | 0 | 0 | 0 | 0 | 0 | 0 | 0 | 0 | 1 | 0 | 0 | 0 | 0 | 0 | 0 | 0 | 0 | 0 | 0 | 3036.6496
2025-12-02 | 16037.139 | 13.78 | 0 | 0 | 0 | 0 | 0 | 0 | 0 | 0 | 0 | 0 | 0 | 0 | 0 | 0 | 0 | 0 | 1 | 0 | 0 | 0 | 0 | 0 | 0 | 0 | 0 | 0 | 2963.4559
2025-12-02 | 16612.878 | 14.15 | 0 | 0 | 0 | 0 | 0 | 0 | 0 | 0 | 0 | 0 | 0 | 0 | 0 | 0 | 0 | 0 | 0 | 1 | 0 | 0 | 0 | 0 | 0 | 0 | 0 | 0 | 2858.2465
2025-12-02 | 15294.782 | 14.66 | 0 | 0 | 0 | 0 | 0 | 0 | 0 | 0 | 0 | 0 | 0 | 0 | 0 | 0 | 0 | 0 | 0 | 0 | 1 | 0 | 0 | 0 | 0 | 0 | 0 | 0 | 2711.4792
2025-12-02 | 11674.288 | 15.22 | 0 | 0 | 0 | 0 | 0 | 0 | 0 | 0 | 0 | 0 | 0 | 0 | 0 | 0 | 0 | 0 | 0 | 0 | 0 | 1 | 0 | 0 | 0 | 0 | 0 | 0 | 2604.3806
2025-12-02 | 11207.313 | 15.7 | 0 | 0 | 0 | 0 | 0 | 0 | 0 | 0 | 0 | 0 | 0 | 0 | 0 | 0 | 0 | 0 | 0 | 0 | 0 | 0 | 1 | 0 | 0 | 0 | 0 | 0 | 2561.0514
2025-12-02 | 10653.77 | 15.84 | 0 | 0 | 0 | 0 | 0 | 0 | 0 | 0 | 0 | 0 | 0 | 0 | 0 | 0 | 0 | 0 | 0 | 0 | 0 | 0 | 0 | 1 | 0 | 0 | 0 | 0 | 2508.0787
2025-12-02 | 10480.388 | 15.94 | 0 | 0 | 0 | 0 | 0 | 0 | 0 | 0 | 0 | 0 | 0 | 0 | 0 | 0 | 0 | 0 | 0 | 0 | 0 | 0 | 0 | 0 | 1 | 0 | 0 | 0 | 2413.86
2025-12-02 | 10225.088 | 16.21 | 0 | 0 | 0 | 0 | 0 | 0 | 0 | 0 | 0 | 0 | 0 | 0 | 0 | 0 | 0 | 0 | 0 | 0 | 0 | 0 | 0 | 0 | 0 | 1 | 0 | 0 | 2299.0081
2025-12-02 | 9741.052 | 16.57 | 0 | 0 | 0 | 0 | 0 | 0 | 0 | 0 | 0 | 0 | 0 | 0 | 0 | 0 | 0 | 0 | 0 | 0 | 0 | 0 | 0 | 0 | 0 | 0 | 1 | 0 | 2203.7053
2025-12-02 | 9285.784 | 16.68 | 0 | 0 | 0 | 0 | 0 | 0 | 0 | 0 | 0 | 0 | 0 | 0 | 0 | 0 | 0 | 0 | 0 | 0 | 0 | 0 | 0 | 0 | 0 | 0 | 0 | 1 | 2129.9298
2025-12-03 | 9024.339 | 16.93 | 0 | 0 | 1 | 0 | 0 | 0 | 0 | 0 | 0 | 0 | 0 | 0 | 0 | 0 | 0 | 0 | 0 | 0 | 0 | 0 | 0 | 0 | 0 | 0 | 0 | 0 | 2103.112
2025-12-03 | 9079.833 | 17.25 | 0 | 0 | 0 | 1 | 0 | 0 | 0 | 0 | 0 | 0 | 0 | 0 | 0 | 0 | 0 | 0 | 0 | 0 | 0 | 0 | 0 | 0 | 0 | 0 | 0 | 0 | 2088.7905
2025-12-03 | 9144.587 | 17.39 | 0 | 0 | 0 | 0 | 1 | 0 | 0 | 0 | 0 | 0 | 0 | 0 | 0 | 0 | 0 | 0 | 0 | 0 | 0 | 0 | 0 | 0 | 0 | 0 | 0 | 0 | 2086.0184
2025-12-03 | 9139.051 | 17.62 | 0 | 0 | 0 | 0 | 0 | 1 | 0 | 0 | 0 | 0 | 0 | 0 | 0 | 0 | 0 | 0 | 0 | 0 | 0 | 0 | 0 | 0 | 0 | 0 | 0 | 0 | 2114.9019
2025-12-03 | 9189.138 | 17.65 | 0 | 0 | 0 | 0 | 0 | 0 | 1 | 0 | 0 | 0 | 0 | 0 | 0 | 0 | 0 | 0 | 0 | 0 | 0 | 0 | 0 | 0 | 0 | 0 | 0 | 0 | 2158.8216
2025-12-03 | 9409.402 | 17.86 | 0 | 0 | 0 | 0 | 0 | 0 | 0 | 1 | 0 | 0 | 0 | 0 | 0 | 0 | 0 | 0 | 0 | 0 | 0 | 0 | 0 | 0 | 0 | 0 | 0 | 0 | 2269.869
2025-12-03 | 9657.243 | 18.29 | 0 | 0 | 0 | 0 | 0 | 0 | 0 | 0 | 1 | 0 | 0 | 0 | 0 | 0 | 0 | 0 | 0 | 0 | 0 | 0 | 0 | 0 | 0 | 0 | 0 | 0 | 2484.5613
2025-12-03 | 10208.008 | 17.95 | 0 | 0 | 0 | 0 | 0 | 0 | 0 | 0 | 0 | 1 | 0 | 0 | 0 | 0 | 0 | 0 | 0 | 0 | 0 | 0 | 0 | 0 | 0 | 0 | 0 | 0 | 2690.2906
2025-12-03 | 11084.188 | 17.89 | 0 | 0 | 0 | 0 | 0 | 0 | 0 | 0 | 0 | 0 | 1 | 0 | 0 | 0 | 0 | 0 | 0 | 0 | 0 | 0 | 0 | 0 | 0 | 0 | 0 | 0 | 2922.7435
2025-12-03 | 11656.369 | 17.51 | 0 | 0 | 0 | 0 | 0 | 0 | 0 | 0 | 0 | 0 | 0 | 1 | 0 | 0 | 0 | 0 | 0 | 0 | 0 | 0 | 0 | 0 | 0 | 0 | 0 | 0 | 3087.9119
2025-12-03 | 11983.887 | 16.58 | 0 | 0 | 0 | 0 | 0 | 0 | 0 | 0 | 0 | 0 | 0 | 0 | 1 | 0 | 0 | 0 | 0 | 0 | 0 | 0 | 0 | 0 | 0 | 0 | 0 | 0 | 3156.7899
2025-12-03 | 12065.41 | 16.23 | 0 | 0 | 0 | 0 | 0 | 0 | 0 | 0 | 0 | 0 | 0 | 0 | 0 | 1 | 0 | 0 | 0 | 0 | 0 | 0 | 0 | 0 | 0 | 0 | 0 | 0 | 3148.3364
2025-12-03 | 11952.384 | 15.67 | 0 | 0 | 0 | 0 | 0 | 0 | 0 | 0 | 0 | 0 | 0 | 0 | 0 | 0 | 1 | 0 | 0 | 0 | 0 | 0 | 0 | 0 | 0 | 0 | 0 | 0 | 3107.749
2025-12-03 | 11990.277 | 15.21 | 0 | 0 | 0 | 0 | 0 | 0 | 0 | 0 | 0 | 0 | 0 | 0 | 0 | 0 | 0 | 1 | 0 | 0 | 0 | 0 | 0 | 0 | 0 | 0 | 0 | 0 | 3067.9165
2025-12-03 | 11899.924 | 15.26 | 0 | 0 | 0 | 0 | 0 | 0 | 0 | 0 | 0 | 0 | 0 | 0 | 0 | 0 | 0 | 0 | 1 | 0 | 0 | 0 | 0 | 0 | 0 | 0 | 0 | 0 | 3013.214
2025-12-03 | 11681.473 | 15.59 | 0 | 0 | 0 | 0 | 0 | 0 | 0 | 0 | 0 | 0 | 0 | 0 | 0 | 0 | 0 | 0 | 0 | 1 | 0 | 0 | 0 | 0 | 0 | 0 | 0 | 0 | 2906.6598
2025-12-03 | 11721.974 | 15.97 | 0 | 0 | 0 | 0 | 0 | 0 | 0 | 0 | 0 | 0 | 0 | 0 | 0 | 0 | 0 | 0 | 0 | 0 | 1 | 0 | 0 | 0 | 0 | 0 | 0 | 0 | 2755.5218
2025-12-03 | 11036.741 | 16.29 | 0 | 0 | 0 | 0 | 0 | 0 | 0 | 0 | 0 | 0 | 0 | 0 | 0 | 0 | 0 | 0 | 0 | 0 | 0 | 1 | 0 | 0 | 0 | 0 | 0 | 0 | 2640.3544
2025-12-03 | 10710.522 | 16.68 | 0 | 0 | 0 | 0 | 0 | 0 | 0 | 0 | 0 | 0 | 0 | 0 | 0 | 0 | 0 | 0 | 0 | 0 | 0 | 0 | 1 | 0 | 0 | 0 | 0 | 0 | 2593.9993
2025-12-03 | 10292.32 | 16.98 | 0 | 0 | 0 | 0 | 0 | 0 | 0 | 0 | 0 | 0 | 0 | 0 | 0 | 0 | 0 | 0 | 0 | 0 | 0 | 0 | 0 | 1 | 0 | 0 | 0 | 0 | 2546.4059
2025-12-03 | 9912.384 | 17.2 | 0 | 0 | 0 | 0 | 0 | 0 | 0 | 0 | 0 | 0 | 0 | 0 | 0 | 0 | 0 | 0 | 0 | 0 | 0 | 0 | 0 | 0 | 1 | 0 | 0 | 0 | 2456.2217
2025-12-03 | 9629.748 | 17.31 | 0 | 0 | 0 | 0 | 0 | 0 | 0 | 0 | 0 | 0 | 0 | 0 | 0 | 0 | 0 | 0 | 0 | 0 | 0 | 0 | 0 | 0 | 0 | 1 | 0 | 0 | 2335.9904
2025-12-03 | 9351.551 | 17.31 | 0 | 0 | 0 | 0 | 0 | 0 | 0 | 0 | 0 | 0 | 0 | 0 | 0 | 0 | 0 | 0 | 0 | 0 | 0 | 0 | 0 | 0 | 0 | 0 | 1 | 0 | 2228.5843
2025-12-03 | 9189.073 | 17.5 | 0 | 0 | 0 | 0 | 0 | 0 | 0 | 0 | 0 | 0 | 0 | 0 | 0 | 0 | 0 | 0 | 0 | 0 | 0 | 0 | 0 | 0 | 0 | 0 | 0 | 1 | 2157.4985
2025-12-04 | 9087.793 | 17.56 | 0 | 0 | 1 | 0 | 0 | 0 | 0 | 0 | 0 | 0 | 0 | 0 | 0 | 0 | 0 | 0 | 0 | 0 | 0 | 0 | 0 | 0 | 0 | 0 | 0 | 0 | 2124.2928
2025-12-04 | 9067.829 | 17.71 | 0 | 0 | 0 | 1 | 0 | 0 | 0 | 0 | 0 | 0 | 0 | 0 | 0 | 0 | 0 | 0 | 0 | 0 | 0 | 0 | 0 | 0 | 0 | 0 | 0 | 0 | 2104.2559
2025-12-04 | 9024.325 | 17.83 | 0 | 0 | 0 | 0 | 1 | 0 | 0 | 0 | 0 | 0 | 0 | 0 | 0 | 0 | 0 | 0 | 0 | 0 | 0 | 0 | 0 | 0 | 0 | 0 | 0 | 0 | 2100.8113
2025-12-04 | 9020.352 | 18.02 | 0 | 0 | 0 | 0 | 0 | 1 | 0 | 0 | 0 | 0 | 0 | 0 | 0 | 0 | 0 | 0 | 0 | 0 | 0 | 0 | 0 | 0 | 0 | 0 | 0 | 0 | 2128.35
2025-12-04 | 9058.541 | 18.33 | 0 | 0 | 0 | 0 | 0 | 0 | 1 | 0 | 0 | 0 | 0 | 0 | 0 | 0 | 0 | 0 | 0 | 0 | 0 | 0 | 0 | 0 | 0 | 0 | 0 | 0 | 2181.6834
2025-12-04 | 9242.076 | 18.4 | 0 | 0 | 0 | 0 | 0 | 0 | 0 | 1 | 0 | 0 | 0 | 0 | 0 | 0 | 0 | 0 | 0 | 0 | 0 | 0 | 0 | 0 | 0 | 0 | 0 | 0 | 2288.024
2025-12-04 | 9505.237 | 18.67 | 0 | 0 | 0 | 0 | 0 | 0 | 0 | 0 | 1 | 0 | 0 | 0 | 0 | 0 | 0 | 0 | 0 | 0 | 0 | 0 | 0 | 0 | 0 | 0 | 0 | 0 | 2497.337
2025-12-04 | 10117.332 | 18.76 | 0 | 0 | 0 | 0 | 0 | 0 | 0 | 0 | 0 | 1 | 0 | 0 | 0 | 0 | 0 | 0 | 0 | 0 | 0 | 0 | 0 | 0 | 0 | 0 | 0 | 0 | 2717.5231
2025-12-04 | 10631.772 | 18.78 | 0 | 0 | 0 | 0 | 0 | 0 | 0 | 0 | 0 | 0 | 1 | 0 | 0 | 0 | 0 | 0 | 0 | 0 | 0 | 0 | 0 | 0 | 0 | 0 | 0 | 0 | 2952.6656
2025-12-04 | 11041.656 | 18.36 | 0 | 0 | 0 | 0 | 0 | 0 | 0 | 0 | 0 | 0 | 0 | 1 | 0 | 0 | 0 | 0 | 0 | 0 | 0 | 0 | 0 | 0 | 0 | 0 | 0 | 0 | 3116.4892
2025-12-04 | 11354.147 | 17.87 | 0 | 0 | 0 | 0 | 0 | 0 | 0 | 0 | 0 | 0 | 0 | 0 | 1 | 0 | 0 | 0 | 0 | 0 | 0 | 0 | 0 | 0 | 0 | 0 | 0 | 0 | 3200.1601
2025-12-04 | 11397.222 | 17.3 | 0 | 0 | 0 | 0 | 0 | 0 | 0 | 0 | 0 | 0 | 0 | 0 | 0 | 1 | 0 | 0 | 0 | 0 | 0 | 0 | 0 | 0 | 0 | 0 | 0 | 0 | 3184.3102
2025-12-04 | 11438.25 | 16.87 | 0 | 0 | 0 | 0 | 0 | 0 | 0 | 0 | 0 | 0 | 0 | 0 | 0 | 0 | 1 | 0 | 0 | 0 | 0 | 0 | 0 | 0 | 0 | 0 | 0 | 0 | 3148.0933
2025-12-04 | 11505.796 | 16.84 | 0 | 0 | 0 | 0 | 0 | 0 | 0 | 0 | 0 | 0 | 0 | 0 | 0 | 0 | 0 | 1 | 0 | 0 | 0 | 0 | 0 | 0 | 0 | 0 | 0 | 0 | 3122.7176
2025-12-04 | 11449.283 | 16.76 | 0 | 0 | 0 | 0 | 0 | 0 | 0 | 0 | 0 | 0 | 0 | 0 | 0 | 0 | 0 | 0 | 1 | 0 | 0 | 0 | 0 | 0 | 0 | 0 | 0 | 0 | 3063.6445
2025-12-04 | 11404.546 | 16.74 | 0 | 0 | 0 | 0 | 0 | 0 | 0 | 0 | 0 | 0 | 0 | 0 | 0 | 0 | 0 | 0 | 0 | 1 | 0 | 0 | 0 | 0 | 0 | 0 | 0 | 0 | 2945.3231
2025-12-04 | 11483.911 | 16.95 | 0 | 0 | 0 | 0 | 0 | 0 | 0 | 0 | 0 | 0 | 0 | 0 | 0 | 0 | 0 | 0 | 0 | 0 | 1 | 0 | 0 | 0 | 0 | 0 | 0 | 0 | 2788.4697
2025-12-04 | 11188.793 | 17.42 | 0 | 0 | 0 | 0 | 0 | 0 | 0 | 0 | 0 | 0 | 0 | 0 | 0 | 0 | 0 | 0 | 0 | 0 | 0 | 1 | 0 | 0 | 0 | 0 | 0 | 0 | 2678.3453
2025-12-04 | 10746.632 | 17.4 | 0 | 0 | 0 | 0 | 0 | 0 | 0 | 0 | 0 | 0 | 0 | 0 | 0 | 0 | 0 | 0 | 0 | 0 | 0 | 0 | 1 | 0 | 0 | 0 | 0 | 0 | 2618.2059
2025-12-04 | 10463.3 | 17.57 | 0 | 0 | 0 | 0 | 0 | 0 | 0 | 0 | 0 | 0 | 0 | 0 | 0 | 0 | 0 | 0 | 0 | 0 | 0 | 0 | 0 | 1 | 0 | 0 | 0 | 0 | 2566.2419
2025-12-04 | 10212.633 | 17.75 | 0 | 0 | 0 | 0 | 0 | 0 | 0 | 0 | 0 | 0 | 0 | 0 | 0 | 0 | 0 | 0 | 0 | 0 | 0 | 0 | 0 | 0 | 1 | 0 | 0 | 0 | 2474.7128
2025-12-04 | 9977.889 | 17.8 | 0 | 0 | 0 | 0 | 0 | 0 | 0 | 0 | 0 | 0 | 0 | 0 | 0 | 0 | 0 | 0 | 0 | 0 | 0 | 0 | 0 | 0 | 0 | 1 | 0 | 0 | 2352.4644
2025-12-04 | 9689.139 | 17.85 | 0 | 0 | 0 | 0 | 0 | 0 | 0 | 0 | 0 | 0 | 0 | 0 | 0 | 0 | 0 | 0 | 0 | 0 | 0 | 0 | 0 | 0 | 0 | 0 | 1 | 0 | 2246.7393
2025-12-04 | 9569.725 | 18.52 | 0 | 0 | 0 | 0 | 0 | 0 | 0 | 0 | 0 | 0 | 0 | 0 | 0 | 0 | 0 | 0 | 0 | 0 | 0 | 0 | 0 | 0 | 0 | 0 | 0 | 1 | 2191.7912
2025-12-05 | 9487.352 | 18.57 | 0 | 0 | 1 | 0 | 0 | 0 | 0 | 0 | 0 | 0 | 0 | 0 | 0 | 0 | 0 | 0 | 0 | 0 | 0 | 0 | 0 | 0 | 0 | 0 | 0 | 0 | 2158.2494
2025-12-05 | 9443.254 | 18.71 | 0 | 0 | 0 | 1 | 0 | 0 | 0 | 0 | 0 | 0 | 0 | 0 | 0 | 0 | 0 | 0 | 0 | 0 | 0 | 0 | 0 | 0 | 0 | 0 | 0 | 0 | 2137.8762
2025-12-05 | 9452.938 | 18.68 | 0 | 0 | 0 | 0 | 1 | 0 | 0 | 0 | 0 | 0 | 0 | 0 | 0 | 0 | 0 | 0 | 0 | 0 | 0 | 0 | 0 | 0 | 0 | 0 | 0 | 0 | 2129.3886
2025-12-05 | 9506.961 | 18.95 | 0 | 0 | 0 | 0 | 0 | 1 | 0 | 0 | 0 | 0 | 0 | 0 | 0 | 0 | 0 | 0 | 0 | 0 | 0 | 0 | 0 | 0 | 0 | 0 | 0 | 0 | 2159.6169
2025-12-05 | 9555.768 | 19.05 | 0 | 0 | 0 | 0 | 0 | 0 | 1 | 0 | 0 | 0 | 0 | 0 | 0 | 0 | 0 | 0 | 0 | 0 | 0 | 0 | 0 | 0 | 0 | 0 | 0 | 0 | 2205.89
2025-12-05 | 9631.91 | 19.07 | 0 | 0 | 0 | 0 | 0 | 0 | 0 | 1 | 0 | 0 | 0 | 0 | 0 | 0 | 0 | 0 | 0 | 0 | 0 | 0 | 0 | 0 | 0 | 0 | 0 | 0 | 2310.5496
2025-12-05 | 9864.639 | 18.8 | 0 | 0 | 0 | 0 | 0 | 0 | 0 | 0 | 1 | 0 | 0 | 0 | 0 | 0 | 0 | 0 | 0 | 0 | 0 | 0 | 0 | 0 | 0 | 0 | 0 | 0 | 2501.7077
2025-12-05 | 10426.935 | 18.51 | 0 | 0 | 0 | 0 | 0 | 0 | 0 | 0 | 0 | 1 | 0 | 0 | 0 | 0 | 0 | 0 | 0 | 0 | 0 | 0 | 0 | 0 | 0 | 0 | 0 | 0 | 2709.118
2025-12-05 | 10938.741 | 18.22 | 0 | 0 | 0 | 0 | 0 | 0 | 0 | 0 | 0 | 0 | 1 | 0 | 0 | 0 | 0 | 0 | 0 | 0 | 0 | 0 | 0 | 0 | 0 | 0 | 0 | 0 | 2933.8382
2025-12-05 | 11285.797 | 17.54 | 0 | 0 | 0 | 0 | 0 | 0 | 0 | 0 | 0 | 0 | 0 | 1 | 0 | 0 | 0 | 0 | 0 | 0 | 0 | 0 | 0 | 0 | 0 | 0 | 0 | 0 | 3088.9205
2025-12-05 | 11506.48 | 16.85 | 0 | 0 | 0 | 0 | 0 | 0 | 0 | 0 | 0 | 0 | 0 | 0 | 1 | 0 | 0 | 0 | 0 | 0 | 0 | 0 | 0 | 0 | 0 | 0 | 0 | 0 | 3165.8674
2025-12-05 | 11586.468 | 16.05 | 0 | 0 | 0 | 0 | 0 | 0 | 0 | 0 | 0 | 0 | 0 | 0 | 0 | 1 | 0 | 0 | 0 | 0 | 0 | 0 | 0 | 0 | 0 | 0 | 0 | 0 | 3142.2848
2025-12-05 | 11509.258 | 15.63 | 0 | 0 | 0 | 0 | 0 | 0 | 0 | 0 | 0 | 0 | 0 | 0 | 0 | 0 | 1 | 0 | 0 | 0 | 0 | 0 | 0 | 0 | 0 | 0 | 0 | 0 | 3106.4041
2025-12-05 | 11402.242 | 15.64 | 0 | 0 | 0 | 0 | 0 | 0 | 0 | 0 | 0 | 0 | 0 | 0 | 0 | 0 | 0 | 1 | 0 | 0 | 0 | 0 | 0 | 0 | 0 | 0 | 0 | 0 | 3082.3732
2025-12-05 | 11443.589 | 15.84 | 0 | 0 | 0 | 0 | 0 | 0 | 0 | 0 | 0 | 0 | 0 | 0 | 0 | 0 | 0 | 0 | 1 | 0 | 0 | 0 | 0 | 0 | 0 | 0 | 0 | 0 | 3032.7138
2025-12-05 | 11279.692 | 16.21 | 0 | 0 | 0 | 0 | 0 | 0 | 0 | 0 | 0 | 0 | 0 | 0 | 0 | 0 | 0 | 0 | 0 | 1 | 0 | 0 | 0 | 0 | 0 | 0 | 0 | 0 | 2927.5044
2025-12-05 | 11228.482 | 16.58 | 0 | 0 | 0 | 0 | 0 | 0 | 0 | 0 | 0 | 0 | 0 | 0 | 0 | 0 | 0 | 0 | 0 | 0 | 1 | 0 | 0 | 0 | 0 | 0 | 0 | 0 | 2776.0302
2025-12-05 | 10890.461 | 17.23 | 0 | 0 | 0 | 0 | 0 | 0 | 0 | 0 | 0 | 0 | 0 | 0 | 0 | 0 | 0 | 0 | 0 | 0 | 0 | 1 | 0 | 0 | 0 | 0 | 0 | 0 | 2671.9575
2025-12-05 | 10505.952 | 17.32 | 0 | 0 | 0 | 0 | 0 | 0 | 0 | 0 | 0 | 0 | 0 | 0 | 0 | 0 | 0 | 0 | 0 | 0 | 0 | 0 | 1 | 0 | 0 | 0 | 0 | 0 | 2615.5163
2025-12-05 | 10252.863 | 17.49 | 0 | 0 | 0 | 0 | 0 | 0 | 0 | 0 | 0 | 0 | 0 | 0 | 0 | 0 | 0 | 0 | 0 | 0 | 0 | 0 | 0 | 1 | 0 | 0 | 0 | 0 | 2563.5523
2025-12-05 | 10026.002 | 17.61 | 0 | 0 | 0 | 0 | 0 | 0 | 0 | 0 | 0 | 0 | 0 | 0 | 0 | 0 | 0 | 0 | 0 | 0 | 0 | 0 | 0 | 0 | 1 | 0 | 0 | 0 | 2470.006
2025-12-05 | 9688.911 | 17.7 | 0 | 0 | 0 | 0 | 0 | 0 | 0 | 0 | 0 | 0 | 0 | 0 | 0 | 0 | 0 | 0 | 0 | 0 | 0 | 0 | 0 | 0 | 0 | 1 | 0 | 0 | 2349.1024
2025-12-05 | 9414.892 | 17.88 | 0 | 0 | 0 | 0 | 0 | 0 | 0 | 0 | 0 | 0 | 0 | 0 | 0 | 0 | 0 | 0 | 0 | 0 | 0 | 0 | 0 | 0 | 0 | 0 | 1 | 0 | 2247.7479
2025-12-05 | 9262.64 | 17.89 | 0 | 0 | 0 | 0 | 0 | 0 | 0 | 0 | 0 | 0 | 0 | 0 | 0 | 0 | 0 | 0 | 0 | 0 | 0 | 0 | 0 | 0 | 0 | 0 | 0 | 1 | 2170.6104
2025-12-06 | 9134.866 | 18.24 | 0 | 1 | 1 | 0 | 0 | 0 | 0 | 0 | 0 | 0 | 0 | 0 | 0 | 0 | 0 | 0 | 0 | 0 | 0 | 0 | 0 | 0 | 0 | 0 | 0 | 0 | 1882.0016
2025-12-06 | 9064.798 | 18.36 | 0 | 1 | 0 | 1 | 0 | 0 | 0 | 0 | 0 | 0 | 0 | 0 | 0 | 0 | 0 | 0 | 0 | 0 | 0 | 0 | 0 | 0 | 0 | 0 | 0 | 0 | 1860.956
2025-12-06 | 9011.949 | 18.39 | 0 | 1 | 0 | 0 | 1 | 0 | 0 | 0 | 0 | 0 | 0 | 0 | 0 | 0 | 0 | 0 | 0 | 0 | 0 | 0 | 0 | 0 | 0 | 0 | 0 | 0 | 1854.4856
2025-12-06 | 9092.516 | 18.46 | 0 | 1 | 0 | 0 | 0 | 1 | 0 | 0 | 0 | 0 | 0 | 0 | 0 | 0 | 0 | 0 | 0 | 0 | 0 | 0 | 0 | 0 | 0 | 0 | 0 | 0 | 1877.9899
2025-12-06 | 9107.708 | 18.58 | 0 | 1 | 0 | 0 | 0 | 0 | 1 | 0 | 0 | 0 | 0 | 0 | 0 | 0 | 0 | 0 | 0 | 0 | 0 | 0 | 0 | 0 | 0 | 0 | 0 | 0 | 1924.9354
2025-12-06 | 9155.959 | 18.6 | 0 | 1 | 0 | 0 | 0 | 0 | 0 | 1 | 0 | 0 | 0 | 0 | 0 | 0 | 0 | 0 | 0 | 0 | 0 | 0 | 0 | 0 | 0 | 0 | 0 | 0 | 2029.595
2025-12-06 | 9291.194 | 18.72 | 0 | 1 | 0 | 0 | 0 | 0 | 0 | 0 | 1 | 0 | 0 | 0 | 0 | 0 | 0 | 0 | 0 | 0 | 0 | 0 | 0 | 0 | 0 | 0 | 0 | 0 | 2233.865
2025-12-06 | 9502.931 | 18.44 | 0 | 1 | 0 | 0 | 0 | 0 | 0 | 0 | 0 | 1 | 0 | 0 | 0 | 0 | 0 | 0 | 0 | 0 | 0 | 0 | 0 | 0 | 0 | 0 | 0 | 0 | 2441.6115
2025-12-06 | 9695.977 | 18.33 | 0 | 1 | 0 | 0 | 0 | 0 | 0 | 0 | 0 | 0 | 1 | 0 | 0 | 0 | 0 | 0 | 0 | 0 | 0 | 0 | 0 | 0 | 0 | 0 | 0 | 0 | 2672.3834
2025-12-06 | 10071.432 | 17.67 | 0 | 1 | 0 | 0 | 0 | 0 | 0 | 0 | 0 | 0 | 0 | 1 | 0 | 0 | 0 | 0 | 0 | 0 | 0 | 0 | 0 | 0 | 0 | 0 | 0 | 0 | 2828.1381
2025-12-06 | 10348.397 | 17.13 | 0 | 1 | 0 | 0 | 0 | 0 | 0 | 0 | 0 | 0 | 0 | 0 | 1 | 0 | 0 | 0 | 0 | 0 | 0 | 0 | 0 | 0 | 0 | 0 | 0 | 0 | 2910.128
2025-12-06 | 10458.181 | 16.75 | 0 | 1 | 0 | 0 | 0 | 0 | 0 | 0 | 0 | 0 | 0 | 0 | 0 | 1 | 0 | 0 | 0 | 0 | 0 | 0 | 0 | 0 | 0 | 0 | 0 | 0 | 2900.6659
2025-12-06 | 10471.666 | 16.54 | 0 | 1 | 0 | 0 | 0 | 0 | 0 | 0 | 0 | 0 | 0 | 0 | 0 | 0 | 1 | 0 | 0 | 0 | 0 | 0 | 0 | 0 | 0 | 0 | 0 | 0 | 2871.8455
2025-12-06 | 10410.206 | 16.02 | 0 | 1 | 0 | 0 | 0 | 0 | 0 | 0 | 0 | 0 | 0 | 0 | 0 | 0 | 0 | 1 | 0 | 0 | 0 | 0 | 0 | 0 | 0 | 0 | 0 | 0 | 2829.9959
2025-12-06 | 10337.681 | 16.31 | 0 | 1 | 0 | 0 | 0 | 0 | 0 | 0 | 0 | 0 | 0 | 0 | 0 | 0 | 0 | 0 | 1 | 0 | 0 | 0 | 0 | 0 | 0 | 0 | 0 | 0 | 2783.3623
2025-12-06 | 10319.396 | 16.38 | 0 | 1 | 0 | 0 | 0 | 0 | 0 | 0 | 0 | 0 | 0 | 0 | 0 | 0 | 0 | 0 | 0 | 1 | 0 | 0 | 0 | 0 | 0 | 0 | 0 | 0 | 2668.0667
2025-12-06 | 10316.524 | 16.84 | 0 | 1 | 0 | 0 | 0 | 0 | 0 | 0 | 0 | 0 | 0 | 0 | 0 | 0 | 0 | 0 | 0 | 0 | 1 | 0 | 0 | 0 | 0 | 0 | 0 | 0 | 2519.6184
2025-12-06 | 10316.727 | 17.4 | 0 | 1 | 0 | 0 | 0 | 0 | 0 | 0 | 0 | 0 | 0 | 0 | 0 | 0 | 0 | 0 | 0 | 0 | 0 | 1 | 0 | 0 | 0 | 0 | 0 | 0 | 2412.5199
2025-12-06 | 10058.48 | 17.96 | 0 | 1 | 0 | 0 | 0 | 0 | 0 | 0 | 0 | 0 | 0 | 0 | 0 | 0 | 0 | 0 | 0 | 0 | 0 | 0 | 1 | 0 | 0 | 0 | 0 | 0 | 2371.8802
2025-12-06 | 9915.025 | 18.21 | 0 | 1 | 0 | 0 | 0 | 0 | 0 | 0 | 0 | 0 | 0 | 0 | 0 | 0 | 0 | 0 | 0 | 0 | 0 | 0 | 0 | 1 | 0 | 0 | 0 | 0 | 2322.6058
2025-12-06 | 9757.449 | 18.34 | 0 | 1 | 0 | 0 | 0 | 0 | 0 | 0 | 0 | 0 | 0 | 0 | 0 | 0 | 0 | 0 | 0 | 0 | 0 | 0 | 0 | 0 | 1 | 0 | 0 | 0 | 2229.3957
2025-12-06 | 9612.145 | 18.42 | 0 | 1 | 0 | 0 | 0 | 0 | 0 | 0 | 0 | 0 | 0 | 0 | 0 | 0 | 0 | 0 | 0 | 0 | 0 | 0 | 0 | 0 | 0 | 1 | 0 | 0 | 2108.1559
2025-12-06 | 9354.932 | 18.8 | 0 | 1 | 0 | 0 | 0 | 0 | 0 | 0 | 0 | 0 | 0 | 0 | 0 | 0 | 0 | 0 | 0 | 0 | 0 | 0 | 0 | 0 | 0 | 0 | 1 | 0 | 2013.5255
2025-12-06 | 9185.211 | 19.28 | 0 | 1 | 0 | 0 | 0 | 0 | 0 | 0 | 0 | 0 | 0 | 0 | 0 | 0 | 0 | 0 | 0 | 0 | 0 | 0 | 0 | 0 | 0 | 0 | 0 | 1 | 1952.1896
2025-12-07 | 9037.563 | 19.3 | 0 | 1 | 1 | 0 | 0 | 0 | 0 | 0 | 0 | 0 | 0 | 0 | 0 | 0 | 0 | 0 | 0 | 0 | 0 | 0 | 0 | 0 | 0 | 0 | 0 | 0 | 1917.6391
2025-12-07 | 8974.999 | 19.24 | 0 | 1 | 0 | 1 | 0 | 0 | 0 | 0 | 0 | 0 | 0 | 0 | 0 | 0 | 0 | 0 | 0 | 0 | 0 | 0 | 0 | 0 | 0 | 0 | 0 | 0 | 1890.5419
2025-12-07 | 8980.639 | 19.25 | 0 | 1 | 0 | 0 | 1 | 0 | 0 | 0 | 0 | 0 | 0 | 0 | 0 | 0 | 0 | 0 | 0 | 0 | 0 | 0 | 0 | 0 | 0 | 0 | 0 | 0 | 1883.3991
2025-12-07 | 9009.159 | 19.43 | 0 | 1 | 0 | 0 | 0 | 1 | 0 | 0 | 0 | 0 | 0 | 0 | 0 | 0 | 0 | 0 | 0 | 0 | 0 | 0 | 0 | 0 | 0 | 0 | 0 | 0 | 1910.6016
2025-12-07 | 8955.072 | 19.56 | 0 | 1 | 0 | 0 | 0 | 0 | 1 | 0 | 0 | 0 | 0 | 0 | 0 | 0 | 0 | 0 | 0 | 0 | 0 | 0 | 0 | 0 | 0 | 0 | 0 | 0 | 1957.8833
2025-12-07 | 9014.217 | 19.95 | 0 | 1 | 0 | 0 | 0 | 0 | 0 | 1 | 0 | 0 | 0 | 0 | 0 | 0 | 0 | 0 | 0 | 0 | 0 | 0 | 0 | 0 | 0 | 0 | 0 | 0 | 2074.9824
2025-12-07 | 9142.208 | 20.24 | 0 | 1 | 0 | 0 | 0 | 0 | 0 | 0 | 1 | 0 | 0 | 0 | 0 | 0 | 0 | 0 | 0 | 0 | 0 | 0 | 0 | 0 | 0 | 0 | 0 | 0 | 2284.9679
2025-12-07 | 9431.898 | 20.17 | 0 | 1 | 0 | 0 | 0 | 0 | 0 | 0 | 0 | 1 | 0 | 0 | 0 | 0 | 0 | 0 | 0 | 0 | 0 | 0 | 0 | 0 | 0 | 0 | 0 | 0 | 2499.7747
2025-12-07 | 9390.769 | 20.27 | 0 | 1 | 0 | 0 | 0 | 0 | 0 | 0 | 0 | 0 | 1 | 0 | 0 | 0 | 0 | 0 | 0 | 0 | 0 | 0 | 0 | 0 | 0 | 0 | 0 | 0 | 2737.6068
2025-12-07 | 9714.418 | 19.75 | 0 | 1 | 0 | 0 | 0 | 0 | 0 | 0 | 0 | 0 | 0 | 1 | 0 | 0 | 0 | 0 | 0 | 0 | 0 | 0 | 0 | 0 | 0 | 0 | 0 | 0 | 2898.0683
2025-12-07 | 9936.716 | 19.34 | 0 | 1 | 0 | 0 | 0 | 0 | 0 | 0 | 0 | 0 | 0 | 0 | 1 | 0 | 0 | 0 | 0 | 0 | 0 | 0 | 0 | 0 | 0 | 0 | 0 | 0 | 2984.4289
2025-12-07 | 10017.856 | 18.51 | 0 | 1 | 0 | 0 | 0 | 0 | 0 | 0 | 0 | 0 | 0 | 0 | 0 | 1 | 0 | 0 | 0 | 0 | 0 | 0 | 0 | 0 | 0 | 0 | 0 | 0 | 2959.8377
2025-12-07 | 10075.347 | 18.1 | 0 | 1 | 0 | 0 | 0 | 0 | 0 | 0 | 0 | 0 | 0 | 0 | 0 | 0 | 1 | 0 | 0 | 0 | 0 | 0 | 0 | 0 | 0 | 0 | 0 | 0 | 2924.2933
2025-12-07 | 10010.021 | 17.81 | 0 | 1 | 0 | 0 | 0 | 0 | 0 | 0 | 0 | 0 | 0 | 0 | 0 | 0 | 0 | 1 | 0 | 0 | 0 | 0 | 0 | 0 | 0 | 0 | 0 | 0 | 2890.1762
2025-12-07 | 10059.206 | 17.87 | 0 | 1 | 0 | 0 | 0 | 0 | 0 | 0 | 0 | 0 | 0 | 0 | 0 | 0 | 0 | 0 | 1 | 0 | 0 | 0 | 0 | 0 | 0 | 0 | 0 | 0 | 2835.81
2025-12-07 | 10032.885 | 17.87 | 0 | 1 | 0 | 0 | 0 | 0 | 0 | 0 | 0 | 0 | 0 | 0 | 0 | 0 | 0 | 0 | 0 | 1 | 0 | 0 | 0 | 0 | 0 | 0 | 0 | 0 | 2718.161
2025-12-07 | 10027.828 | 18.27 | 0 | 1 | 0 | 0 | 0 | 0 | 0 | 0 | 0 | 0 | 0 | 0 | 0 | 0 | 0 | 0 | 0 | 0 | 1 | 0 | 0 | 0 | 0 | 0 | 0 | 0 | 2567.6955
2025-12-07 | 10147.892 | 18.52 | 0 | 1 | 0 | 0 | 0 | 0 | 0 | 0 | 0 | 0 | 0 | 0 | 0 | 0 | 0 | 0 | 0 | 0 | 0 | 1 | 0 | 0 | 0 | 0 | 0 | 0 | 2450.1746
2025-12-07 | 10089.856 | 18.75 | 0 | 1 | 0 | 0 | 0 | 0 | 0 | 0 | 0 | 0 | 0 | 0 | 0 | 0 | 0 | 0 | 0 | 0 | 0 | 0 | 1 | 0 | 0 | 0 | 0 | 0 | 2398.4403
2025-12-07 | 9876.586 | 18.64 | 0 | 1 | 0 | 0 | 0 | 0 | 0 | 0 | 0 | 0 | 0 | 0 | 0 | 0 | 0 | 0 | 0 | 0 | 0 | 0 | 0 | 1 | 0 | 0 | 0 | 0 | 2337.0626
2025-12-07 | 9731.725 | 19.02 | 0 | 1 | 0 | 0 | 0 | 0 | 0 | 0 | 0 | 0 | 0 | 0 | 0 | 0 | 0 | 0 | 0 | 0 | 0 | 0 | 0 | 0 | 1 | 0 | 0 | 0 | 2252.2576
2025-12-07 | 9607.6 | 19.22 | 0 | 1 | 0 | 0 | 0 | 0 | 0 | 0 | 0 | 0 | 0 | 0 | 0 | 0 | 0 | 0 | 0 | 0 | 0 | 0 | 0 | 0 | 0 | 1 | 0 | 0 | 2135.0522
2025-12-07 | 9442.429 | 19.54 | 0 | 1 | 0 | 0 | 0 | 0 | 0 | 0 | 0 | 0 | 0 | 0 | 0 | 0 | 0 | 0 | 0 | 0 | 0 | 0 | 0 | 0 | 0 | 0 | 1 | 0 | 2038.4045
2025-12-07 | 9336.12 | 19.48 | 0 | 1 | 0 | 0 | 0 | 0 | 0 | 0 | 0 | 0 | 0 | 0 | 0 | 0 | 0 | 0 | 0 | 0 | 0 | 0 | 0 | 0 | 0 | 0 | 0 | 1 | 1958.9137
2025-12-08 | 8575.474 | 19.66 | 0 | 0 | 1 | 0 | 0 | 0 | 0 | 0 | 0 | 0 | 0 | 0 | 0 | 0 | 0 | 0 | 0 | 0 | 0 | 0 | 0 | 0 | 0 | 0 | 0 | 0 | 2194.8955
2025-12-08 | 8414.398 | 19.57 | 0 | 0 | 0 | 1 | 0 | 0 | 0 | 0 | 0 | 0 | 0 | 0 | 0 | 0 | 0 | 0 | 0 | 0 | 0 | 0 | 0 | 0 | 0 | 0 | 0 | 0 | 2166.7897
2025-12-08 | 8564.051 | 19.7 | 0 | 0 | 0 | 0 | 1 | 0 | 0 | 0 | 0 | 0 | 0 | 0 | 0 | 0 | 0 | 0 | 0 | 0 | 0 | 0 | 0 | 0 | 0 | 0 | 0 | 0 | 2163.6813
2025-12-08 | 8662.979 | 20.03 | 0 | 0 | 0 | 0 | 0 | 1 | 0 | 0 | 0 | 0 | 0 | 0 | 0 | 0 | 0 | 0 | 0 | 0 | 0 | 0 | 0 | 0 | 0 | 0 | 0 | 0 | 2195.9269
2025-12-08 | 8680.487 | 20.31 | 0 | 0 | 0 | 0 | 0 | 0 | 1 | 0 | 0 | 0 | 0 | 0 | 0 | 0 | 0 | 0 | 0 | 0 | 0 | 0 | 0 | 0 | 0 | 0 | 0 | 0 | 2248.2516
2025-12-08 | 8926.258 | 20.26 | 0 | 0 | 0 | 0 | 0 | 0 | 0 | 1 | 0 | 0 | 0 | 0 | 0 | 0 | 0 | 0 | 0 | 0 | 0 | 0 | 0 | 0 | 0 | 0 | 0 | 0 | 2350.5578
2025-12-08 | 9219.253 | 20.25 | 0 | 0 | 0 | 0 | 0 | 0 | 0 | 0 | 1 | 0 | 0 | 0 | 0 | 0 | 0 | 0 | 0 | 0 | 0 | 0 | 0 | 0 | 0 | 0 | 0 | 0 | 2550.4572
2025-12-08 | 13762.385 | 20.28 | 0 | 0 | 0 | 0 | 0 | 0 | 0 | 0 | 0 | 1 | 0 | 0 | 0 | 0 | 0 | 0 | 0 | 0 | 0 | 0 | 0 | 0 | 0 | 0 | 0 | 0 | 2768.626
2025-12-08 | 14321.528 | 20.03 | 0 | 0 | 0 | 0 | 0 | 0 | 0 | 0 | 0 | 0 | 1 | 0 | 0 | 0 | 0 | 0 | 0 | 0 | 0 | 0 | 0 | 0 | 0 | 0 | 0 | 0 | 2994.691
2025-12-08 | 17010.056 | 19.31 | 0 | 0 | 0 | 0 | 0 | 0 | 0 | 0 | 0 | 0 | 0 | 1 | 0 | 0 | 0 | 0 | 0 | 0 | 0 | 0 | 0 | 0 | 0 | 0 | 0 | 0 | 3148.4285
2025-12-08 | 17838.425 | 18.42 | 0 | 0 | 0 | 0 | 0 | 0 | 0 | 0 | 0 | 0 | 0 | 0 | 1 | 0 | 0 | 0 | 0 | 0 | 0 | 0 | 0 | 0 | 0 | 0 | 0 | 0 | 3218.6513
2025-12-08 | 16256.638 | 17.37 | 0 | 0 | 0 | 0 | 0 | 0 | 0 | 0 | 0 | 0 | 0 | 0 | 0 | 1 | 0 | 0 | 0 | 0 | 0 | 0 | 0 | 0 | 0 | 0 | 0 | 0 | 3186.6636
2025-12-08 | 14205.88 | 16.87 | 0 | 0 | 0 | 0 | 0 | 0 | 0 | 0 | 0 | 0 | 0 | 0 | 0 | 0 | 1 | 0 | 0 | 0 | 0 | 0 | 0 | 0 | 0 | 0 | 0 | 0 | 3148.0933
2025-12-08 | 15787.102 | 16.31 | 0 | 0 | 0 | 0 | 0 | 0 | 0 | 0 | 0 | 0 | 0 | 0 | 0 | 0 | 0 | 1 | 0 | 0 | 0 | 0 | 0 | 0 | 0 | 0 | 0 | 0 | 3104.8988
2025-12-08 | 15027.008 | 16.41 | 0 | 0 | 0 | 0 | 0 | 0 | 0 | 0 | 0 | 0 | 0 | 0 | 0 | 0 | 0 | 0 | 1 | 0 | 0 | 0 | 0 | 0 | 0 | 0 | 0 | 0 | 3051.8774
2025-12-08 | 17511.218 | 16.56 | 0 | 0 | 0 | 0 | 0 | 0 | 0 | 0 | 0 | 0 | 0 | 0 | 0 | 0 | 0 | 0 | 0 | 1 | 0 | 0 | 0 | 0 | 0 | 0 | 0 | 0 | 2939.2715
2025-12-08 | 16092.601 | 17.04 | 0 | 0 | 0 | 0 | 0 | 0 | 0 | 0 | 0 | 0 | 0 | 0 | 0 | 0 | 0 | 0 | 0 | 0 | 1 | 0 | 0 | 0 | 0 | 0 | 0 | 0 | 2791.4956
2025-12-08 | 10783.482 | 17.53 | 0 | 0 | 0 | 0 | 0 | 0 | 0 | 0 | 0 | 0 | 0 | 0 | 0 | 0 | 0 | 0 | 0 | 0 | 0 | 1 | 0 | 0 | 0 | 0 | 0 | 0 | 2682.0436
2025-12-08 | 10564.158 | 17.82 | 0 | 0 | 0 | 0 | 0 | 0 | 0 | 0 | 0 | 0 | 0 | 0 | 0 | 0 | 0 | 0 | 0 | 0 | 0 | 0 | 1 | 0 | 0 | 0 | 0 | 0 | 2632.3265
2025-12-08 | 10214.713 | 18.22 | 0 | 0 | 0 | 0 | 0 | 0 | 0 | 0 | 0 | 0 | 0 | 0 | 0 | 0 | 0 | 0 | 0 | 0 | 0 | 0 | 0 | 1 | 0 | 0 | 0 | 0 | 2588.0951
2025-12-08 | 10148.733 | 18.18 | 0 | 0 | 0 | 0 | 0 | 0 | 0 | 0 | 0 | 0 | 0 | 0 | 0 | 0 | 0 | 0 | 0 | 0 | 0 | 0 | 0 | 0 | 1 | 0 | 0 | 0 | 2489.1696
2025-12-08 | 9165.411 | 18.06 | 0 | 0 | 0 | 0 | 0 | 0 | 0 | 0 | 0 | 0 | 0 | 0 | 0 | 0 | 0 | 0 | 0 | 0 | 0 | 0 | 0 | 0 | 0 | 1 | 0 | 0 | 2361.2057
2025-12-08 | 8682.237 | 18.15 | 0 | 0 | 0 | 0 | 0 | 0 | 0 | 0 | 0 | 0 | 0 | 0 | 0 | 0 | 0 | 0 | 0 | 0 | 0 | 0 | 0 | 0 | 0 | 0 | 1 | 0 | 2256.8254
2025-12-08 | 8537.255 | 18.39 | 0 | 0 | 0 | 0 | 0 | 0 | 0 | 0 | 0 | 0 | 0 | 0 | 0 | 0 | 0 | 0 | 0 | 0 | 0 | 0 | 0 | 0 | 0 | 0 | 0 | 1 | 2187.4206
2025-12-09 | 8637.3 | 18.39 | 0 | 0 | 1 | 0 | 0 | 0 | 0 | 0 | 0 | 0 | 0 | 0 | 0 | 0 | 0 | 0 | 0 | 0 | 0 | 0 | 0 | 0 | 0 | 0 | 0 | 0 | 2152.1977
2025-12-09 | 8616.412 | 18.54 | 0 | 0 | 0 | 1 | 0 | 0 | 0 | 0 | 0 | 0 | 0 | 0 | 0 | 0 | 0 | 0 | 0 | 0 | 0 | 0 | 0 | 0 | 0 | 0 | 0 | 0 | 2132.1607
2025-12-09 | 8753.487 | 18.43 | 0 | 0 | 0 | 0 | 1 | 0 | 0 | 0 | 0 | 0 | 0 | 0 | 0 | 0 | 0 | 0 | 0 | 0 | 0 | 0 | 0 | 0 | 0 | 0 | 0 | 0 | 2120.9835
2025-12-09 | 8629.09 | 18.64 | 0 | 0 | 0 | 0 | 0 | 1 | 0 | 0 | 0 | 0 | 0 | 0 | 0 | 0 | 0 | 0 | 0 | 0 | 0 | 0 | 0 | 0 | 0 | 0 | 0 | 0 | 2149.1946
2025-12-09 | 8844.253 | 18.86 | 0 | 0 | 0 | 0 | 0 | 0 | 1 | 0 | 0 | 0 | 0 | 0 | 0 | 0 | 0 | 0 | 0 | 0 | 0 | 0 | 0 | 0 | 0 | 0 | 0 | 0 | 2199.5022
2025-12-09 | 8734.011 | 19.09 | 0 | 0 | 0 | 0 | 0 | 0 | 0 | 1 | 0 | 0 | 0 | 0 | 0 | 0 | 0 | 0 | 0 | 0 | 0 | 0 | 0 | 0 | 0 | 0 | 0 | 0 | 2311.222
2025-12-09 | 8943.391 | 18.95 | 0 | 0 | 0 | 0 | 0 | 0 | 0 | 0 | 1 | 0 | 0 | 0 | 0 | 0 | 0 | 0 | 0 | 0 | 0 | 0 | 0 | 0 | 0 | 0 | 0 | 0 | 2506.7507
2025-12-09 | 10798.426 | 18.91 | 0 | 0 | 0 | 0 | 0 | 0 | 0 | 0 | 0 | 1 | 0 | 0 | 0 | 0 | 0 | 0 | 0 | 0 | 0 | 0 | 0 | 0 | 0 | 0 | 0 | 0 | 2722.5661
2025-12-09 | 15554.304 | 18.75 | 0 | 0 | 0 | 0 | 0 | 0 | 0 | 0 | 0 | 0 | 1 | 0 | 0 | 0 | 0 | 0 | 0 | 0 | 0 | 0 | 0 | 0 | 0 | 0 | 0 | 0 | 2951.657
2025-12-09 | 16333.793 | 18.23 | 0 | 0 | 0 | 0 | 0 | 0 | 0 | 0 | 0 | 0 | 0 | 1 | 0 | 0 | 0 | 0 | 0 | 0 | 0 | 0 | 0 | 0 | 0 | 0 | 0 | 0 | 3112.1185
2025-12-09 | 15988.059 | 17.7 | 0 | 0 | 0 | 0 | 0 | 0 | 0 | 0 | 0 | 0 | 0 | 0 | 1 | 0 | 0 | 0 | 0 | 0 | 0 | 0 | 0 | 0 | 0 | 0 | 0 | 0 | 3194.4446
2025-12-09 | 15894.636 | 17.2 | 0 | 0 | 0 | 0 | 0 | 0 | 0 | 0 | 0 | 0 | 0 | 0 | 0 | 1 | 0 | 0 | 0 | 0 | 0 | 0 | 0 | 0 | 0 | 0 | 0 | 0 | 3180.9482
2025-12-09 | 15402.221 | 16.85 | 0 | 0 | 0 | 0 | 0 | 0 | 0 | 0 | 0 | 0 | 0 | 0 | 0 | 0 | 1 | 0 | 0 | 0 | 0 | 0 | 0 | 0 | 0 | 0 | 0 | 0 | 3147.4209
2025-12-09 | 15165.178 | 16.57 | 0 | 0 | 0 | 0 | 0 | 0 | 0 | 0 | 0 | 0 | 0 | 0 | 0 | 0 | 0 | 1 | 0 | 0 | 0 | 0 | 0 | 0 | 0 | 0 | 0 | 0 | 3113.6401
2025-12-09 | 15167.014 | 16.37 | 0 | 0 | 0 | 0 | 0 | 0 | 0 | 0 | 0 | 0 | 0 | 0 | 0 | 0 | 0 | 0 | 1 | 0 | 0 | 0 | 0 | 0 | 0 | 0 | 0 | 0 | 3050.5326
2025-12-09 | 12992.497 | 16.26 | 0 | 0 | 0 | 0 | 0 | 0 | 0 | 0 | 0 | 0 | 0 | 0 | 0 | 0 | 0 | 0 | 0 | 1 | 0 | 0 | 0 | 0 | 0 | 0 | 0 | 0 | 2929.1854
2025-12-09 | 11357.927 | 16.27 | 0 | 0 | 0 | 0 | 0 | 0 | 0 | 0 | 0 | 0 | 0 | 0 | 0 | 0 | 0 | 0 | 0 | 0 | 1 | 0 | 0 | 0 | 0 | 0 | 0 | 0 | 2765.6079
2025-12-09 | 7974.415 | 16.54 | 0 | 0 | 0 | 0 | 0 | 0 | 0 | 0 | 0 | 0 | 0 | 0 | 0 | 0 | 0 | 0 | 0 | 0 | 0 | 1 | 0 | 0 | 0 | 0 | 0 | 0 | 2648.7595
2025-12-09 | 7407.301 | 16.48 | 0 | 0 | 0 | 0 | 0 | 0 | 0 | 0 | 0 | 0 | 0 | 0 | 0 | 0 | 0 | 0 | 0 | 0 | 0 | 0 | 1 | 0 | 0 | 0 | 0 | 0 | 2587.2752
2025-12-09 | 7037.023 | 16.47 | 0 | 0 | 0 | 0 | 0 | 0 | 0 | 0 | 0 | 0 | 0 | 0 | 0 | 0 | 0 | 0 | 0 | 0 | 0 | 0 | 0 | 1 | 0 | 0 | 0 | 0 | 2529.2595
2025-12-09 | 6864.556 | 16.53 | 0 | 0 | 0 | 0 | 0 | 0 | 0 | 0 | 0 | 0 | 0 | 0 | 0 | 0 | 0 | 0 | 0 | 0 | 0 | 0 | 0 | 0 | 1 | 0 | 0 | 0 | 2433.696
2025-12-09 | 6588.018 | 16.73 | 0 | 0 | 0 | 0 | 0 | 0 | 0 | 0 | 0 | 0 | 0 | 0 | 0 | 0 | 0 | 0 | 0 | 0 | 0 | 0 | 0 | 0 | 0 | 1 | 0 | 0 | 2316.4907
2025-12-09 | 6243.395 | 16.64 | 0 | 0 | 0 | 0 | 0 | 0 | 0 | 0 | 0 | 0 | 0 | 0 | 0 | 0 | 0 | 0 | 0 | 0 | 0 | 0 | 0 | 0 | 0 | 0 | 1 | 0 | 2206.0587
2025-12-09 | 6057.625 | 16.54 | 0 | 0 | 0 | 0 | 0 | 0 | 0 | 0 | 0 | 0 | 0 | 0 | 0 | 0 | 0 | 0 | 0 | 0 | 0 | 0 | 0 | 0 | 0 | 0 | 0 | 1 | 2125.223
2025-12-10 | 5850.372 | 16.47 | 0 | 0 | 1 | 0 | 0 | 0 | 0 | 0 | 0 | 0 | 0 | 0 | 0 | 0 | 0 | 0 | 0 | 0 | 0 | 0 | 0 | 0 | 0 | 0 | 0 | 0 | 2087.6467
2025-12-10 | 5866.619 | 16.48 | 0 | 0 | 0 | 1 | 0 | 0 | 0 | 0 | 0 | 0 | 0 | 0 | 0 | 0 | 0 | 0 | 0 | 0 | 0 | 0 | 0 | 0 | 0 | 0 | 0 | 0 | 2062.9029
2025-12-10 | 5851.148 | 16.6 | 0 | 0 | 0 | 0 | 1 | 0 | 0 | 0 | 0 | 0 | 0 | 0 | 0 | 0 | 0 | 0 | 0 | 0 | 0 | 0 | 0 | 0 | 0 | 0 | 0 | 0 | 2059.4583
2025-12-10 | 5824.708 | 16.98 | 0 | 0 | 0 | 0 | 0 | 1 | 0 | 0 | 0 | 0 | 0 | 0 | 0 | 0 | 0 | 0 | 0 | 0 | 0 | 0 | 0 | 0 | 0 | 0 | 0 | 0 | 2093.3849
2025-12-10 | 5937.615 | 17.48 | 0 | 0 | 0 | 0 | 0 | 0 | 1 | 0 | 0 | 0 | 0 | 0 | 0 | 0 | 0 | 0 | 0 | 0 | 0 | 0 | 0 | 0 | 0 | 0 | 0 | 0 | 2153.1061
2025-12-10 | 6053.731 | 17.62 | 0 | 0 | 0 | 0 | 0 | 0 | 0 | 1 | 0 | 0 | 0 | 0 | 0 | 0 | 0 | 0 | 0 | 0 | 0 | 0 | 0 | 0 | 0 | 0 | 0 | 0 | 2261.8002
2025-12-10 | 6276.361 | 17.88 | 0 | 0 | 0 | 0 | 0 | 0 | 0 | 0 | 1 | 0 | 0 | 0 | 0 | 0 | 0 | 0 | 0 | 0 | 0 | 0 | 0 | 0 | 0 | 0 | 0 | 0 | 2470.777
2025-12-10 | 6471.804 | 17.79 | 0 | 0 | 0 | 0 | 0 | 0 | 0 | 0 | 0 | 1 | 0 | 0 | 0 | 0 | 0 | 0 | 0 | 0 | 0 | 0 | 0 | 0 | 0 | 0 | 0 | 0 | 2684.9114
2025-12-10 | 6400.626 | 17.8 | 0 | 0 | 0 | 0 | 0 | 0 | 0 | 0 | 0 | 0 | 1 | 0 | 0 | 0 | 0 | 0 | 0 | 0 | 0 | 0 | 0 | 0 | 0 | 0 | 0 | 0 | 2919.7177
2025-12-10 | 6811.613 | 17.65 | 0 | 0 | 0 | 0 | 0 | 0 | 0 | 0 | 0 | 0 | 0 | 1 | 0 | 0 | 0 | 0 | 0 | 0 | 0 | 0 | 0 | 0 | 0 | 0 | 0 | 0 | 3092.6188
2025-12-10 | 7049.777 | 17.24 | 0 | 0 | 0 | 0 | 0 | 0 | 0 | 0 | 0 | 0 | 0 | 0 | 1 | 0 | 0 | 0 | 0 | 0 | 0 | 0 | 0 | 0 | 0 | 0 | 0 | 0 | 3178.9793
2025-12-10 | 7176.189 | 16.95 | 0 | 0 | 0 | 0 | 0 | 0 | 0 | 0 | 0 | 0 | 0 | 0 | 0 | 1 | 0 | 0 | 0 | 0 | 0 | 0 | 0 | 0 | 0 | 0 | 0 | 0 | 3172.5431
2025-12-10 | 7128.426 | 16.67 | 0 | 0 | 0 | 0 | 0 | 0 | 0 | 0 | 0 | 0 | 0 | 0 | 0 | 0 | 1 | 0 | 0 | 0 | 0 | 0 | 0 | 0 | 0 | 0 | 0 | 0 | 3141.3693
2025-12-10 | 7090.131 | 16.15 | 0 | 0 | 0 | 0 | 0 | 0 | 0 | 0 | 0 | 0 | 0 | 0 | 0 | 0 | 0 | 1 | 0 | 0 | 0 | 0 | 0 | 0 | 0 | 0 | 0 | 0 | 3099.5196
2025-12-10 | 5353.901 | 16.06 | 0 | 0 | 0 | 0 | 0 | 0 | 0 | 0 | 0 | 0 | 0 | 0 | 0 | 0 | 0 | 0 | 1 | 0 | 0 | 0 | 0 | 0 | 0 | 0 | 0 | 0 | 3040.1103
2025-12-10 | 5238.447 | 16.33 | 0 | 0 | 0 | 0 | 0 | 0 | 0 | 0 | 0 | 0 | 0 | 0 | 0 | 0 | 0 | 0 | 0 | 1 | 0 | 0 | 0 | 0 | 0 | 0 | 0 | 0 | 2931.5388
2025-12-10 | 5137.853 | 16.73 | 0 | 0 | 0 | 0 | 0 | 0 | 0 | 0 | 0 | 0 | 0 | 0 | 0 | 0 | 0 | 0 | 0 | 0 | 1 | 0 | 0 | 0 | 0 | 0 | 0 | 0 | 2781.0733
2025-12-10 | 4850.201 | 17.23 | 0 | 0 | 0 | 0 | 0 | 0 | 0 | 0 | 0 | 0 | 0 | 0 | 0 | 0 | 0 | 0 | 0 | 0 | 0 | 1 | 0 | 0 | 0 | 0 | 0 | 0 | 2671.9575
2025-12-10 | 4538.479 | 17.57 | 0 | 0 | 0 | 0 | 0 | 0 | 0 | 0 | 0 | 0 | 0 | 0 | 0 | 0 | 0 | 0 | 0 | 0 | 0 | 0 | 1 | 0 | 0 | 0 | 0 | 0 | 2623.9214
2025-12-10 | 4327.502 | 17.79 | 0 | 0 | 0 | 0 | 0 | 0 | 0 | 0 | 0 | 0 | 0 | 0 | 0 | 0 | 0 | 0 | 0 | 0 | 0 | 0 | 0 | 1 | 0 | 0 | 0 | 0 | 2573.6384
2025-12-10 | 4092.008 | 18 | 0 | 0 | 0 | 0 | 0 | 0 | 0 | 0 | 0 | 0 | 0 | 0 | 0 | 0 | 0 | 0 | 0 | 0 | 0 | 0 | 0 | 0 | 1 | 0 | 0 | 0 | 2483.1179
2025-12-10 | 3870.156 | 18.33 | 0 | 0 | 0 | 0 | 0 | 0 | 0 | 0 | 0 | 0 | 0 | 0 | 0 | 0 | 0 | 0 | 0 | 0 | 0 | 0 | 0 | 0 | 0 | 1 | 0 | 0 | 2370.2832
2025-12-10 | 3633.884 | 18.62 | 0 | 0 | 0 | 0 | 0 | 0 | 0 | 0 | 0 | 0 | 0 | 0 | 0 | 0 | 0 | 0 | 0 | 0 | 0 | 0 | 0 | 0 | 0 | 0 | 1 | 0 | 2272.6269
2025-12-10 | 3552.231 | 18.98 | 0 | 0 | 0 | 0 | 0 | 0 | 0 | 0 | 0 | 0 | 0 | 0 | 0 | 0 | 0 | 0 | 0 | 0 | 0 | 0 | 0 | 0 | 0 | 0 | 0 | 1 | 2207.2566
2025-12-11 | 3525.688 | 19.09 | 0 | 0 | 1 | 0 | 0 | 0 | 0 | 0 | 0 | 0 | 0 | 0 | 0 | 0 | 0 | 0 | 0 | 0 | 0 | 0 | 0 | 0 | 0 | 0 | 0 | 0 | 2175.7319
2025-12-11 | 3526.851 | 19.4 | 0 | 0 | 0 | 1 | 0 | 0 | 0 | 0 | 0 | 0 | 0 | 0 | 0 | 0 | 0 | 0 | 0 | 0 | 0 | 0 | 0 | 0 | 0 | 0 | 0 | 0 | 2161.0742
2025-12-11 | 3533.082 | 19.85 | 0 | 0 | 0 | 0 | 1 | 0 | 0 | 0 | 0 | 0 | 0 | 0 | 0 | 0 | 0 | 0 | 0 | 0 | 0 | 0 | 0 | 0 | 0 | 0 | 0 | 0 | 2168.7244
2025-12-11 | 3567.439 | 19.91 | 0 | 0 | 0 | 0 | 0 | 1 | 0 | 0 | 0 | 0 | 0 | 0 | 0 | 0 | 0 | 0 | 0 | 0 | 0 | 0 | 0 | 0 | 0 | 0 | 0 | 0 | 2191.8924
2025-12-11 | 3699.622 | 20.03 | 0 | 0 | 0 | 0 | 0 | 0 | 1 | 0 | 0 | 0 | 0 | 0 | 0 | 0 | 0 | 0 | 0 | 0 | 0 | 0 | 0 | 0 | 0 | 0 | 0 | 0 | 2238.838
2025-12-11 | 3878.654 | 20.04 | 0 | 0 | 0 | 0 | 0 | 0 | 0 | 1 | 0 | 0 | 0 | 0 | 0 | 0 | 0 | 0 | 0 | 0 | 0 | 0 | 0 | 0 | 0 | 0 | 0 | 0 | 2343.1613
2025-12-11 | 4146.079 | 19.85 | 0 | 0 | 0 | 0 | 0 | 0 | 0 | 0 | 1 | 0 | 0 | 0 | 0 | 0 | 0 | 0 | 0 | 0 | 0 | 0 | 0 | 0 | 0 | 0 | 0 | 0 | 2537.009
2025-12-11 | 4715.638 | 19.75 | 0 | 0 | 0 | 0 | 0 | 0 | 0 | 0 | 0 | 1 | 0 | 0 | 0 | 0 | 0 | 0 | 0 | 0 | 0 | 0 | 0 | 0 | 0 | 0 | 0 | 0 | 2750.8072
2025-12-11 | 5307.979 | 20.09 | 0 | 0 | 0 | 0 | 0 | 0 | 0 | 0 | 0 | 0 | 1 | 0 | 0 | 0 | 0 | 0 | 0 | 0 | 0 | 0 | 0 | 0 | 0 | 0 | 0 | 0 | 2996.7082
2025-12-11 | 5704.958 | 19.58 | 0 | 0 | 0 | 0 | 0 | 0 | 0 | 0 | 0 | 0 | 0 | 1 | 0 | 0 | 0 | 0 | 0 | 0 | 0 | 0 | 0 | 0 | 0 | 0 | 0 | 0 | 3157.506
2025-12-11 | 5905.476 | 18.73 | 0 | 0 | 0 | 0 | 0 | 0 | 0 | 0 | 0 | 0 | 0 | 0 | 1 | 0 | 0 | 0 | 0 | 0 | 0 | 0 | 0 | 0 | 0 | 0 | 0 | 0 | 3229.0736
2025-12-11 | 6015.538 | 17.98 | 0 | 0 | 0 | 0 | 0 | 0 | 0 | 0 | 0 | 0 | 0 | 0 | 0 | 1 | 0 | 0 | 0 | 0 | 0 | 0 | 0 | 0 | 0 | 0 | 0 | 0 | 3207.172
2025-12-11 | 5983.305 | 17.25 | 0 | 0 | 0 | 0 | 0 | 0 | 0 | 0 | 0 | 0 | 0 | 0 | 0 | 0 | 1 | 0 | 0 | 0 | 0 | 0 | 0 | 0 | 0 | 0 | 0 | 0 | 3160.8691
2025-12-11 | 6041.939 | 16.94 | 0 | 0 | 0 | 0 | 0 | 0 | 0 | 0 | 0 | 0 | 0 | 0 | 0 | 0 | 0 | 1 | 0 | 0 | 0 | 0 | 0 | 0 | 0 | 0 | 0 | 0 | 3126.0796
2025-12-11 | 5964.991 | 16.8 | 0 | 0 | 0 | 0 | 0 | 0 | 0 | 0 | 0 | 0 | 0 | 0 | 0 | 0 | 0 | 0 | 1 | 0 | 0 | 0 | 0 | 0 | 0 | 0 | 0 | 0 | 3064.9893
2025-12-11 | 5917.471 | 17.21 | 0 | 0 | 0 | 0 | 0 | 0 | 0 | 0 | 0 | 0 | 0 | 0 | 0 | 0 | 0 | 0 | 0 | 1 | 0 | 0 | 0 | 0 | 0 | 0 | 0 | 0 | 2961.1247
2025-12-11 | 5798.652 | 18.04 | 0 | 0 | 0 | 0 | 0 | 0 | 0 | 0 | 0 | 0 | 0 | 0 | 0 | 0 | 0 | 0 | 0 | 0 | 1 | 0 | 0 | 0 | 0 | 0 | 0 | 0 | 2825.1159
2025-12-11 | 5515.79 | 18.79 | 0 | 0 | 0 | 0 | 0 | 0 | 0 | 0 | 0 | 0 | 0 | 0 | 0 | 0 | 0 | 0 | 0 | 0 | 0 | 1 | 0 | 0 | 0 | 0 | 0 | 0 | 2724.4052
2025-12-11 | 5104.908 | 19.04 | 0 | 0 | 0 | 0 | 0 | 0 | 0 | 0 | 0 | 0 | 0 | 0 | 0 | 0 | 0 | 0 | 0 | 0 | 0 | 0 | 1 | 0 | 0 | 0 | 0 | 0 | 2673.3432
2025-12-11 | 4851.354 | 19.4 | 0 | 0 | 0 | 0 | 0 | 0 | 0 | 0 | 0 | 0 | 0 | 0 | 0 | 0 | 0 | 0 | 0 | 0 | 0 | 0 | 0 | 1 | 0 | 0 | 0 | 0 | 2627.7671
2025-12-11 | 4652.599 | 19.76 | 0 | 0 | 0 | 0 | 0 | 0 | 0 | 0 | 0 | 0 | 0 | 0 | 0 | 0 | 0 | 0 | 0 | 0 | 0 | 0 | 0 | 0 | 1 | 0 | 0 | 0 | 2542.2897
2025-12-11 | 4402.866 | 19.75 | 0 | 0 | 0 | 0 | 0 | 0 | 0 | 0 | 0 | 0 | 0 | 0 | 0 | 0 | 0 | 0 | 0 | 0 | 0 | 0 | 0 | 0 | 0 | 1 | 0 | 0 | 2418.024
2025-12-11 | 4134.945 | 19.52 | 0 | 0 | 0 | 0 | 0 | 0 | 0 | 0 | 0 | 0 | 0 | 0 | 0 | 0 | 0 | 0 | 0 | 0 | 0 | 0 | 0 | 0 | 0 | 0 | 1 | 0 | 2302.8852
2025-12-11 | 3995.068 | 19.77 | 0 | 0 | 0 | 0 | 0 | 0 | 0 | 0 | 0 | 0 | 0 | 0 | 0 | 0 | 0 | 0 | 0 | 0 | 0 | 0 | 0 | 0 | 0 | 0 | 0 | 1 | 2233.8166
2025-12-12 | 3895.444 | 19.76 | 0 | 0 | 1 | 0 | 0 | 0 | 0 | 0 | 0 | 0 | 0 | 0 | 0 | 0 | 0 | 0 | 0 | 0 | 0 | 0 | 0 | 0 | 0 | 0 | 0 | 0 | 2198.2575
2025-12-12 | 3835.38 | 20.13 | 0 | 0 | 0 | 1 | 0 | 0 | 0 | 0 | 0 | 0 | 0 | 0 | 0 | 0 | 0 | 0 | 0 | 0 | 0 | 0 | 0 | 0 | 0 | 0 | 0 | 0 | 2185.617
2025-12-12 | 3829.144 | 20.18 | 0 | 0 | 0 | 0 | 1 | 0 | 0 | 0 | 0 | 0 | 0 | 0 | 0 | 0 | 0 | 0 | 0 | 0 | 0 | 0 | 0 | 0 | 0 | 0 | 0 | 0 | 2179.8191
2025-12-12 | 3878.455 | 20.14 | 0 | 0 | 0 | 0 | 0 | 1 | 0 | 0 | 0 | 0 | 0 | 0 | 0 | 0 | 0 | 0 | 0 | 0 | 0 | 0 | 0 | 0 | 0 | 0 | 0 | 0 | 2199.6251
2025-12-12 | 3889.8 | 20.38 | 0 | 0 | 0 | 0 | 0 | 0 | 1 | 0 | 0 | 0 | 0 | 0 | 0 | 0 | 0 | 0 | 0 | 0 | 0 | 0 | 0 | 0 | 0 | 0 | 0 | 0 | 2250.6051
2025-12-12 | 3958.2 | 20.61 | 0 | 0 | 0 | 0 | 0 | 0 | 0 | 1 | 0 | 0 | 0 | 0 | 0 | 0 | 0 | 0 | 0 | 0 | 0 | 0 | 0 | 0 | 0 | 0 | 0 | 0 | 2362.3249
2025-12-12 | 4248.998 | 20.85 | 0 | 0 | 0 | 0 | 0 | 0 | 0 | 0 | 1 | 0 | 0 | 0 | 0 | 0 | 0 | 0 | 0 | 0 | 0 | 0 | 0 | 0 | 0 | 0 | 0 | 0 | 2570.6293
2025-12-12 | 4768.306 | 21 | 0 | 0 | 0 | 0 | 0 | 0 | 0 | 0 | 0 | 1 | 0 | 0 | 0 | 0 | 0 | 0 | 0 | 0 | 0 | 0 | 0 | 0 | 0 | 0 | 0 | 0 | 2792.8326
2025-12-12 | 5287.292 | 20.79 | 0 | 0 | 0 | 0 | 0 | 0 | 0 | 0 | 0 | 0 | 1 | 0 | 0 | 0 | 0 | 0 | 0 | 0 | 0 | 0 | 0 | 0 | 0 | 0 | 0 | 0 | 3020.2425
2025-12-12 | 5674.407 | 19.9 | 0 | 0 | 0 | 0 | 0 | 0 | 0 | 0 | 0 | 0 | 0 | 1 | 0 | 0 | 0 | 0 | 0 | 0 | 0 | 0 | 0 | 0 | 0 | 0 | 0 | 0 | 3168.2645
2025-12-12 | 5960.32 | 19.27 | 0 | 0 | 0 | 0 | 0 | 0 | 0 | 0 | 0 | 0 | 0 | 0 | 1 | 0 | 0 | 0 | 0 | 0 | 0 | 0 | 0 | 0 | 0 | 0 | 0 | 0 | 3247.2285
2025-12-12 | 5911.559 | 18.55 | 0 | 0 | 0 | 0 | 0 | 0 | 0 | 0 | 0 | 0 | 0 | 0 | 0 | 1 | 0 | 0 | 0 | 0 | 0 | 0 | 0 | 0 | 0 | 0 | 0 | 0 | 3226.3356
2025-12-12 | 5854.723 | 18.23 | 0 | 0 | 0 | 0 | 0 | 0 | 0 | 0 | 0 | 0 | 0 | 0 | 0 | 0 | 1 | 0 | 0 | 0 | 0 | 0 | 0 | 0 | 0 | 0 | 0 | 0 | 3193.817
2025-12-12 | 5929.407 | 18.18 | 0 | 0 | 0 | 0 | 0 | 0 | 0 | 0 | 0 | 0 | 0 | 0 | 0 | 0 | 0 | 1 | 0 | 0 | 0 | 0 | 0 | 0 | 0 | 0 | 0 | 0 | 3167.7688
2025-12-12 | 5847.236 | 17.99 | 0 | 0 | 0 | 0 | 0 | 0 | 0 | 0 | 0 | 0 | 0 | 0 | 0 | 0 | 0 | 0 | 1 | 0 | 0 | 0 | 0 | 0 | 0 | 0 | 0 | 0 | 3104.9975
2025-12-12 | 5670.809 | 18.09 | 0 | 0 | 0 | 0 | 0 | 0 | 0 | 0 | 0 | 0 | 0 | 0 | 0 | 0 | 0 | 0 | 0 | 1 | 0 | 0 | 0 | 0 | 0 | 0 | 0 | 0 | 2990.7106
2025-12-12 | 5543.354 | 18.15 | 0 | 0 | 0 | 0 | 0 | 0 | 0 | 0 | 0 | 0 | 0 | 0 | 0 | 0 | 0 | 0 | 0 | 0 | 1 | 0 | 0 | 0 | 0 | 0 | 0 | 0 | 2828.8141
2025-12-12 | 5231.921 | 18.55 | 0 | 0 | 0 | 0 | 0 | 0 | 0 | 0 | 0 | 0 | 0 | 0 | 0 | 0 | 0 | 0 | 0 | 0 | 0 | 1 | 0 | 0 | 0 | 0 | 0 | 0 | 2716.3363
2025-12-12 | 4880.646 | 18.82 | 0 | 0 | 0 | 0 | 0 | 0 | 0 | 0 | 0 | 0 | 0 | 0 | 0 | 0 | 0 | 0 | 0 | 0 | 0 | 0 | 1 | 0 | 0 | 0 | 0 | 0 | 2665.9468
2025-12-12 | 4641.723 | 18.92 | 0 | 0 | 0 | 0 | 0 | 0 | 0 | 0 | 0 | 0 | 0 | 0 | 0 | 0 | 0 | 0 | 0 | 0 | 0 | 0 | 0 | 1 | 0 | 0 | 0 | 0 | 2611.6293
2025-12-12 | 4422.917 | 18.87 | 0 | 0 | 0 | 0 | 0 | 0 | 0 | 0 | 0 | 0 | 0 | 0 | 0 | 0 | 0 | 0 | 0 | 0 | 0 | 0 | 0 | 0 | 1 | 0 | 0 | 0 | 2512.3676
2025-12-12 | 4168.954 | 19.12 | 0 | 0 | 0 | 0 | 0 | 0 | 0 | 0 | 0 | 0 | 0 | 0 | 0 | 0 | 0 | 0 | 0 | 0 | 0 | 0 | 0 | 0 | 0 | 1 | 0 | 0 | 2396.8432
2025-12-12 | 3911.753 | 19.31 | 0 | 0 | 0 | 0 | 0 | 0 | 0 | 0 | 0 | 0 | 0 | 0 | 0 | 0 | 0 | 0 | 0 | 0 | 0 | 0 | 0 | 0 | 0 | 0 | 1 | 0 | 2295.825
2025-12-12 | 3712.509 | 19.68 | 0 | 0 | 0 | 0 | 0 | 0 | 0 | 0 | 0 | 0 | 0 | 0 | 0 | 0 | 0 | 0 | 0 | 0 | 0 | 0 | 0 | 0 | 0 | 0 | 0 | 1 | 2230.7908
2025-12-13 | 3582.715 | 20.03 | 0 | 1 | 1 | 0 | 0 | 0 | 0 | 0 | 0 | 0 | 0 | 0 | 0 | 0 | 0 | 0 | 0 | 0 | 0 | 0 | 0 | 0 | 0 | 0 | 0 | 0 | 1942.1819
2025-12-13 | 3521.218 | 20.37 | 0 | 1 | 0 | 1 | 0 | 0 | 0 | 0 | 0 | 0 | 0 | 0 | 0 | 0 | 0 | 0 | 0 | 0 | 0 | 0 | 0 | 0 | 0 | 0 | 0 | 0 | 1928.5328
2025-12-13 | 3483.605 | 20.66 | 0 | 1 | 0 | 0 | 1 | 0 | 0 | 0 | 0 | 0 | 0 | 0 | 0 | 0 | 0 | 0 | 0 | 0 | 0 | 0 | 0 | 0 | 0 | 0 | 0 | 0 | 1930.8037
2025-12-13 | 3559.057 | 20.88 | 0 | 1 | 0 | 0 | 0 | 1 | 0 | 0 | 0 | 0 | 0 | 0 | 0 | 0 | 0 | 0 | 0 | 0 | 0 | 0 | 0 | 0 | 0 | 0 | 0 | 0 | 1959.3511
2025-12-13 | 3561.422 | 21.09 | 0 | 1 | 0 | 0 | 0 | 0 | 1 | 0 | 0 | 0 | 0 | 0 | 0 | 0 | 0 | 0 | 0 | 0 | 0 | 0 | 0 | 0 | 0 | 0 | 0 | 0 | 2009.3224
2025-12-13 | 3634.793 | 21.09 | 0 | 1 | 0 | 0 | 0 | 0 | 0 | 1 | 0 | 0 | 0 | 0 | 0 | 0 | 0 | 0 | 0 | 0 | 0 | 0 | 0 | 0 | 0 | 0 | 0 | 0 | 2113.3096
2025-12-13 | 3787.714 | 21.15 | 0 | 1 | 0 | 0 | 0 | 0 | 0 | 0 | 1 | 0 | 0 | 0 | 0 | 0 | 0 | 0 | 0 | 0 | 0 | 0 | 0 | 0 | 0 | 0 | 0 | 0 | 2315.5624
2025-12-13 | 3993.365 | 21.08 | 0 | 1 | 0 | 0 | 0 | 0 | 0 | 0 | 0 | 1 | 0 | 0 | 0 | 0 | 0 | 0 | 0 | 0 | 0 | 0 | 0 | 0 | 0 | 0 | 0 | 0 | 2530.3692
2025-12-13 | 4146.542 | 21.12 | 0 | 1 | 0 | 0 | 0 | 0 | 0 | 0 | 0 | 0 | 1 | 0 | 0 | 0 | 0 | 0 | 0 | 0 | 0 | 0 | 0 | 0 | 0 | 0 | 0 | 0 | 2766.1841
2025-12-13 | 4508.198 | 20.58 | 0 | 1 | 0 | 0 | 0 | 0 | 0 | 0 | 0 | 0 | 0 | 1 | 0 | 0 | 0 | 0 | 0 | 0 | 0 | 0 | 0 | 0 | 0 | 0 | 0 | 0 | 2925.9732
2025-12-13 | 4791.454 | 19.8 | 0 | 1 | 0 | 0 | 0 | 0 | 0 | 0 | 0 | 0 | 0 | 0 | 1 | 0 | 0 | 0 | 0 | 0 | 0 | 0 | 0 | 0 | 0 | 0 | 0 | 0 | 2999.8942
2025-12-13 | 4850.078 | 18.85 | 0 | 1 | 0 | 0 | 0 | 0 | 0 | 0 | 0 | 0 | 0 | 0 | 0 | 1 | 0 | 0 | 0 | 0 | 0 | 0 | 0 | 0 | 0 | 0 | 0 | 0 | 2971.2686
2025-12-13 | 4849.113 | 18.35 | 0 | 1 | 0 | 0 | 0 | 0 | 0 | 0 | 0 | 0 | 0 | 0 | 0 | 0 | 1 | 0 | 0 | 0 | 0 | 0 | 0 | 0 | 0 | 0 | 0 | 0 | 2932.6983
2025-12-13 | 4796.316 | 17.93 | 0 | 1 | 0 | 0 | 0 | 0 | 0 | 0 | 0 | 0 | 0 | 0 | 0 | 0 | 0 | 1 | 0 | 0 | 0 | 0 | 0 | 0 | 0 | 0 | 0 | 0 | 2894.2107
2025-12-13 | 4727.532 | 17.64 | 0 | 1 | 0 | 0 | 0 | 0 | 0 | 0 | 0 | 0 | 0 | 0 | 0 | 0 | 0 | 0 | 1 | 0 | 0 | 0 | 0 | 0 | 0 | 0 | 0 | 0 | 2828.0773
2025-12-13 | 4734.432 | 17.89 | 0 | 1 | 0 | 0 | 0 | 0 | 0 | 0 | 0 | 0 | 0 | 0 | 0 | 0 | 0 | 0 | 0 | 1 | 0 | 0 | 0 | 0 | 0 | 0 | 0 | 0 | 2718.8334
2025-12-13 | 4818.86 | 18.47 | 0 | 1 | 0 | 0 | 0 | 0 | 0 | 0 | 0 | 0 | 0 | 0 | 0 | 0 | 0 | 0 | 0 | 0 | 1 | 0 | 0 | 0 | 0 | 0 | 0 | 0 | 2574.4195
2025-12-13 | 4807.174 | 19.34 | 0 | 1 | 0 | 0 | 0 | 0 | 0 | 0 | 0 | 0 | 0 | 0 | 0 | 0 | 0 | 0 | 0 | 0 | 0 | 1 | 0 | 0 | 0 | 0 | 0 | 0 | 2477.7433
2025-12-13 | 4657.894 | 19.63 | 0 | 1 | 0 | 0 | 0 | 0 | 0 | 0 | 0 | 0 | 0 | 0 | 0 | 0 | 0 | 0 | 0 | 0 | 0 | 0 | 1 | 0 | 0 | 0 | 0 | 0 | 2428.0262
2025-12-13 | 4463.192 | 20.06 | 0 | 1 | 0 | 0 | 0 | 0 | 0 | 0 | 0 | 0 | 0 | 0 | 0 | 0 | 0 | 0 | 0 | 0 | 0 | 0 | 0 | 1 | 0 | 0 | 0 | 0 | 2384.8034
2025-12-13 | 4399.853 | 20.22 | 0 | 1 | 0 | 0 | 0 | 0 | 0 | 0 | 0 | 0 | 0 | 0 | 0 | 0 | 0 | 0 | 0 | 0 | 0 | 0 | 0 | 0 | 1 | 0 | 0 | 0 | 2292.6019
2025-12-13 | 4175.711 | 20.54 | 0 | 1 | 0 | 0 | 0 | 0 | 0 | 0 | 0 | 0 | 0 | 0 | 0 | 0 | 0 | 0 | 0 | 0 | 0 | 0 | 0 | 0 | 0 | 1 | 0 | 0 | 2179.431
2025-12-13 | 3957.508 | 20.91 | 0 | 1 | 0 | 0 | 0 | 0 | 0 | 0 | 0 | 0 | 0 | 0 | 0 | 0 | 0 | 0 | 0 | 0 | 0 | 0 | 0 | 0 | 0 | 0 | 1 | 0 | 2084.4644
2025-12-13 | 3814.719 | 21.17 | 0 | 1 | 0 | 0 | 0 | 0 | 0 | 0 | 0 | 0 | 0 | 0 | 0 | 0 | 0 | 0 | 0 | 0 | 0 | 0 | 0 | 0 | 0 | 0 | 0 | 1 | 2015.732
2025-12-14 | 3682.579 | 21.37 | 0 | 1 | 1 | 0 | 0 | 0 | 0 | 0 | 0 | 0 | 0 | 0 | 0 | 0 | 0 | 0 | 0 | 0 | 0 | 0 | 0 | 0 | 0 | 0 | 0 | 0 | 1987.2332
2025-12-14 | 3634.415 | 21.88 | 0 | 1 | 0 | 1 | 0 | 0 | 0 | 0 | 0 | 0 | 0 | 0 | 0 | 0 | 0 | 0 | 0 | 0 | 0 | 0 | 0 | 0 | 0 | 0 | 0 | 0 | 1979.2995
2025-12-14 | 3628.862 | 22.23 | 0 | 1 | 0 | 0 | 1 | 0 | 0 | 0 | 0 | 0 | 0 | 0 | 0 | 0 | 0 | 0 | 0 | 0 | 0 | 0 | 0 | 0 | 0 | 0 | 0 | 0 | 1983.5877
2025-12-14 | 3668.746 | 22.55 | 0 | 1 | 0 | 0 | 0 | 1 | 0 | 0 | 0 | 0 | 0 | 0 | 0 | 0 | 0 | 0 | 0 | 0 | 0 | 0 | 0 | 0 | 0 | 0 | 0 | 0 | 2015.497
2025-12-14 | 3741.168 | 23.33 | 0 | 1 | 0 | 0 | 0 | 0 | 1 | 0 | 0 | 0 | 0 | 0 | 0 | 0 | 0 | 0 | 0 | 0 | 0 | 0 | 0 | 0 | 0 | 0 | 0 | 0 | 2084.6319
2025-12-14 | 3772.018 | 23.31 | 0 | 1 | 0 | 0 | 0 | 0 | 0 | 1 | 0 | 0 | 0 | 0 | 0 | 0 | 0 | 0 | 0 | 0 | 0 | 0 | 0 | 0 | 0 | 0 | 0 | 0 | 2187.9467
2025-12-14 | 3898.888 | 23.47 | 0 | 1 | 0 | 0 | 0 | 0 | 0 | 0 | 1 | 0 | 0 | 0 | 0 | 0 | 0 | 0 | 0 | 0 | 0 | 0 | 0 | 0 | 0 | 0 | 0 | 0 | 2393.5615
2025-12-14 | 4067.497 | 23.13 | 0 | 1 | 0 | 0 | 0 | 0 | 0 | 0 | 0 | 1 | 0 | 0 | 0 | 0 | 0 | 0 | 0 | 0 | 0 | 0 | 0 | 0 | 0 | 0 | 0 | 0 | 2599.2908
2025-12-14 | 4123.52 | 23.1 | 0 | 1 | 0 | 0 | 0 | 0 | 0 | 0 | 0 | 0 | 1 | 0 | 0 | 0 | 0 | 0 | 0 | 0 | 0 | 0 | 0 | 0 | 0 | 0 | 0 | 0 | 2832.7523
2025-12-14 | 4352.565 | 22.23 | 0 | 1 | 0 | 0 | 0 | 0 | 0 | 0 | 0 | 0 | 0 | 1 | 0 | 0 | 0 | 0 | 0 | 0 | 0 | 0 | 0 | 0 | 0 | 0 | 0 | 0 | 2981.4467
2025-12-14 | 4527.222 | 21.09 | 0 | 1 | 0 | 0 | 0 | 0 | 0 | 0 | 0 | 0 | 0 | 0 | 1 | 0 | 0 | 0 | 0 | 0 | 0 | 0 | 0 | 0 | 0 | 0 | 0 | 0 | 3043.2644
2025-12-14 | 4670.276 | 20.01 | 0 | 1 | 0 | 0 | 0 | 0 | 0 | 0 | 0 | 0 | 0 | 0 | 0 | 1 | 0 | 0 | 0 | 0 | 0 | 0 | 0 | 0 | 0 | 0 | 0 | 0 | 3010.2682
2025-12-14 | 4679.692 | 19.33 | 0 | 1 | 0 | 0 | 0 | 0 | 0 | 0 | 0 | 0 | 0 | 0 | 0 | 0 | 1 | 0 | 0 | 0 | 0 | 0 | 0 | 0 | 0 | 0 | 0 | 0 | 2965.6462
2025-12-14 | 4591.654 | 18.7 | 0 | 1 | 0 | 0 | 0 | 0 | 0 | 0 | 0 | 0 | 0 | 0 | 0 | 0 | 0 | 1 | 0 | 0 | 0 | 0 | 0 | 0 | 0 | 0 | 0 | 0 | 2920.0983
2025-12-14 | 4592.96 | 18.78 | 0 | 1 | 0 | 0 | 0 | 0 | 0 | 0 | 0 | 0 | 0 | 0 | 0 | 0 | 0 | 0 | 1 | 0 | 0 | 0 | 0 | 0 | 0 | 0 | 0 | 0 | 2866.4045
2025-12-14 | 4601.157 | 18.75 | 0 | 1 | 0 | 0 | 0 | 0 | 0 | 0 | 0 | 0 | 0 | 0 | 0 | 0 | 0 | 0 | 0 | 1 | 0 | 0 | 0 | 0 | 0 | 0 | 0 | 0 | 2747.7469
2025-12-14 | 4695.412 | 19.13 | 0 | 1 | 0 | 0 | 0 | 0 | 0 | 0 | 0 | 0 | 0 | 0 | 0 | 0 | 0 | 0 | 0 | 0 | 1 | 0 | 0 | 0 | 0 | 0 | 0 | 0 | 2596.6089
2025-12-14 | 4851.106 | 19.6 | 0 | 1 | 0 | 0 | 0 | 0 | 0 | 0 | 0 | 0 | 0 | 0 | 0 | 0 | 0 | 0 | 0 | 0 | 0 | 1 | 0 | 0 | 0 | 0 | 0 | 0 | 2486.4846
2025-12-14 | 4716.258 | 19.93 | 0 | 1 | 0 | 0 | 0 | 0 | 0 | 0 | 0 | 0 | 0 | 0 | 0 | 0 | 0 | 0 | 0 | 0 | 0 | 0 | 1 | 0 | 0 | 0 | 0 | 0 | 2438.1122
2025-12-14 | 4601.881 | 20.06 | 0 | 1 | 0 | 0 | 0 | 0 | 0 | 0 | 0 | 0 | 0 | 0 | 0 | 0 | 0 | 0 | 0 | 0 | 0 | 0 | 0 | 1 | 0 | 0 | 0 | 0 | 2384.8034
2025-12-14 | 4425.109 | 20.54 | 0 | 1 | 0 | 0 | 0 | 0 | 0 | 0 | 0 | 0 | 0 | 0 | 0 | 0 | 0 | 0 | 0 | 0 | 0 | 0 | 0 | 0 | 1 | 0 | 0 | 0 | 2303.3604
2025-12-14 | 4254.784 | 20.41 | 0 | 1 | 0 | 0 | 0 | 0 | 0 | 0 | 0 | 0 | 0 | 0 | 0 | 0 | 0 | 0 | 0 | 0 | 0 | 0 | 0 | 0 | 0 | 1 | 0 | 0 | 2175.0604
2025-12-14 | 4035.442 | 20.43 | 0 | 1 | 0 | 0 | 0 | 0 | 0 | 0 | 0 | 0 | 0 | 0 | 0 | 0 | 0 | 0 | 0 | 0 | 0 | 0 | 0 | 0 | 0 | 0 | 1 | 0 | 2068.3266
2025-12-14 | 3921.389 | 20.4 | 0 | 1 | 0 | 0 | 0 | 0 | 0 | 0 | 0 | 0 | 0 | 0 | 0 | 0 | 0 | 0 | 0 | 0 | 0 | 0 | 0 | 0 | 0 | 0 | 0 | 1 | 1989.8444
2025-12-15 | 3887.415 | 20.64 | 0 | 0 | 1 | 0 | 0 | 0 | 0 | 0 | 0 | 0 | 0 | 0 | 0 | 0 | 0 | 0 | 0 | 0 | 0 | 0 | 0 | 0 | 0 | 0 | 0 | 0 | 2227.8434
2025-12-15 | 3867.351 | 20.71 | 0 | 0 | 0 | 1 | 0 | 0 | 0 | 0 | 0 | 0 | 0 | 0 | 0 | 0 | 0 | 0 | 0 | 0 | 0 | 0 | 0 | 0 | 0 | 0 | 0 | 0 | 2205.1168
2025-12-15 | 3854.605 | 20.94 | 0 | 0 | 0 | 0 | 1 | 0 | 0 | 0 | 0 | 0 | 0 | 0 | 0 | 0 | 0 | 0 | 0 | 0 | 0 | 0 | 0 | 0 | 0 | 0 | 0 | 0 | 2205.3705
2025-12-15 | 3832.14 | 20.6 | 0 | 0 | 0 | 0 | 0 | 1 | 0 | 0 | 0 | 0 | 0 | 0 | 0 | 0 | 0 | 0 | 0 | 0 | 0 | 0 | 0 | 0 | 0 | 0 | 0 | 0 | 2215.0905
2025-12-15 | 3904.189 | 20.48 | 0 | 0 | 0 | 0 | 0 | 0 | 1 | 0 | 0 | 0 | 0 | 0 | 0 | 0 | 0 | 0 | 0 | 0 | 0 | 0 | 0 | 0 | 0 | 0 | 0 | 0 | 2253.9671
2025-12-15 | 3964.117 | 20.59 | 0 | 0 | 0 | 0 | 0 | 0 | 0 | 1 | 0 | 0 | 0 | 0 | 0 | 0 | 0 | 0 | 0 | 0 | 0 | 0 | 0 | 0 | 0 | 0 | 0 | 0 | 2361.6525
2025-12-15 | 4196.645 | 20.4 | 0 | 0 | 0 | 0 | 0 | 0 | 0 | 0 | 1 | 0 | 0 | 0 | 0 | 0 | 0 | 0 | 0 | 0 | 0 | 0 | 0 | 0 | 0 | 0 | 0 | 0 | 2555.5002
2025-12-15 | 4738.903 | 20.31 | 0 | 0 | 0 | 0 | 0 | 0 | 0 | 0 | 0 | 1 | 0 | 0 | 0 | 0 | 0 | 0 | 0 | 0 | 0 | 0 | 0 | 0 | 0 | 0 | 0 | 0 | 2769.6346
2025-12-15 | 5283.784 | 20.24 | 0 | 0 | 0 | 0 | 0 | 0 | 0 | 0 | 0 | 0 | 1 | 0 | 0 | 0 | 0 | 0 | 0 | 0 | 0 | 0 | 0 | 0 | 0 | 0 | 0 | 0 | 3001.7513
2025-12-15 | 5727.625 | 19.73 | 0 | 0 | 0 | 0 | 0 | 0 | 0 | 0 | 0 | 0 | 0 | 1 | 0 | 0 | 0 | 0 | 0 | 0 | 0 | 0 | 0 | 0 | 0 | 0 | 0 | 0 | 3162.549
2025-12-15 | 6007.208 | 18.94 | 0 | 0 | 0 | 0 | 0 | 0 | 0 | 0 | 0 | 0 | 0 | 0 | 1 | 0 | 0 | 0 | 0 | 0 | 0 | 0 | 0 | 0 | 0 | 0 | 0 | 0 | 3236.1338
2025-12-15 | 6038.26 | 18.35 | 0 | 0 | 0 | 0 | 0 | 0 | 0 | 0 | 0 | 0 | 0 | 0 | 0 | 1 | 0 | 0 | 0 | 0 | 0 | 0 | 0 | 0 | 0 | 0 | 0 | 0 | 3219.6115
2025-12-15 | 5983.362 | 18.22 | 0 | 0 | 0 | 0 | 0 | 0 | 0 | 0 | 0 | 0 | 0 | 0 | 0 | 0 | 1 | 0 | 0 | 0 | 0 | 0 | 0 | 0 | 0 | 0 | 0 | 0 | 3193.4808
2025-12-15 | 5945.336 | 17.97 | 0 | 0 | 0 | 0 | 0 | 0 | 0 | 0 | 0 | 0 | 0 | 0 | 0 | 0 | 0 | 1 | 0 | 0 | 0 | 0 | 0 | 0 | 0 | 0 | 0 | 0 | 3160.7086
2025-12-15 | 5932.776 | 17.78 | 0 | 0 | 0 | 0 | 0 | 0 | 0 | 0 | 0 | 0 | 0 | 0 | 0 | 0 | 0 | 0 | 1 | 0 | 0 | 0 | 0 | 0 | 0 | 0 | 0 | 0 | 3097.9372
2025-12-15 | 5840.37 | 18.05 | 0 | 0 | 0 | 0 | 0 | 0 | 0 | 0 | 0 | 0 | 0 | 0 | 0 | 0 | 0 | 0 | 0 | 1 | 0 | 0 | 0 | 0 | 0 | 0 | 0 | 0 | 2989.3658
2025-12-15 | 5688.556 | 18.35 | 0 | 0 | 0 | 0 | 0 | 0 | 0 | 0 | 0 | 0 | 0 | 0 | 0 | 0 | 0 | 0 | 0 | 0 | 1 | 0 | 0 | 0 | 0 | 0 | 0 | 0 | 2835.5382
2025-12-15 | 5382.269 | 18.85 | 0 | 0 | 0 | 0 | 0 | 0 | 0 | 0 | 0 | 0 | 0 | 0 | 0 | 0 | 0 | 0 | 0 | 0 | 0 | 1 | 0 | 0 | 0 | 0 | 0 | 0 | 2726.4224
2025-12-15 | 4932.052 | 18.9 | 0 | 0 | 0 | 0 | 0 | 0 | 0 | 0 | 0 | 0 | 0 | 0 | 0 | 0 | 0 | 0 | 0 | 0 | 0 | 0 | 1 | 0 | 0 | 0 | 0 | 0 | 2668.6364
2025-12-15 | 4665.054 | 19.1 | 0 | 0 | 0 | 0 | 0 | 0 | 0 | 0 | 0 | 0 | 0 | 0 | 0 | 0 | 0 | 0 | 0 | 0 | 0 | 0 | 0 | 1 | 0 | 0 | 0 | 0 | 2617.681
2025-12-15 | 4411.562 | 19.36 | 0 | 0 | 0 | 0 | 0 | 0 | 0 | 0 | 0 | 0 | 0 | 0 | 0 | 0 | 0 | 0 | 0 | 0 | 0 | 0 | 0 | 0 | 1 | 0 | 0 | 0 | 2528.8415
2025-12-15 | 4169.105 | 19.52 | 0 | 0 | 0 | 0 | 0 | 0 | 0 | 0 | 0 | 0 | 0 | 0 | 0 | 0 | 0 | 0 | 0 | 0 | 0 | 0 | 0 | 0 | 0 | 1 | 0 | 0 | 2410.2914
2025-12-15 | 3926.544 | 19.51 | 0 | 0 | 0 | 0 | 0 | 0 | 0 | 0 | 0 | 0 | 0 | 0 | 0 | 0 | 0 | 0 | 0 | 0 | 0 | 0 | 0 | 0 | 0 | 0 | 1 | 0 | 2302.549
2025-12-15 | 3753.389 | 19.22 | 0 | 0 | 0 | 0 | 0 | 0 | 0 | 0 | 0 | 0 | 0 | 0 | 0 | 0 | 0 | 0 | 0 | 0 | 0 | 0 | 0 | 0 | 0 | 0 | 0 | 1 | 2215.3255
2025-12-16 | 3671.53 | 19.21 | 0 | 0 | 1 | 0 | 0 | 0 | 0 | 0 | 0 | 0 | 0 | 0 | 0 | 0 | 0 | 0 | 0 | 0 | 0 | 0 | 0 | 0 | 0 | 0 | 0 | 0 | 2179.7664
2025-12-16 | 3676.72 | 19.36 | 0 | 0 | 0 | 1 | 0 | 0 | 0 | 0 | 0 | 0 | 0 | 0 | 0 | 0 | 0 | 0 | 0 | 0 | 0 | 0 | 0 | 0 | 0 | 0 | 0 | 0 | 2159.7294
2025-12-16 | 3612.321 | 19.26 | 0 | 0 | 0 | 0 | 1 | 0 | 0 | 0 | 0 | 0 | 0 | 0 | 0 | 0 | 0 | 0 | 0 | 0 | 0 | 0 | 0 | 0 | 0 | 0 | 0 | 0 | 2148.8884
2025-12-16 | 3657.774 | 19.24 | 0 | 0 | 0 | 0 | 0 | 1 | 0 | 0 | 0 | 0 | 0 | 0 | 0 | 0 | 0 | 0 | 0 | 0 | 0 | 0 | 0 | 0 | 0 | 0 | 0 | 0 | 2169.3668
2025-12-16 | 3720.299 | 19.3 | 0 | 0 | 0 | 0 | 0 | 0 | 1 | 0 | 0 | 0 | 0 | 0 | 0 | 0 | 0 | 0 | 0 | 0 | 0 | 0 | 0 | 0 | 0 | 0 | 0 | 0 | 2214.2951
2025-12-16 | 3799.445 | 19.09 | 0 | 0 | 0 | 0 | 0 | 0 | 0 | 1 | 0 | 0 | 0 | 0 | 0 | 0 | 0 | 0 | 0 | 0 | 0 | 0 | 0 | 0 | 0 | 0 | 0 | 0 | 2311.222
2025-12-16 | 4127.204 | 19.07 | 0 | 0 | 0 | 0 | 0 | 0 | 0 | 0 | 1 | 0 | 0 | 0 | 0 | 0 | 0 | 0 | 0 | 0 | 0 | 0 | 0 | 0 | 0 | 0 | 0 | 0 | 2510.7852
2025-12-16 | 4690.765 | 18.85 | 0 | 0 | 0 | 0 | 0 | 0 | 0 | 0 | 0 | 1 | 0 | 0 | 0 | 0 | 0 | 0 | 0 | 0 | 0 | 0 | 0 | 0 | 0 | 0 | 0 | 0 | 2720.5489
2025-12-16 | 5296.446 | 18.76 | 0 | 0 | 0 | 0 | 0 | 0 | 0 | 0 | 0 | 0 | 1 | 0 | 0 | 0 | 0 | 0 | 0 | 0 | 0 | 0 | 0 | 0 | 0 | 0 | 0 | 0 | 2951.9932
2025-12-16 | 5694.288 | 18.24 | 0 | 0 | 0 | 0 | 0 | 0 | 0 | 0 | 0 | 0 | 0 | 1 | 0 | 0 | 0 | 0 | 0 | 0 | 0 | 0 | 0 | 0 | 0 | 0 | 0 | 0 | 3112.4547
2025-12-16 | 6041.864 | 17.78 | 0 | 0 | 0 | 0 | 0 | 0 | 0 | 0 | 0 | 0 | 0 | 0 | 1 | 0 | 0 | 0 | 0 | 0 | 0 | 0 | 0 | 0 | 0 | 0 | 0 | 0 | 3197.1343
2025-12-16 | 6123.918 | 17.62 | 0 | 0 | 0 | 0 | 0 | 0 | 0 | 0 | 0 | 0 | 0 | 0 | 0 | 1 | 0 | 0 | 0 | 0 | 0 | 0 | 0 | 0 | 0 | 0 | 0 | 0 | 3195.0687
2025-12-16 | 6118.114 | 17.44 | 0 | 0 | 0 | 0 | 0 | 0 | 0 | 0 | 0 | 0 | 0 | 0 | 0 | 0 | 1 | 0 | 0 | 0 | 0 | 0 | 0 | 0 | 0 | 0 | 0 | 0 | 3167.2569
2025-12-16 | 6114.887 | 17.03 | 0 | 0 | 0 | 0 | 0 | 0 | 0 | 0 | 0 | 0 | 0 | 0 | 0 | 0 | 0 | 1 | 0 | 0 | 0 | 0 | 0 | 0 | 0 | 0 | 0 | 0 | 3129.1055
2025-12-16 | 6100.509 | 16.75 | 0 | 0 | 0 | 0 | 0 | 0 | 0 | 0 | 0 | 0 | 0 | 0 | 0 | 0 | 0 | 0 | 1 | 0 | 0 | 0 | 0 | 0 | 0 | 0 | 0 | 0 | 3063.3083
2025-12-16 | 5995.629 | 16.91 | 0 | 0 | 0 | 0 | 0 | 0 | 0 | 0 | 0 | 0 | 0 | 0 | 0 | 0 | 0 | 0 | 0 | 1 | 0 | 0 | 0 | 0 | 0 | 0 | 0 | 0 | 2951.0386
2025-12-16 | 5825.6 | 17.04 | 0 | 0 | 0 | 0 | 0 | 0 | 0 | 0 | 0 | 0 | 0 | 0 | 0 | 0 | 0 | 0 | 0 | 0 | 1 | 0 | 0 | 0 | 0 | 0 | 0 | 0 | 2791.4956
2025-12-16 | 5454.308 | 17.42 | 0 | 0 | 0 | 0 | 0 | 0 | 0 | 0 | 0 | 0 | 0 | 0 | 0 | 0 | 0 | 0 | 0 | 0 | 0 | 1 | 0 | 0 | 0 | 0 | 0 | 0 | 2678.3453
2025-12-16 | 4997.389 | 17.61 | 0 | 0 | 0 | 0 | 0 | 0 | 0 | 0 | 0 | 0 | 0 | 0 | 0 | 0 | 0 | 0 | 0 | 0 | 0 | 0 | 1 | 0 | 0 | 0 | 0 | 0 | 2625.2662
2025-12-16 | 4684.394 | 17.57 | 0 | 0 | 0 | 0 | 0 | 0 | 0 | 0 | 0 | 0 | 0 | 0 | 0 | 0 | 0 | 0 | 0 | 0 | 0 | 0 | 0 | 1 | 0 | 0 | 0 | 0 | 2566.2419
2025-12-16 | 4441.838 | 17.82 | 0 | 0 | 0 | 0 | 0 | 0 | 0 | 0 | 0 | 0 | 0 | 0 | 0 | 0 | 0 | 0 | 0 | 0 | 0 | 0 | 0 | 0 | 1 | 0 | 0 | 0 | 2477.0663
2025-12-16 | 4135.75 | 18.16 | 0 | 0 | 0 | 0 | 0 | 0 | 0 | 0 | 0 | 0 | 0 | 0 | 0 | 0 | 0 | 0 | 0 | 0 | 0 | 0 | 0 | 0 | 0 | 1 | 0 | 0 | 2364.5677
2025-12-16 | 3834.85 | 18.49 | 0 | 0 | 0 | 0 | 0 | 0 | 0 | 0 | 0 | 0 | 0 | 0 | 0 | 0 | 0 | 0 | 0 | 0 | 0 | 0 | 0 | 0 | 0 | 0 | 1 | 0 | 2268.2563
2025-12-16 | 3645.307 | 18.61 | 0 | 0 | 0 | 0 | 0 | 0 | 0 | 0 | 0 | 0 | 0 | 0 | 0 | 0 | 0 | 0 | 0 | 0 | 0 | 0 | 0 | 0 | 0 | 0 | 0 | 1 | 2194.8171
2025-12-17 | 3566.689 | 18.66 | 0 | 0 | 1 | 0 | 0 | 0 | 0 | 0 | 0 | 0 | 0 | 0 | 0 | 0 | 0 | 0 | 0 | 0 | 0 | 0 | 0 | 0 | 0 | 0 | 0 | 0 | 2161.2752
2025-12-17 | 3504.433 | 18.76 | 0 | 0 | 0 | 1 | 0 | 0 | 0 | 0 | 0 | 0 | 0 | 0 | 0 | 0 | 0 | 0 | 0 | 0 | 0 | 0 | 0 | 0 | 0 | 0 | 0 | 0 | 2139.5572
2025-12-17 | 3501.219 | 19.02 | 0 | 0 | 0 | 0 | 1 | 0 | 0 | 0 | 0 | 0 | 0 | 0 | 0 | 0 | 0 | 0 | 0 | 0 | 0 | 0 | 0 | 0 | 0 | 0 | 0 | 0 | 2140.8195
2025-12-17 | 3498.758 | 19.1 | 0 | 0 | 0 | 0 | 0 | 1 | 0 | 0 | 0 | 0 | 0 | 0 | 0 | 0 | 0 | 0 | 0 | 0 | 0 | 0 | 0 | 0 | 0 | 0 | 0 | 0 | 2164.66
2025-12-17 | 3535.588 | 18.95 | 0 | 0 | 0 | 0 | 0 | 0 | 1 | 0 | 0 | 0 | 0 | 0 | 0 | 0 | 0 | 0 | 0 | 0 | 0 | 0 | 0 | 0 | 0 | 0 | 0 | 0 | 2202.528
2025-12-17 | 3608.818 | 18.9 | 0 | 0 | 0 | 0 | 0 | 0 | 0 | 1 | 0 | 0 | 0 | 0 | 0 | 0 | 0 | 0 | 0 | 0 | 0 | 0 | 0 | 0 | 0 | 0 | 0 | 0 | 2304.8342
2025-12-17 | 3853.355 | 18.95 | 0 | 0 | 0 | 0 | 0 | 0 | 0 | 0 | 1 | 0 | 0 | 0 | 0 | 0 | 0 | 0 | 0 | 0 | 0 | 0 | 0 | 0 | 0 | 0 | 0 | 0 | 2506.7507
2025-12-17 | 4454.498 | 18.91 | 0 | 0 | 0 | 0 | 0 | 0 | 0 | 0 | 0 | 1 | 0 | 0 | 0 | 0 | 0 | 0 | 0 | 0 | 0 | 0 | 0 | 0 | 0 | 0 | 0 | 0 | 2722.5661
2025-12-17 | 5002.939 | 18.96 | 0 | 0 | 0 | 0 | 0 | 0 | 0 | 0 | 0 | 0 | 1 | 0 | 0 | 0 | 0 | 0 | 0 | 0 | 0 | 0 | 0 | 0 | 0 | 0 | 0 | 0 | 2958.7173
2025-12-17 | 5416.872 | 18.71 | 0 | 0 | 0 | 0 | 0 | 0 | 0 | 0 | 0 | 0 | 0 | 1 | 0 | 0 | 0 | 0 | 0 | 0 | 0 | 0 | 0 | 0 | 0 | 0 | 0 | 0 | 3128.2563
2025-12-17 | 5743.753 | 18.3 | 0 | 0 | 0 | 0 | 0 | 0 | 0 | 0 | 0 | 0 | 0 | 0 | 1 | 0 | 0 | 0 | 0 | 0 | 0 | 0 | 0 | 0 | 0 | 0 | 0 | 0 | 3214.6168
2025-12-17 | 5799.814 | 17.89 | 0 | 0 | 0 | 0 | 0 | 0 | 0 | 0 | 0 | 0 | 0 | 0 | 0 | 1 | 0 | 0 | 0 | 0 | 0 | 0 | 0 | 0 | 0 | 0 | 0 | 0 | 3204.1462
2025-12-17 | 5735.618 | 17.66 | 0 | 0 | 0 | 0 | 0 | 0 | 0 | 0 | 0 | 0 | 0 | 0 | 0 | 0 | 1 | 0 | 0 | 0 | 0 | 0 | 0 | 0 | 0 | 0 | 0 | 0 | 3174.6534
2025-12-17 | 5840.85 | 16.99 | 0 | 0 | 0 | 0 | 0 | 0 | 0 | 0 | 0 | 0 | 0 | 0 | 0 | 0 | 0 | 1 | 0 | 0 | 0 | 0 | 0 | 0 | 0 | 0 | 0 | 0 | 3127.7607
2025-12-17 | 5832.534 | 16.77 | 0 | 0 | 0 | 0 | 0 | 0 | 0 | 0 | 0 | 0 | 0 | 0 | 0 | 0 | 0 | 0 | 1 | 0 | 0 | 0 | 0 | 0 | 0 | 0 | 0 | 0 | 3063.9807
2025-12-17 | 5720.745 | 16.97 | 0 | 0 | 0 | 0 | 0 | 0 | 0 | 0 | 0 | 0 | 0 | 0 | 0 | 0 | 0 | 0 | 0 | 1 | 0 | 0 | 0 | 0 | 0 | 0 | 0 | 0 | 2953.0558
2025-12-17 | 5537.339 | 17.43 | 0 | 0 | 0 | 0 | 0 | 0 | 0 | 0 | 0 | 0 | 0 | 0 | 0 | 0 | 0 | 0 | 0 | 0 | 1 | 0 | 0 | 0 | 0 | 0 | 0 | 0 | 2804.6075
2025-12-17 | 5157.7 | 17.75 | 0 | 0 | 0 | 0 | 0 | 0 | 0 | 0 | 0 | 0 | 0 | 0 | 0 | 0 | 0 | 0 | 0 | 0 | 0 | 1 | 0 | 0 | 0 | 0 | 0 | 0 | 2689.4401
2025-12-17 | 4751.154 | 17.99 | 0 | 0 | 0 | 0 | 0 | 0 | 0 | 0 | 0 | 0 | 0 | 0 | 0 | 0 | 0 | 0 | 0 | 0 | 0 | 0 | 1 | 0 | 0 | 0 | 0 | 0 | 2638.0419
2025-12-17 | 4467.81 | 18.21 | 0 | 0 | 0 | 0 | 0 | 0 | 0 | 0 | 0 | 0 | 0 | 0 | 0 | 0 | 0 | 0 | 0 | 0 | 0 | 0 | 0 | 1 | 0 | 0 | 0 | 0 | 2587.7589
2025-12-17 | 4182.422 | 18.47 | 0 | 0 | 0 | 0 | 0 | 0 | 0 | 0 | 0 | 0 | 0 | 0 | 0 | 0 | 0 | 0 | 0 | 0 | 0 | 0 | 0 | 0 | 1 | 0 | 0 | 0 | 2498.9195
2025-12-17 | 3953.364 | 18.78 | 0 | 0 | 0 | 0 | 0 | 0 | 0 | 0 | 0 | 0 | 0 | 0 | 0 | 0 | 0 | 0 | 0 | 0 | 0 | 0 | 0 | 0 | 0 | 1 | 0 | 0 | 2385.4123
2025-12-17 | 3638.858 | 19.06 | 0 | 0 | 0 | 0 | 0 | 0 | 0 | 0 | 0 | 0 | 0 | 0 | 0 | 0 | 0 | 0 | 0 | 0 | 0 | 0 | 0 | 0 | 0 | 0 | 1 | 0 | 2287.4199
2025-12-17 | 3496.619 | 18.87 | 0 | 0 | 0 | 0 | 0 | 0 | 0 | 0 | 0 | 0 | 0 | 0 | 0 | 0 | 0 | 0 | 0 | 0 | 0 | 0 | 0 | 0 | 0 | 0 | 0 | 1 | 2203.5583
2025-12-18 | 3427.086 | 19.09 | 0 | 0 | 1 | 0 | 0 | 0 | 0 | 0 | 0 | 0 | 0 | 0 | 0 | 0 | 0 | 0 | 0 | 0 | 0 | 0 | 0 | 0 | 0 | 0 | 0 | 0 | 2175.7319
2025-12-18 | 3407.326 | 19.13 | 0 | 0 | 0 | 1 | 0 | 0 | 0 | 0 | 0 | 0 | 0 | 0 | 0 | 0 | 0 | 0 | 0 | 0 | 0 | 0 | 0 | 0 | 0 | 0 | 0 | 0 | 2151.9967
2025-12-18 | 3351.244 | 19.36 | 0 | 0 | 0 | 0 | 1 | 0 | 0 | 0 | 0 | 0 | 0 | 0 | 0 | 0 | 0 | 0 | 0 | 0 | 0 | 0 | 0 | 0 | 0 | 0 | 0 | 0 | 2152.2504
2025-12-18 | 3351.899 | 19.48 | 0 | 0 | 0 | 0 | 0 | 1 | 0 | 0 | 0 | 0 | 0 | 0 | 0 | 0 | 0 | 0 | 0 | 0 | 0 | 0 | 0 | 0 | 0 | 0 | 0 | 0 | 2177.4357
2025-12-18 | 3391.488 | 19.59 | 0 | 0 | 0 | 0 | 0 | 0 | 1 | 0 | 0 | 0 | 0 | 0 | 0 | 0 | 0 | 0 | 0 | 0 | 0 | 0 | 0 | 0 | 0 | 0 | 0 | 0 | 2224.045
2025-12-18 | 3533.852 | 19.82 | 0 | 0 | 0 | 0 | 0 | 0 | 0 | 1 | 0 | 0 | 0 | 0 | 0 | 0 | 0 | 0 | 0 | 0 | 0 | 0 | 0 | 0 | 0 | 0 | 0 | 0 | 2335.7649
2025-12-18 | 3757.853 | 20.1 | 0 | 0 | 0 | 0 | 0 | 0 | 0 | 0 | 1 | 0 | 0 | 0 | 0 | 0 | 0 | 0 | 0 | 0 | 0 | 0 | 0 | 0 | 0 | 0 | 0 | 0 | 2545.4141
2025-12-18 | 4361.395 | 20.17 | 0 | 0 | 0 | 0 | 0 | 0 | 0 | 0 | 0 | 1 | 0 | 0 | 0 | 0 | 0 | 0 | 0 | 0 | 0 | 0 | 0 | 0 | 0 | 0 | 0 | 0 | 2764.9278
2025-12-18 | 4893.492 | 20.23 | 0 | 0 | 0 | 0 | 0 | 0 | 0 | 0 | 0 | 0 | 1 | 0 | 0 | 0 | 0 | 0 | 0 | 0 | 0 | 0 | 0 | 0 | 0 | 0 | 0 | 0 | 3001.4151
2025-12-18 | 5249.325 | 19.84 | 0 | 0 | 0 | 0 | 0 | 0 | 0 | 0 | 0 | 0 | 0 | 1 | 0 | 0 | 0 | 0 | 0 | 0 | 0 | 0 | 0 | 0 | 0 | 0 | 0 | 0 | 3166.2473
2025-12-18 | 5590.384 | 19.5 | 0 | 0 | 0 | 0 | 0 | 0 | 0 | 0 | 0 | 0 | 0 | 0 | 1 | 0 | 0 | 0 | 0 | 0 | 0 | 0 | 0 | 0 | 0 | 0 | 0 | 0 | 3254.9612
2025-12-18 | 5719.806 | 19.05 | 0 | 0 | 0 | 0 | 0 | 0 | 0 | 0 | 0 | 0 | 0 | 0 | 0 | 1 | 0 | 0 | 0 | 0 | 0 | 0 | 0 | 0 | 0 | 0 | 0 | 0 | 3243.1458
2025-12-18 | 5607.285 | 18.64 | 0 | 0 | 0 | 0 | 0 | 0 | 0 | 0 | 0 | 0 | 0 | 0 | 0 | 0 | 1 | 0 | 0 | 0 | 0 | 0 | 0 | 0 | 0 | 0 | 0 | 0 | 3207.6013
2025-12-18 | 5491.822 | 18.57 | 0 | 0 | 0 | 0 | 0 | 0 | 0 | 0 | 0 | 0 | 0 | 0 | 0 | 0 | 0 | 1 | 0 | 0 | 0 | 0 | 0 | 0 | 0 | 0 | 0 | 0 | 3180.8808
2025-12-18 | 5451.65 | 18.51 | 0 | 0 | 0 | 0 | 0 | 0 | 0 | 0 | 0 | 0 | 0 | 0 | 0 | 0 | 0 | 0 | 1 | 0 | 0 | 0 | 0 | 0 | 0 | 0 | 0 | 0 | 3122.4801
2025-12-18 | 5339.696 | 18.48 | 0 | 0 | 0 | 0 | 0 | 0 | 0 | 0 | 0 | 0 | 0 | 0 | 0 | 0 | 0 | 0 | 0 | 1 | 0 | 0 | 0 | 0 | 0 | 0 | 0 | 0 | 3003.8225
2025-12-18 | 5254.564 | 19 | 0 | 0 | 0 | 0 | 0 | 0 | 0 | 0 | 0 | 0 | 0 | 0 | 0 | 0 | 0 | 0 | 0 | 0 | 1 | 0 | 0 | 0 | 0 | 0 | 0 | 0 | 2857.3914
2025-12-18 | 4978.036 | 19.57 | 0 | 0 | 0 | 0 | 0 | 0 | 0 | 0 | 0 | 0 | 0 | 0 | 0 | 0 | 0 | 0 | 0 | 0 | 0 | 1 | 0 | 0 | 0 | 0 | 0 | 0 | 2750.629
2025-12-18 | 4661.726 | 19.64 | 0 | 0 | 0 | 0 | 0 | 0 | 0 | 0 | 0 | 0 | 0 | 0 | 0 | 0 | 0 | 0 | 0 | 0 | 0 | 0 | 1 | 0 | 0 | 0 | 0 | 0 | 2693.5154
2025-12-18 | 4302.217 | 19.78 | 0 | 0 | 0 | 0 | 0 | 0 | 0 | 0 | 0 | 0 | 0 | 0 | 0 | 0 | 0 | 0 | 0 | 0 | 0 | 0 | 0 | 1 | 0 | 0 | 0 | 0 | 2640.5428
2025-12-18 | 4087.789 | 20.07 | 0 | 0 | 0 | 0 | 0 | 0 | 0 | 0 | 0 | 0 | 0 | 0 | 0 | 0 | 0 | 0 | 0 | 0 | 0 | 0 | 0 | 0 | 1 | 0 | 0 | 0 | 2552.712
2025-12-18 | 3802.274 | 20.32 | 0 | 0 | 0 | 0 | 0 | 0 | 0 | 0 | 0 | 0 | 0 | 0 | 0 | 0 | 0 | 0 | 0 | 0 | 0 | 0 | 0 | 0 | 0 | 1 | 0 | 0 | 2437.1876
2025-12-18 | 3509.422 | 20.26 | 0 | 0 | 0 | 0 | 0 | 0 | 0 | 0 | 0 | 0 | 0 | 0 | 0 | 0 | 0 | 0 | 0 | 0 | 0 | 0 | 0 | 0 | 0 | 0 | 1 | 0 | 2327.7643
2025-12-18 | 3320.208 | 20.4 | 0 | 0 | 0 | 0 | 0 | 0 | 0 | 0 | 0 | 0 | 0 | 0 | 0 | 0 | 0 | 0 | 0 | 0 | 0 | 0 | 0 | 0 | 0 | 0 | 0 | 1 | 2254.9974
2025-12-19 | 3199.564 | 20.38 | 0 | 0 | 1 | 0 | 0 | 0 | 0 | 0 | 0 | 0 | 0 | 0 | 0 | 0 | 0 | 0 | 0 | 0 | 0 | 0 | 0 | 0 | 0 | 0 | 0 | 0 | 2219.1021
2025-12-19 | 3151.117 | 20.3 | 0 | 0 | 0 | 1 | 0 | 0 | 0 | 0 | 0 | 0 | 0 | 0 | 0 | 0 | 0 | 0 | 0 | 0 | 0 | 0 | 0 | 0 | 0 | 0 | 0 | 0 | 2191.3325
2025-12-19 | 3094.911 | 20.48 | 0 | 0 | 0 | 0 | 1 | 0 | 0 | 0 | 0 | 0 | 0 | 0 | 0 | 0 | 0 | 0 | 0 | 0 | 0 | 0 | 0 | 0 | 0 | 0 | 0 | 0 | 2189.9052
2025-12-19 | 3246.514 | 20.49 | 0 | 0 | 0 | 0 | 0 | 1 | 0 | 0 | 0 | 0 | 0 | 0 | 0 | 0 | 0 | 0 | 0 | 0 | 0 | 0 | 0 | 0 | 0 | 0 | 0 | 0 | 2211.3922
2025-12-19 | 3044.25 | 20.58 | 0 | 0 | 0 | 0 | 0 | 0 | 1 | 0 | 0 | 0 | 0 | 0 | 0 | 0 | 0 | 0 | 0 | 0 | 0 | 0 | 0 | 0 | 0 | 0 | 0 | 0 | 2257.3291
2025-12-19 | 3108.491 | 20.99 | 0 | 0 | 0 | 0 | 0 | 0 | 0 | 1 | 0 | 0 | 0 | 0 | 0 | 0 | 0 | 0 | 0 | 0 | 0 | 0 | 0 | 0 | 0 | 0 | 0 | 0 | 2375.1007
2025-12-19 | 3297.92 | 21.26 | 0 | 0 | 0 | 0 | 0 | 0 | 0 | 0 | 1 | 0 | 0 | 0 | 0 | 0 | 0 | 0 | 0 | 0 | 0 | 0 | 0 | 0 | 0 | 0 | 0 | 0 | 2584.4137
2025-12-19 | 4260.235 | 21.45 | 0 | 0 | 0 | 0 | 0 | 0 | 0 | 0 | 0 | 1 | 0 | 0 | 0 | 0 | 0 | 0 | 0 | 0 | 0 | 0 | 0 | 0 | 0 | 0 | 0 | 0 | 2807.9618
2025-12-19 | 4820.945 | 21.54 | 0 | 0 | 0 | 0 | 0 | 0 | 0 | 0 | 0 | 0 | 1 | 0 | 0 | 0 | 0 | 0 | 0 | 0 | 0 | 0 | 0 | 0 | 0 | 0 | 0 | 0 | 3045.4577
2025-12-19 | 5189.961 | 20.92 | 0 | 0 | 0 | 0 | 0 | 0 | 0 | 0 | 0 | 0 | 0 | 1 | 0 | 0 | 0 | 0 | 0 | 0 | 0 | 0 | 0 | 0 | 0 | 0 | 0 | 0 | 3202.5572
2025-12-19 | 5483.068 | 20.27 | 0 | 0 | 0 | 0 | 0 | 0 | 0 | 0 | 0 | 0 | 0 | 0 | 1 | 0 | 0 | 0 | 0 | 0 | 0 | 0 | 0 | 0 | 0 | 0 | 0 | 0 | 3280.8489
2025-12-19 | 5551.368 | 20.01 | 0 | 0 | 0 | 0 | 0 | 0 | 0 | 0 | 0 | 0 | 0 | 0 | 0 | 1 | 0 | 0 | 0 | 0 | 0 | 0 | 0 | 0 | 0 | 0 | 0 | 0 | 3275.4213
2025-12-19 | 5462.959 | 19.67 | 0 | 0 | 0 | 0 | 0 | 0 | 0 | 0 | 0 | 0 | 0 | 0 | 0 | 0 | 1 | 0 | 0 | 0 | 0 | 0 | 0 | 0 | 0 | 0 | 0 | 0 | 3242.2302
2025-12-19 | 5596.962 | 19.15 | 0 | 0 | 0 | 0 | 0 | 0 | 0 | 0 | 0 | 0 | 0 | 0 | 0 | 0 | 0 | 1 | 0 | 0 | 0 | 0 | 0 | 0 | 0 | 0 | 0 | 0 | 3200.3805
2025-12-19 | 5623.343 | 19.26 | 0 | 0 | 0 | 0 | 0 | 0 | 0 | 0 | 0 | 0 | 0 | 0 | 0 | 0 | 0 | 0 | 1 | 0 | 0 | 0 | 0 | 0 | 0 | 0 | 0 | 0 | 3147.6953
2025-12-19 | 5504.935 | 19.28 | 0 | 0 | 0 | 0 | 0 | 0 | 0 | 0 | 0 | 0 | 0 | 0 | 0 | 0 | 0 | 0 | 0 | 1 | 0 | 0 | 0 | 0 | 0 | 0 | 0 | 0 | 3030.7188
2025-12-19 | 5382.673 | 19.56 | 0 | 0 | 0 | 0 | 0 | 0 | 0 | 0 | 0 | 0 | 0 | 0 | 0 | 0 | 0 | 0 | 0 | 0 | 1 | 0 | 0 | 0 | 0 | 0 | 0 | 0 | 2876.2188
2025-12-19 | 5137.396 | 19.98 | 0 | 0 | 0 | 0 | 0 | 0 | 0 | 0 | 0 | 0 | 0 | 0 | 0 | 0 | 0 | 0 | 0 | 0 | 0 | 1 | 0 | 0 | 0 | 0 | 0 | 0 | 2764.4134
2025-12-19 | 4830.759 | 20.33 | 0 | 0 | 0 | 0 | 0 | 0 | 0 | 0 | 0 | 0 | 0 | 0 | 0 | 0 | 0 | 0 | 0 | 0 | 0 | 0 | 1 | 0 | 0 | 0 | 0 | 0 | 2716.7135
2025-12-19 | 4605.422 | 20.68 | 0 | 0 | 0 | 0 | 0 | 0 | 0 | 0 | 0 | 0 | 0 | 0 | 0 | 0 | 0 | 0 | 0 | 0 | 0 | 0 | 0 | 1 | 0 | 0 | 0 | 0 | 2670.8011
2025-12-19 | 4446.321 | 20.62 | 0 | 0 | 0 | 0 | 0 | 0 | 0 | 0 | 0 | 0 | 0 | 0 | 0 | 0 | 0 | 0 | 0 | 0 | 0 | 0 | 0 | 0 | 1 | 0 | 0 | 0 | 2571.2032
2025-12-19 | 4168.617 | 20.69 | 0 | 0 | 0 | 0 | 0 | 0 | 0 | 0 | 0 | 0 | 0 | 0 | 0 | 0 | 0 | 0 | 0 | 0 | 0 | 0 | 0 | 0 | 0 | 1 | 0 | 0 | 2449.6271
2025-12-19 | 3941.434 | 20.88 | 0 | 0 | 0 | 0 | 0 | 0 | 0 | 0 | 0 | 0 | 0 | 0 | 0 | 0 | 0 | 0 | 0 | 0 | 0 | 0 | 0 | 0 | 0 | 0 | 1 | 0 | 2348.6089
2025-12-19 | 3782.327 | 20.89 | 0 | 0 | 0 | 0 | 0 | 0 | 0 | 0 | 0 | 0 | 0 | 0 | 0 | 0 | 0 | 0 | 0 | 0 | 0 | 0 | 0 | 0 | 0 | 0 | 0 | 1 | 2271.4714
2025-12-20 | 3658.238 | 21.06 | 0 | 1 | 1 | 0 | 0 | 0 | 0 | 0 | 0 | 0 | 0 | 0 | 0 | 0 | 0 | 0 | 0 | 0 | 0 | 0 | 0 | 0 | 0 | 0 | 0 | 0 | 1976.8109
2025-12-20 | 3569.961 | 21.38 | 0 | 1 | 0 | 1 | 0 | 0 | 0 | 0 | 0 | 0 | 0 | 0 | 0 | 0 | 0 | 0 | 0 | 0 | 0 | 0 | 0 | 0 | 0 | 0 | 0 | 0 | 1962.4894
2025-12-20 | 3557.757 | 21.44 | 0 | 1 | 0 | 0 | 1 | 0 | 0 | 0 | 0 | 0 | 0 | 0 | 0 | 0 | 0 | 0 | 0 | 0 | 0 | 0 | 0 | 0 | 0 | 0 | 0 | 0 | 1957.0276
2025-12-20 | 3575.884 | 21.09 | 0 | 1 | 0 | 0 | 0 | 1 | 0 | 0 | 0 | 0 | 0 | 0 | 0 | 0 | 0 | 0 | 0 | 0 | 0 | 0 | 0 | 0 | 0 | 0 | 0 | 0 | 1966.4113
2025-12-20 | 3619.455 | 20.91 | 0 | 1 | 0 | 0 | 0 | 0 | 1 | 0 | 0 | 0 | 0 | 0 | 0 | 0 | 0 | 0 | 0 | 0 | 0 | 0 | 0 | 0 | 0 | 0 | 0 | 0 | 2003.2708
2025-12-20 | 3656.081 | 20.97 | 0 | 1 | 0 | 0 | 0 | 0 | 0 | 1 | 0 | 0 | 0 | 0 | 0 | 0 | 0 | 0 | 0 | 0 | 0 | 0 | 0 | 0 | 0 | 0 | 0 | 0 | 2109.2752
2025-12-20 | 3799.703 | 20.88 | 0 | 1 | 0 | 0 | 0 | 0 | 0 | 0 | 1 | 0 | 0 | 0 | 0 | 0 | 0 | 0 | 0 | 0 | 0 | 0 | 0 | 0 | 0 | 0 | 0 | 0 | 2306.4849
2025-12-20 | 3985.204 | 20.72 | 0 | 1 | 0 | 0 | 0 | 0 | 0 | 0 | 0 | 1 | 0 | 0 | 0 | 0 | 0 | 0 | 0 | 0 | 0 | 0 | 0 | 0 | 0 | 0 | 0 | 0 | 2518.2658
2025-12-20 | 4229.119 | 20.62 | 0 | 1 | 0 | 0 | 0 | 0 | 0 | 0 | 0 | 0 | 1 | 0 | 0 | 0 | 0 | 0 | 0 | 0 | 0 | 0 | 0 | 0 | 0 | 0 | 0 | 0 | 2749.3739
2025-12-20 | 4577.084 | 20.25 | 0 | 1 | 0 | 0 | 0 | 0 | 0 | 0 | 0 | 0 | 0 | 1 | 0 | 0 | 0 | 0 | 0 | 0 | 0 | 0 | 0 | 0 | 0 | 0 | 0 | 0 | 2914.8785
2025-12-20 | 4986.64 | 19.61 | 0 | 1 | 0 | 0 | 0 | 0 | 0 | 0 | 0 | 0 | 0 | 0 | 1 | 0 | 0 | 0 | 0 | 0 | 0 | 0 | 0 | 0 | 0 | 0 | 0 | 0 | 2993.5064
2025-12-20 | 5080.96 | 18.9 | 0 | 1 | 0 | 0 | 0 | 0 | 0 | 0 | 0 | 0 | 0 | 0 | 0 | 1 | 0 | 0 | 0 | 0 | 0 | 0 | 0 | 0 | 0 | 0 | 0 | 0 | 2972.9496
2025-12-20 | 4990.345 | 18.25 | 0 | 1 | 0 | 0 | 0 | 0 | 0 | 0 | 0 | 0 | 0 | 0 | 0 | 0 | 1 | 0 | 0 | 0 | 0 | 0 | 0 | 0 | 0 | 0 | 0 | 0 | 2929.3363
2025-12-20 | 4973.146 | 17.71 | 0 | 1 | 0 | 0 | 0 | 0 | 0 | 0 | 0 | 0 | 0 | 0 | 0 | 0 | 0 | 1 | 0 | 0 | 0 | 0 | 0 | 0 | 0 | 0 | 0 | 0 | 2886.8142
2025-12-20 | 4886.47 | 17.29 | 0 | 1 | 0 | 0 | 0 | 0 | 0 | 0 | 0 | 0 | 0 | 0 | 0 | 0 | 0 | 0 | 1 | 0 | 0 | 0 | 0 | 0 | 0 | 0 | 0 | 0 | 2816.3102
2025-12-20 | 4768.38 | 17.19 | 0 | 1 | 0 | 0 | 0 | 0 | 0 | 0 | 0 | 0 | 0 | 0 | 0 | 0 | 0 | 0 | 0 | 1 | 0 | 0 | 0 | 0 | 0 | 0 | 0 | 0 | 2695.2992
2025-12-20 | 4768.894 | 17.35 | 0 | 1 | 0 | 0 | 0 | 0 | 0 | 0 | 0 | 0 | 0 | 0 | 0 | 0 | 0 | 0 | 0 | 0 | 1 | 0 | 0 | 0 | 0 | 0 | 0 | 0 | 2536.7648
2025-12-20 | 4688.44 | 17.61 | 0 | 1 | 0 | 0 | 0 | 0 | 0 | 0 | 0 | 0 | 0 | 0 | 0 | 0 | 0 | 0 | 0 | 0 | 0 | 1 | 0 | 0 | 0 | 0 | 0 | 0 | 2419.5801
2025-12-20 | 4485.942 | 17.58 | 0 | 1 | 0 | 0 | 0 | 0 | 0 | 0 | 0 | 0 | 0 | 0 | 0 | 0 | 0 | 0 | 0 | 0 | 0 | 0 | 1 | 0 | 0 | 0 | 0 | 0 | 2359.1045
2025-12-20 | 4366.548 | 17.86 | 0 | 1 | 0 | 0 | 0 | 0 | 0 | 0 | 0 | 0 | 0 | 0 | 0 | 0 | 0 | 0 | 0 | 0 | 0 | 0 | 0 | 1 | 0 | 0 | 0 | 0 | 2310.8387
2025-12-20 | 4195.28 | 18.16 | 0 | 1 | 0 | 0 | 0 | 0 | 0 | 0 | 0 | 0 | 0 | 0 | 0 | 0 | 0 | 0 | 0 | 0 | 0 | 0 | 0 | 0 | 1 | 0 | 0 | 0 | 2223.3441
2025-12-20 | 3984.023 | 18.41 | 0 | 1 | 0 | 0 | 0 | 0 | 0 | 0 | 0 | 0 | 0 | 0 | 0 | 0 | 0 | 0 | 0 | 0 | 0 | 0 | 0 | 0 | 0 | 1 | 0 | 0 | 2107.8197
2025-12-20 | 3689.031 | 18.75 | 0 | 1 | 0 | 0 | 0 | 0 | 0 | 0 | 0 | 0 | 0 | 0 | 0 | 0 | 0 | 0 | 0 | 0 | 0 | 0 | 0 | 0 | 0 | 0 | 1 | 0 | 2011.8445
2025-12-20 | 3569.759 | 18.77 | 0 | 1 | 0 | 0 | 0 | 0 | 0 | 0 | 0 | 0 | 0 | 0 | 0 | 0 | 0 | 0 | 0 | 0 | 0 | 0 | 0 | 0 | 0 | 0 | 0 | 1 | 1935.0432
2025-12-21 | 3457.987 | 18.86 | 0 | 1 | 1 | 0 | 0 | 0 | 0 | 0 | 0 | 0 | 0 | 0 | 0 | 0 | 0 | 0 | 0 | 0 | 0 | 0 | 0 | 0 | 0 | 0 | 0 | 0 | 1902.8462
2025-12-21 | 3409.843 | 19.43 | 0 | 1 | 0 | 1 | 0 | 0 | 0 | 0 | 0 | 0 | 0 | 0 | 0 | 0 | 0 | 0 | 0 | 0 | 0 | 0 | 0 | 0 | 0 | 0 | 0 | 0 | 1896.9297
2025-12-21 | 3372.47 | 19.97 | 0 | 1 | 0 | 0 | 1 | 0 | 0 | 0 | 0 | 0 | 0 | 0 | 0 | 0 | 0 | 0 | 0 | 0 | 0 | 0 | 0 | 0 | 0 | 0 | 0 | 0 | 1907.6057
2025-12-21 | 3401.399 | 20.37 | 0 | 1 | 0 | 0 | 0 | 1 | 0 | 0 | 0 | 0 | 0 | 0 | 0 | 0 | 0 | 0 | 0 | 0 | 0 | 0 | 0 | 0 | 0 | 0 | 0 | 0 | 1942.2047
2025-12-21 | 3526.834 | 20.7 | 0 | 1 | 0 | 0 | 0 | 0 | 1 | 0 | 0 | 0 | 0 | 0 | 0 | 0 | 0 | 0 | 0 | 0 | 0 | 0 | 0 | 0 | 0 | 0 | 0 | 0 | 1996.2105
2025-12-21 | 3574.896 | 21.01 | 0 | 1 | 0 | 0 | 0 | 0 | 0 | 1 | 0 | 0 | 0 | 0 | 0 | 0 | 0 | 0 | 0 | 0 | 0 | 0 | 0 | 0 | 0 | 0 | 0 | 0 | 2110.62
2025-12-21 | 3711.385 | 21.16 | 0 | 1 | 0 | 0 | 0 | 0 | 0 | 0 | 1 | 0 | 0 | 0 | 0 | 0 | 0 | 0 | 0 | 0 | 0 | 0 | 0 | 0 | 0 | 0 | 0 | 0 | 2315.8986
2025-12-21 | 3880.865 | 21.09 | 0 | 1 | 0 | 0 | 0 | 0 | 0 | 0 | 0 | 1 | 0 | 0 | 0 | 0 | 0 | 0 | 0 | 0 | 0 | 0 | 0 | 0 | 0 | 0 | 0 | 0 | 2530.7054
2025-12-21 | 3967.674 | 21.38 | 0 | 1 | 0 | 0 | 0 | 0 | 0 | 0 | 0 | 0 | 1 | 0 | 0 | 0 | 0 | 0 | 0 | 0 | 0 | 0 | 0 | 0 | 0 | 0 | 0 | 0 | 2774.9254
2025-12-21 | 4171.392 | 20.93 | 0 | 1 | 0 | 0 | 0 | 0 | 0 | 0 | 0 | 0 | 0 | 1 | 0 | 0 | 0 | 0 | 0 | 0 | 0 | 0 | 0 | 0 | 0 | 0 | 0 | 0 | 2937.7403
2025-12-21 | 4476.181 | 20.32 | 0 | 1 | 0 | 0 | 0 | 0 | 0 | 0 | 0 | 0 | 0 | 0 | 1 | 0 | 0 | 0 | 0 | 0 | 0 | 0 | 0 | 0 | 0 | 0 | 0 | 0 | 3017.3768
2025-12-21 | 4590.652 | 19.69 | 0 | 1 | 0 | 0 | 0 | 0 | 0 | 0 | 0 | 0 | 0 | 0 | 0 | 1 | 0 | 0 | 0 | 0 | 0 | 0 | 0 | 0 | 0 | 0 | 0 | 0 | 2999.5097
2025-12-21 | 4597.234 | 19.18 | 0 | 1 | 0 | 0 | 0 | 0 | 0 | 0 | 0 | 0 | 0 | 0 | 0 | 0 | 1 | 0 | 0 | 0 | 0 | 0 | 0 | 0 | 0 | 0 | 0 | 0 | 2960.6032
2025-12-21 | 4546.028 | 18.94 | 0 | 1 | 0 | 0 | 0 | 0 | 0 | 0 | 0 | 0 | 0 | 0 | 0 | 0 | 0 | 1 | 0 | 0 | 0 | 0 | 0 | 0 | 0 | 0 | 0 | 0 | 2928.1672
2025-12-21 | 4505.457 | 18.74 | 0 | 1 | 0 | 0 | 0 | 0 | 0 | 0 | 0 | 0 | 0 | 0 | 0 | 0 | 0 | 0 | 1 | 0 | 0 | 0 | 0 | 0 | 0 | 0 | 0 | 0 | 2865.0596
2025-12-21 | 4477.364 | 18.7 | 0 | 1 | 0 | 0 | 0 | 0 | 0 | 0 | 0 | 0 | 0 | 0 | 0 | 0 | 0 | 0 | 0 | 1 | 0 | 0 | 0 | 0 | 0 | 0 | 0 | 0 | 2746.0659
2025-12-21 | 4529.879 | 19.15 | 0 | 1 | 0 | 0 | 0 | 0 | 0 | 0 | 0 | 0 | 0 | 0 | 0 | 0 | 0 | 0 | 0 | 0 | 1 | 0 | 0 | 0 | 0 | 0 | 0 | 0 | 2597.2814
2025-12-21 | 4580.779 | 19.55 | 0 | 1 | 0 | 0 | 0 | 0 | 0 | 0 | 0 | 0 | 0 | 0 | 0 | 0 | 0 | 0 | 0 | 0 | 0 | 1 | 0 | 0 | 0 | 0 | 0 | 0 | 2484.8035
2025-12-21 | 4462.337 | 19.72 | 0 | 1 | 0 | 0 | 0 | 0 | 0 | 0 | 0 | 0 | 0 | 0 | 0 | 0 | 0 | 0 | 0 | 0 | 0 | 0 | 1 | 0 | 0 | 0 | 0 | 0 | 2431.052
2025-12-21 | 4341.772 | 19.73 | 0 | 1 | 0 | 0 | 0 | 0 | 0 | 0 | 0 | 0 | 0 | 0 | 0 | 0 | 0 | 0 | 0 | 0 | 0 | 0 | 0 | 1 | 0 | 0 | 0 | 0 | 2373.7087
2025-12-21 | 4214.703 | 19.9 | 0 | 1 | 0 | 0 | 0 | 0 | 0 | 0 | 0 | 0 | 0 | 0 | 0 | 0 | 0 | 0 | 0 | 0 | 0 | 0 | 0 | 0 | 1 | 0 | 0 | 0 | 2281.8434
2025-12-21 | 4089.03 | 20.26 | 0 | 1 | 0 | 0 | 0 | 0 | 0 | 0 | 0 | 0 | 0 | 0 | 0 | 0 | 0 | 0 | 0 | 0 | 0 | 0 | 0 | 0 | 0 | 1 | 0 | 0 | 2170.0173
2025-12-21 | 3894.362 | 20.44 | 0 | 1 | 0 | 0 | 0 | 0 | 0 | 0 | 0 | 0 | 0 | 0 | 0 | 0 | 0 | 0 | 0 | 0 | 0 | 0 | 0 | 0 | 0 | 0 | 1 | 0 | 2068.6628
2025-12-21 | 3743.673 | 20.49 | 0 | 1 | 0 | 0 | 0 | 0 | 0 | 0 | 0 | 0 | 0 | 0 | 0 | 0 | 0 | 0 | 0 | 0 | 0 | 0 | 0 | 0 | 0 | 0 | 0 | 1 | 1992.8702
2025-12-22 | 3675.912 | 20.73 | 0 | 0 | 1 | 0 | 0 | 0 | 0 | 0 | 0 | 0 | 0 | 0 | 0 | 0 | 0 | 0 | 0 | 0 | 0 | 0 | 0 | 0 | 0 | 0 | 0 | 0 | 2230.8693
2025-12-22 | 3633.615 | 21.11 | 0 | 0 | 0 | 1 | 0 | 0 | 0 | 0 | 0 | 0 | 0 | 0 | 0 | 0 | 0 | 0 | 0 | 0 | 0 | 0 | 0 | 0 | 0 | 0 | 0 | 0 | 2218.565
2025-12-22 | 3622.735 | 21.18 | 0 | 0 | 0 | 0 | 1 | 0 | 0 | 0 | 0 | 0 | 0 | 0 | 0 | 0 | 0 | 0 | 0 | 0 | 0 | 0 | 0 | 0 | 0 | 0 | 0 | 0 | 2213.4394
2025-12-22 | 3667.502 | 21.24 | 0 | 0 | 0 | 0 | 0 | 1 | 0 | 0 | 0 | 0 | 0 | 0 | 0 | 0 | 0 | 0 | 0 | 0 | 0 | 0 | 0 | 0 | 0 | 0 | 0 | 0 | 2236.6075
2025-12-22 | 3728.572 | 21.39 | 0 | 0 | 0 | 0 | 0 | 0 | 1 | 0 | 0 | 0 | 0 | 0 | 0 | 0 | 0 | 0 | 0 | 0 | 0 | 0 | 0 | 0 | 0 | 0 | 0 | 0 | 2284.5616
2025-12-22 | 3732.793 | 21.43 | 0 | 0 | 0 | 0 | 0 | 0 | 0 | 1 | 0 | 0 | 0 | 0 | 0 | 0 | 0 | 0 | 0 | 0 | 0 | 0 | 0 | 0 | 0 | 0 | 0 | 0 | 2389.8936
2025-12-22 | 3993.81 | 21.75 | 0 | 0 | 0 | 0 | 0 | 0 | 0 | 0 | 1 | 0 | 0 | 0 | 0 | 0 | 0 | 0 | 0 | 0 | 0 | 0 | 0 | 0 | 0 | 0 | 0 | 0 | 2600.8876
2025-12-22 | 4518.644 | 21.94 | 0 | 0 | 0 | 0 | 0 | 0 | 0 | 0 | 0 | 1 | 0 | 0 | 0 | 0 | 0 | 0 | 0 | 0 | 0 | 0 | 0 | 0 | 0 | 0 | 0 | 0 | 2824.4357
2025-12-22 | 5072.891 | 21.83 | 0 | 0 | 0 | 0 | 0 | 0 | 0 | 0 | 0 | 0 | 1 | 0 | 0 | 0 | 0 | 0 | 0 | 0 | 0 | 0 | 0 | 0 | 0 | 0 | 0 | 0 | 3055.2076
2025-12-22 | 5452.414 | 21.19 | 0 | 0 | 0 | 0 | 0 | 0 | 0 | 0 | 0 | 0 | 0 | 1 | 0 | 0 | 0 | 0 | 0 | 0 | 0 | 0 | 0 | 0 | 0 | 0 | 0 | 0 | 3211.6347
2025-12-22 | 5579.961 | 20.34 | 0 | 0 | 0 | 0 | 0 | 0 | 0 | 0 | 0 | 0 | 0 | 0 | 1 | 0 | 0 | 0 | 0 | 0 | 0 | 0 | 0 | 0 | 0 | 0 | 0 | 0 | 3283.2023
2025-12-22 | 5734.904 | 19.4 | 0 | 0 | 0 | 0 | 0 | 0 | 0 | 0 | 0 | 0 | 0 | 0 | 0 | 1 | 0 | 0 | 0 | 0 | 0 | 0 | 0 | 0 | 0 | 0 | 0 | 0 | 3254.9129
2025-12-22 | 5604.831 | 19 | 0 | 0 | 0 | 0 | 0 | 0 | 0 | 0 | 0 | 0 | 0 | 0 | 0 | 0 | 1 | 0 | 0 | 0 | 0 | 0 | 0 | 0 | 0 | 0 | 0 | 0 | 3219.7046
2025-12-22 | 5557.652 | 18.35 | 0 | 0 | 0 | 0 | 0 | 0 | 0 | 0 | 0 | 0 | 0 | 0 | 0 | 0 | 0 | 1 | 0 | 0 | 0 | 0 | 0 | 0 | 0 | 0 | 0 | 0 | 3173.4843
2025-12-22 | 5519.899 | 17.96 | 0 | 0 | 0 | 0 | 0 | 0 | 0 | 0 | 0 | 0 | 0 | 0 | 0 | 0 | 0 | 0 | 1 | 0 | 0 | 0 | 0 | 0 | 0 | 0 | 0 | 0 | 3103.9889
2025-12-22 | 5399.717 | 17.82 | 0 | 0 | 0 | 0 | 0 | 0 | 0 | 0 | 0 | 0 | 0 | 0 | 0 | 0 | 0 | 0 | 0 | 1 | 0 | 0 | 0 | 0 | 0 | 0 | 0 | 0 | 2981.6331
2025-12-22 | 5325.746 | 18.03 | 0 | 0 | 0 | 0 | 0 | 0 | 0 | 0 | 0 | 0 | 0 | 0 | 0 | 0 | 0 | 0 | 0 | 0 | 1 | 0 | 0 | 0 | 0 | 0 | 0 | 0 | 2824.7797
2025-12-22 | 4989.017 | 18.36 | 0 | 0 | 0 | 0 | 0 | 0 | 0 | 0 | 0 | 0 | 0 | 0 | 0 | 0 | 0 | 0 | 0 | 0 | 0 | 1 | 0 | 0 | 0 | 0 | 0 | 0 | 2709.9484
2025-12-22 | 4616.385 | 18.7 | 0 | 0 | 0 | 0 | 0 | 0 | 0 | 0 | 0 | 0 | 0 | 0 | 0 | 0 | 0 | 0 | 0 | 0 | 0 | 0 | 1 | 0 | 0 | 0 | 0 | 0 | 2661.9123
2025-12-22 | 4377.465 | 18.87 | 0 | 0 | 0 | 0 | 0 | 0 | 0 | 0 | 0 | 0 | 0 | 0 | 0 | 0 | 0 | 0 | 0 | 0 | 0 | 0 | 0 | 1 | 0 | 0 | 0 | 0 | 2609.9483
2025-12-22 | 4111.47 | 18.94 | 0 | 0 | 0 | 0 | 0 | 0 | 0 | 0 | 0 | 0 | 0 | 0 | 0 | 0 | 0 | 0 | 0 | 0 | 0 | 0 | 0 | 0 | 1 | 0 | 0 | 0 | 2514.721
2025-12-22 | 3891.096 | 18.94 | 0 | 0 | 0 | 0 | 0 | 0 | 0 | 0 | 0 | 0 | 0 | 0 | 0 | 0 | 0 | 0 | 0 | 0 | 0 | 0 | 0 | 0 | 0 | 1 | 0 | 0 | 2390.7916
2025-12-22 | 3631.149 | 18.94 | 0 | 0 | 0 | 0 | 0 | 0 | 0 | 0 | 0 | 0 | 0 | 0 | 0 | 0 | 0 | 0 | 0 | 0 | 0 | 0 | 0 | 0 | 0 | 0 | 1 | 0 | 2283.3854
2025-12-22 | 3454.16 | 19.03 | 0 | 0 | 0 | 0 | 0 | 0 | 0 | 0 | 0 | 0 | 0 | 0 | 0 | 0 | 0 | 0 | 0 | 0 | 0 | 0 | 0 | 0 | 0 | 0 | 0 | 1 | 2208.9376
2025-12-23 | 3371.648 | 19 | 0 | 0 | 1 | 0 | 0 | 0 | 0 | 0 | 0 | 0 | 0 | 0 | 0 | 0 | 0 | 0 | 0 | 0 | 0 | 0 | 0 | 0 | 0 | 0 | 0 | 0 | 2172.7061
2025-12-23 | 3268.488 | 19.09 | 0 | 0 | 0 | 1 | 0 | 0 | 0 | 0 | 0 | 0 | 0 | 0 | 0 | 0 | 0 | 0 | 0 | 0 | 0 | 0 | 0 | 0 | 0 | 0 | 0 | 0 | 2150.6519
2025-12-23 | 3257.723 | 19.14 | 0 | 0 | 0 | 0 | 1 | 0 | 0 | 0 | 0 | 0 | 0 | 0 | 0 | 0 | 0 | 0 | 0 | 0 | 0 | 0 | 0 | 0 | 0 | 0 | 0 | 0 | 2144.8539
2025-12-23 | 3289.046 | 19.22 | 0 | 0 | 0 | 0 | 0 | 1 | 0 | 0 | 0 | 0 | 0 | 0 | 0 | 0 | 0 | 0 | 0 | 0 | 0 | 0 | 0 | 0 | 0 | 0 | 0 | 0 | 2168.6944
2025-12-23 | 3371.743 | 19.18 | 0 | 0 | 0 | 0 | 0 | 0 | 1 | 0 | 0 | 0 | 0 | 0 | 0 | 0 | 0 | 0 | 0 | 0 | 0 | 0 | 0 | 0 | 0 | 0 | 0 | 0 | 2210.2607
2025-12-23 | 3489.817 | 19.17 | 0 | 0 | 0 | 0 | 0 | 0 | 0 | 1 | 0 | 0 | 0 | 0 | 0 | 0 | 0 | 0 | 0 | 0 | 0 | 0 | 0 | 0 | 0 | 0 | 0 | 0 | 2313.9117
2025-12-23 | 3720.89 | 19.11 | 0 | 0 | 0 | 0 | 0 | 0 | 0 | 0 | 1 | 0 | 0 | 0 | 0 | 0 | 0 | 0 | 0 | 0 | 0 | 0 | 0 | 0 | 0 | 0 | 0 | 0 | 2512.13
2025-12-23 | 4284.389 | 19 | 0 | 0 | 0 | 0 | 0 | 0 | 0 | 0 | 0 | 1 | 0 | 0 | 0 | 0 | 0 | 0 | 0 | 0 | 0 | 0 | 0 | 0 | 0 | 0 | 0 | 0 | 2725.592
2025-12-23 | 4744.813 | 18.72 | 0 | 0 | 0 | 0 | 0 | 0 | 0 | 0 | 0 | 0 | 1 | 0 | 0 | 0 | 0 | 0 | 0 | 0 | 0 | 0 | 0 | 0 | 0 | 0 | 0 | 0 | 2950.6484
2025-12-23 | 5154.16 | 18.42 | 0 | 0 | 0 | 0 | 0 | 0 | 0 | 0 | 0 | 0 | 0 | 1 | 0 | 0 | 0 | 0 | 0 | 0 | 0 | 0 | 0 | 0 | 0 | 0 | 0 | 0 | 3118.5064
2025-12-23 | 5435.354 | 18.35 | 0 | 0 | 0 | 0 | 0 | 0 | 0 | 0 | 0 | 0 | 0 | 0 | 1 | 0 | 0 | 0 | 0 | 0 | 0 | 0 | 0 | 0 | 0 | 0 | 0 | 0 | 3216.2978
2025-12-23 | 5498.153 | 17.85 | 0 | 0 | 0 | 0 | 0 | 0 | 0 | 0 | 0 | 0 | 0 | 0 | 0 | 1 | 0 | 0 | 0 | 0 | 0 | 0 | 0 | 0 | 0 | 0 | 0 | 0 | 3202.8014
2025-12-23 | 5421.064 | 17.67 | 0 | 0 | 0 | 0 | 0 | 0 | 0 | 0 | 0 | 0 | 0 | 0 | 0 | 0 | 1 | 0 | 0 | 0 | 0 | 0 | 0 | 0 | 0 | 0 | 0 | 0 | 3174.9896
2025-12-23 | 5429.08 | 17.54 | 0 | 0 | 0 | 0 | 0 | 0 | 0 | 0 | 0 | 0 | 0 | 0 | 0 | 0 | 0 | 1 | 0 | 0 | 0 | 0 | 0 | 0 | 0 | 0 | 0 | 0 | 3146.2518
2025-12-23 | 5419.568 | 17.26 | 0 | 0 | 0 | 0 | 0 | 0 | 0 | 0 | 0 | 0 | 0 | 0 | 0 | 0 | 0 | 0 | 1 | 0 | 0 | 0 | 0 | 0 | 0 | 0 | 0 | 0 | 3080.4547
2025-12-23 | 5251.456 | 17.08 | 0 | 0 | 0 | 0 | 0 | 0 | 0 | 0 | 0 | 0 | 0 | 0 | 0 | 0 | 0 | 0 | 0 | 1 | 0 | 0 | 0 | 0 | 0 | 0 | 0 | 0 | 2956.7541
2025-12-23 | 5173.548 | 17.5 | 0 | 0 | 0 | 0 | 0 | 0 | 0 | 0 | 0 | 0 | 0 | 0 | 0 | 0 | 0 | 0 | 0 | 0 | 1 | 0 | 0 | 0 | 0 | 0 | 0 | 0 | 2806.9609
2025-12-23 | 4834.362 | 17.93 | 0 | 0 | 0 | 0 | 0 | 0 | 0 | 0 | 0 | 0 | 0 | 0 | 0 | 0 | 0 | 0 | 0 | 0 | 0 | 1 | 0 | 0 | 0 | 0 | 0 | 0 | 2695.4917
2025-12-23 | 4528.219 | 17.97 | 0 | 0 | 0 | 0 | 0 | 0 | 0 | 0 | 0 | 0 | 0 | 0 | 0 | 0 | 0 | 0 | 0 | 0 | 0 | 0 | 1 | 0 | 0 | 0 | 0 | 0 | 2637.3695
2025-12-23 | 4231.131 | 17.67 | 0 | 0 | 0 | 0 | 0 | 0 | 0 | 0 | 0 | 0 | 0 | 0 | 0 | 0 | 0 | 0 | 0 | 0 | 0 | 0 | 0 | 1 | 0 | 0 | 0 | 0 | 2569.6039
2025-12-23 | 4041.103 | 17.55 | 0 | 0 | 0 | 0 | 0 | 0 | 0 | 0 | 0 | 0 | 0 | 0 | 0 | 0 | 0 | 0 | 0 | 0 | 0 | 0 | 0 | 0 | 1 | 0 | 0 | 0 | 2467.9888
2025-12-23 | 3760.761 | 17.7 | 0 | 0 | 0 | 0 | 0 | 0 | 0 | 0 | 0 | 0 | 0 | 0 | 0 | 0 | 0 | 0 | 0 | 0 | 0 | 0 | 0 | 0 | 0 | 1 | 0 | 0 | 2349.1024
2025-12-23 | 3527.761 | 17.78 | 0 | 0 | 0 | 0 | 0 | 0 | 0 | 0 | 0 | 0 | 0 | 0 | 0 | 0 | 0 | 0 | 0 | 0 | 0 | 0 | 0 | 0 | 0 | 0 | 1 | 0 | 2244.3859
2025-12-23 | 3395.731 | 17.86 | 0 | 0 | 0 | 0 | 0 | 0 | 0 | 0 | 0 | 0 | 0 | 0 | 0 | 0 | 0 | 0 | 0 | 0 | 0 | 0 | 0 | 0 | 0 | 0 | 0 | 1 | 2169.6018
2025-12-24 | 3275.049 | 18.33 | 0 | 0 | 1 | 0 | 0 | 0 | 0 | 0 | 0 | 0 | 0 | 0 | 0 | 0 | 0 | 0 | 0 | 0 | 0 | 0 | 0 | 0 | 0 | 0 | 0 | 0 | 2150.1805
2025-12-24 | 3262.67 | 18.65 | 0 | 0 | 0 | 1 | 0 | 0 | 0 | 0 | 0 | 0 | 0 | 0 | 0 | 0 | 0 | 0 | 0 | 0 | 0 | 0 | 0 | 0 | 0 | 0 | 0 | 0 | 2135.859
2025-12-24 | 3255.109 | 18.71 | 0 | 0 | 0 | 0 | 1 | 0 | 0 | 0 | 0 | 0 | 0 | 0 | 0 | 0 | 0 | 0 | 0 | 0 | 0 | 0 | 0 | 0 | 0 | 0 | 0 | 0 | 2130.3972
2025-12-24 | 3277.13 | 18.84 | 0 | 0 | 0 | 0 | 0 | 1 | 0 | 0 | 0 | 0 | 0 | 0 | 0 | 0 | 0 | 0 | 0 | 0 | 0 | 0 | 0 | 0 | 0 | 0 | 0 | 0 | 2155.9187
2025-12-24 | 3341.701 | 19.01 | 0 | 0 | 0 | 0 | 0 | 0 | 1 | 0 | 0 | 0 | 0 | 0 | 0 | 0 | 0 | 0 | 0 | 0 | 0 | 0 | 0 | 0 | 0 | 0 | 0 | 0 | 2204.5452
2025-12-24 | 3462.496 | 19.45 | 0 | 0 | 0 | 0 | 0 | 0 | 0 | 1 | 0 | 0 | 0 | 0 | 0 | 0 | 0 | 0 | 0 | 0 | 0 | 0 | 0 | 0 | 0 | 0 | 0 | 0 | 2323.3254
2025-12-24 | 3665.604 | 19.42 | 0 | 0 | 0 | 0 | 0 | 0 | 0 | 0 | 1 | 0 | 0 | 0 | 0 | 0 | 0 | 0 | 0 | 0 | 0 | 0 | 0 | 0 | 0 | 0 | 0 | 0 | 2522.5523
2025-12-24 | 4163.982 | 19.26 | 0 | 0 | 0 | 0 | 0 | 0 | 0 | 0 | 0 | 1 | 0 | 0 | 0 | 0 | 0 | 0 | 0 | 0 | 0 | 0 | 0 | 0 | 0 | 0 | 0 | 0 | 2734.3333
2025-12-24 | 4540.176 | 19.39 | 0 | 0 | 0 | 0 | 0 | 0 | 0 | 0 | 0 | 0 | 1 | 0 | 0 | 0 | 0 | 0 | 0 | 0 | 0 | 0 | 0 | 0 | 0 | 0 | 0 | 0 | 2973.174
2025-12-24 | 4815.261 | 18.9 | 0 | 0 | 0 | 0 | 0 | 0 | 0 | 0 | 0 | 0 | 0 | 1 | 0 | 0 | 0 | 0 | 0 | 0 | 0 | 0 | 0 | 0 | 0 | 0 | 0 | 0 | 3134.6442
2025-12-24 | 4982.329 | 18.44 | 0 | 0 | 0 | 0 | 0 | 0 | 0 | 0 | 0 | 0 | 0 | 0 | 1 | 0 | 0 | 0 | 0 | 0 | 0 | 0 | 0 | 0 | 0 | 0 | 0 | 0 | 3219.3237
2025-12-24 | 4940.868 | 17.91 | 0 | 0 | 0 | 0 | 0 | 0 | 0 | 0 | 0 | 0 | 0 | 0 | 0 | 1 | 0 | 0 | 0 | 0 | 0 | 0 | 0 | 0 | 0 | 0 | 0 | 0 | 3204.8186
2025-12-24 | 4675.537 | 17.64 | 0 | 0 | 0 | 0 | 0 | 0 | 0 | 0 | 0 | 0 | 0 | 0 | 0 | 0 | 1 | 0 | 0 | 0 | 0 | 0 | 0 | 0 | 0 | 0 | 0 | 0 | 3173.981
2025-12-24 | 4438.347 | 17.93 | 0 | 0 | 0 | 0 | 0 | 0 | 0 | 0 | 0 | 0 | 0 | 0 | 0 | 0 | 0 | 1 | 0 | 0 | 0 | 0 | 0 | 0 | 0 | 0 | 0 | 0 | 3159.3638
2025-12-24 | 4182.968 | 17.91 | 0 | 0 | 0 | 0 | 0 | 0 | 0 | 0 | 0 | 0 | 0 | 0 | 0 | 0 | 0 | 0 | 1 | 0 | 0 | 0 | 0 | 0 | 0 | 0 | 0 | 0 | 3102.3079
2025-12-24 | 4054.187 | 17.76 | 0 | 0 | 0 | 0 | 0 | 0 | 0 | 0 | 0 | 0 | 0 | 0 | 0 | 0 | 0 | 0 | 0 | 1 | 0 | 0 | 0 | 0 | 0 | 0 | 0 | 0 | 2979.6159
2025-12-24 | 4081.078 | 18.05 | 0 | 0 | 0 | 0 | 0 | 0 | 0 | 0 | 0 | 0 | 0 | 0 | 0 | 0 | 0 | 0 | 0 | 0 | 1 | 0 | 0 | 0 | 0 | 0 | 0 | 0 | 2825.4521
2025-12-24 | 4054.233 | 18.34 | 0 | 0 | 0 | 0 | 0 | 0 | 0 | 0 | 0 | 0 | 0 | 0 | 0 | 0 | 0 | 0 | 0 | 0 | 0 | 1 | 0 | 0 | 0 | 0 | 0 | 0 | 2709.276
2025-12-24 | 3916.312 | 18.61 | 0 | 0 | 0 | 0 | 0 | 0 | 0 | 0 | 0 | 0 | 0 | 0 | 0 | 0 | 0 | 0 | 0 | 0 | 0 | 0 | 1 | 0 | 0 | 0 | 0 | 0 | 2658.8865
2025-12-24 | 3761.79 | 18.71 | 0 | 0 | 0 | 0 | 0 | 0 | 0 | 0 | 0 | 0 | 0 | 0 | 0 | 0 | 0 | 0 | 0 | 0 | 0 | 0 | 0 | 1 | 0 | 0 | 0 | 0 | 2604.5691
2025-12-24 | 3660.618 | 19.01 | 0 | 0 | 0 | 0 | 0 | 0 | 0 | 0 | 0 | 0 | 0 | 0 | 0 | 0 | 0 | 0 | 0 | 0 | 0 | 0 | 0 | 0 | 1 | 0 | 0 | 0 | 2517.0744
2025-12-24 | 3538.027 | 18.92 | 0 | 0 | 0 | 0 | 0 | 0 | 0 | 0 | 0 | 0 | 0 | 0 | 0 | 0 | 0 | 0 | 0 | 0 | 0 | 0 | 0 | 0 | 0 | 1 | 0 | 0 | 2390.1192
2025-12-24 | 3436.652 | 18.98 | 0 | 0 | 0 | 0 | 0 | 0 | 0 | 0 | 0 | 0 | 0 | 0 | 0 | 0 | 0 | 0 | 0 | 0 | 0 | 0 | 0 | 0 | 0 | 0 | 1 | 0 | 2284.7302
2025-12-24 | 3327.855 | 18.95 | 0 | 0 | 0 | 0 | 0 | 0 | 0 | 0 | 0 | 0 | 0 | 0 | 0 | 0 | 0 | 0 | 0 | 0 | 0 | 0 | 0 | 0 | 0 | 0 | 0 | 1 | 2206.248
2025-12-25 | 3232.536 | 19.17 | 0 | 0 | 1 | 0 | 0 | 0 | 0 | 0 | 0 | 0 | 0 | 0 | 0 | 0 | 0 | 0 | 0 | 0 | 0 | 0 | 0 | 0 | 0 | 0 | 0 | 0 | 2178.4216
2025-12-25 | 3178.994 | 19.09 | 0 | 0 | 0 | 1 | 0 | 0 | 0 | 0 | 0 | 0 | 0 | 0 | 0 | 0 | 0 | 0 | 0 | 0 | 0 | 0 | 0 | 0 | 0 | 0 | 0 | 0 | 2150.6519
2025-12-25 | 3178.684 | 19.27 | 0 | 0 | 0 | 0 | 1 | 0 | 0 | 0 | 0 | 0 | 0 | 0 | 0 | 0 | 0 | 0 | 0 | 0 | 0 | 0 | 0 | 0 | 0 | 0 | 0 | 0 | 2149.2246
2025-12-25 | 3180.842 | 19.23 | 0 | 0 | 0 | 0 | 0 | 1 | 0 | 0 | 0 | 0 | 0 | 0 | 0 | 0 | 0 | 0 | 0 | 0 | 0 | 0 | 0 | 0 | 0 | 0 | 0 | 0 | 2169.0306
2025-12-25 | 3202.485 | 19.26 | 0 | 0 | 0 | 0 | 0 | 0 | 1 | 0 | 0 | 0 | 0 | 0 | 0 | 0 | 0 | 0 | 0 | 0 | 0 | 0 | 0 | 0 | 0 | 0 | 0 | 0 | 2212.9503
2025-12-25 | 3242.437 | 19.45 | 0 | 0 | 0 | 0 | 0 | 0 | 0 | 1 | 0 | 0 | 0 | 0 | 0 | 0 | 0 | 0 | 0 | 0 | 0 | 0 | 0 | 0 | 0 | 0 | 0 | 0 | 2323.3254
2025-12-25 | 3359.313 | 19.23 | 0 | 0 | 0 | 0 | 0 | 0 | 0 | 0 | 1 | 0 | 0 | 0 | 0 | 0 | 0 | 0 | 0 | 0 | 0 | 0 | 0 | 0 | 0 | 0 | 0 | 0 | 2516.1644
2025-12-25 | 3516.048 | 19.22 | 0 | 0 | 0 | 0 | 0 | 0 | 0 | 0 | 0 | 1 | 0 | 0 | 0 | 0 | 0 | 0 | 0 | 0 | 0 | 0 | 0 | 0 | 0 | 0 | 0 | 0 | 2732.9884
2025-12-25 | 3460.838 | 19.04 | 0 | 0 | 0 | 0 | 0 | 0 | 0 | 0 | 0 | 0 | 1 | 0 | 0 | 0 | 0 | 0 | 0 | 0 | 0 | 0 | 0 | 0 | 0 | 0 | 0 | 0 | 2961.4069
2025-12-25 | 3522.366 | 18.83 | 0 | 0 | 0 | 0 | 0 | 0 | 0 | 0 | 0 | 0 | 0 | 1 | 0 | 0 | 0 | 0 | 0 | 0 | 0 | 0 | 0 | 0 | 0 | 0 | 0 | 0 | 3132.2907
2025-12-25 | 3529.472 | 18.8 | 0 | 0 | 0 | 0 | 0 | 0 | 0 | 0 | 0 | 0 | 0 | 0 | 1 | 0 | 0 | 0 | 0 | 0 | 0 | 0 | 0 | 0 | 0 | 0 | 0 | 0 | 3231.427
2025-12-25 | 3473.817 | 18.62 | 0 | 0 | 0 | 0 | 0 | 0 | 0 | 0 | 0 | 0 | 0 | 0 | 0 | 1 | 0 | 0 | 0 | 0 | 0 | 0 | 0 | 0 | 0 | 0 | 0 | 0 | 3228.689
2025-12-25 | 3437.854 | 18.28 | 0 | 0 | 0 | 0 | 0 | 0 | 0 | 0 | 0 | 0 | 0 | 0 | 0 | 0 | 1 | 0 | 0 | 0 | 0 | 0 | 0 | 0 | 0 | 0 | 0 | 0 | 3195.498
2025-12-25 | 3438.069 | 18.07 | 0 | 0 | 0 | 0 | 0 | 0 | 0 | 0 | 0 | 0 | 0 | 0 | 0 | 0 | 0 | 1 | 0 | 0 | 0 | 0 | 0 | 0 | 0 | 0 | 0 | 0 | 3164.0706
2025-12-25 | 3442.787 | 17.88 | 0 | 0 | 0 | 0 | 0 | 0 | 0 | 0 | 0 | 0 | 0 | 0 | 0 | 0 | 0 | 0 | 1 | 0 | 0 | 0 | 0 | 0 | 0 | 0 | 0 | 0 | 3101.2993
2025-12-25 | 3460.51 | 18.09 | 0 | 0 | 0 | 0 | 0 | 0 | 0 | 0 | 0 | 0 | 0 | 0 | 0 | 0 | 0 | 0 | 0 | 1 | 0 | 0 | 0 | 0 | 0 | 0 | 0 | 0 | 2990.7106
2025-12-25 | 3588.68 | 18.54 | 0 | 0 | 0 | 0 | 0 | 0 | 0 | 0 | 0 | 0 | 0 | 0 | 0 | 0 | 0 | 0 | 0 | 0 | 1 | 0 | 0 | 0 | 0 | 0 | 0 | 0 | 2841.926
2025-12-25 | 3759.598 | 19.11 | 0 | 0 | 0 | 0 | 0 | 0 | 0 | 0 | 0 | 0 | 0 | 0 | 0 | 0 | 0 | 0 | 0 | 0 | 0 | 1 | 0 | 0 | 0 | 0 | 0 | 0 | 2735.1637
2025-12-25 | 3699.49 | 19.47 | 0 | 0 | 0 | 0 | 0 | 0 | 0 | 0 | 0 | 0 | 0 | 0 | 0 | 0 | 0 | 0 | 0 | 0 | 0 | 0 | 1 | 0 | 0 | 0 | 0 | 0 | 2687.8
2025-12-25 | 3666.624 | 19.78 | 0 | 0 | 0 | 0 | 0 | 0 | 0 | 0 | 0 | 0 | 0 | 0 | 0 | 0 | 0 | 0 | 0 | 0 | 0 | 0 | 0 | 1 | 0 | 0 | 0 | 0 | 2640.5428
2025-12-25 | 3619.463 | 20.15 | 0 | 0 | 0 | 0 | 0 | 0 | 0 | 0 | 0 | 0 | 0 | 0 | 0 | 0 | 0 | 0 | 0 | 0 | 0 | 0 | 0 | 0 | 1 | 0 | 0 | 0 | 2555.4016
2025-12-25 | 3607.334 | 20.42 | 0 | 0 | 0 | 0 | 0 | 0 | 0 | 0 | 0 | 0 | 0 | 0 | 0 | 0 | 0 | 0 | 0 | 0 | 0 | 0 | 0 | 0 | 0 | 1 | 0 | 0 | 2440.5496
2025-12-25 | 3528.526 | 20.71 | 0 | 0 | 0 | 0 | 0 | 0 | 0 | 0 | 0 | 0 | 0 | 0 | 0 | 0 | 0 | 0 | 0 | 0 | 0 | 0 | 0 | 0 | 0 | 0 | 1 | 0 | 2342.8934
2025-12-25 | 3529.059 | 21.12 | 0 | 0 | 0 | 0 | 0 | 0 | 0 | 0 | 0 | 0 | 0 | 0 | 0 | 0 | 0 | 0 | 0 | 0 | 0 | 0 | 0 | 0 | 0 | 0 | 0 | 1 | 2279.2041
2025-12-26 | 3516.257 | 21.19 | 0 | 0 | 1 | 0 | 0 | 0 | 0 | 0 | 0 | 0 | 0 | 0 | 0 | 0 | 0 | 0 | 0 | 0 | 0 | 0 | 0 | 0 | 0 | 0 | 0 | 0 | 2246.3346
2025-12-26 | 3543.74 | 21.26 | 0 | 0 | 0 | 1 | 0 | 0 | 0 | 0 | 0 | 0 | 0 | 0 | 0 | 0 | 0 | 0 | 0 | 0 | 0 | 0 | 0 | 0 | 0 | 0 | 0 | 0 | 2223.608
2025-12-26 | 3556.968 | 21.37 | 0 | 0 | 0 | 0 | 1 | 0 | 0 | 0 | 0 | 0 | 0 | 0 | 0 | 0 | 0 | 0 | 0 | 0 | 0 | 0 | 0 | 0 | 0 | 0 | 0 | 0 | 2219.8273
2025-12-26 | 3573.634 | 21.53 | 0 | 0 | 0 | 0 | 0 | 1 | 0 | 0 | 0 | 0 | 0 | 0 | 0 | 0 | 0 | 0 | 0 | 0 | 0 | 0 | 0 | 0 | 0 | 0 | 0 | 0 | 2246.3574
2025-12-26 | 3631.82 | 21.41 | 0 | 0 | 0 | 0 | 0 | 0 | 1 | 0 | 0 | 0 | 0 | 0 | 0 | 0 | 0 | 0 | 0 | 0 | 0 | 0 | 0 | 0 | 0 | 0 | 0 | 0 | 2285.234
2025-12-26 | 3752.35 | 21.27 | 0 | 0 | 0 | 0 | 0 | 0 | 0 | 1 | 0 | 0 | 0 | 0 | 0 | 0 | 0 | 0 | 0 | 0 | 0 | 0 | 0 | 0 | 0 | 0 | 0 | 0 | 2384.5143
2025-12-26 | 3924.725 | 21.36 | 0 | 0 | 0 | 0 | 0 | 0 | 0 | 0 | 1 | 0 | 0 | 0 | 0 | 0 | 0 | 0 | 0 | 0 | 0 | 0 | 0 | 0 | 0 | 0 | 0 | 0 | 2587.7757
2025-12-26 | 4204.991 | 20.97 | 0 | 0 | 0 | 0 | 0 | 0 | 0 | 0 | 0 | 1 | 0 | 0 | 0 | 0 | 0 | 0 | 0 | 0 | 0 | 0 | 0 | 0 | 0 | 0 | 0 | 0 | 2791.824
2025-12-26 | 4223.075 | 20.87 | 0 | 0 | 0 | 0 | 0 | 0 | 0 | 0 | 0 | 0 | 1 | 0 | 0 | 0 | 0 | 0 | 0 | 0 | 0 | 0 | 0 | 0 | 0 | 0 | 0 | 0 | 3022.9321
2025-12-26 | 4328.506 | 20.44 | 0 | 0 | 0 | 0 | 0 | 0 | 0 | 0 | 0 | 0 | 0 | 1 | 0 | 0 | 0 | 0 | 0 | 0 | 0 | 0 | 0 | 0 | 0 | 0 | 0 | 0 | 3186.4194
2025-12-26 | 4557.25 | 19.83 | 0 | 0 | 0 | 0 | 0 | 0 | 0 | 0 | 0 | 0 | 0 | 0 | 1 | 0 | 0 | 0 | 0 | 0 | 0 | 0 | 0 | 0 | 0 | 0 | 0 | 0 | 3266.0559
2025-12-26 | 4679.905 | 19.43 | 0 | 0 | 0 | 0 | 0 | 0 | 0 | 0 | 0 | 0 | 0 | 0 | 0 | 1 | 0 | 0 | 0 | 0 | 0 | 0 | 0 | 0 | 0 | 0 | 0 | 0 | 3255.9215
2025-12-26 | 4656.945 | 19.17 | 0 | 0 | 0 | 0 | 0 | 0 | 0 | 0 | 0 | 0 | 0 | 0 | 0 | 0 | 1 | 0 | 0 | 0 | 0 | 0 | 0 | 0 | 0 | 0 | 0 | 0 | 3225.4201
2025-12-26 | 4786.337 | 18.94 | 0 | 0 | 0 | 0 | 0 | 0 | 0 | 0 | 0 | 0 | 0 | 0 | 0 | 0 | 0 | 1 | 0 | 0 | 0 | 0 | 0 | 0 | 0 | 0 | 0 | 0 | 3193.3203
2025-12-26 | 4710.095 | 18.81 | 0 | 0 | 0 | 0 | 0 | 0 | 0 | 0 | 0 | 0 | 0 | 0 | 0 | 0 | 0 | 0 | 1 | 0 | 0 | 0 | 0 | 0 | 0 | 0 | 0 | 0 | 3132.5662
2025-12-26 | 4647.036 | 18.71 | 0 | 0 | 0 | 0 | 0 | 0 | 0 | 0 | 0 | 0 | 0 | 0 | 0 | 0 | 0 | 0 | 0 | 1 | 0 | 0 | 0 | 0 | 0 | 0 | 0 | 0 | 3011.5552
2025-12-26 | 4742.974 | 18.55 | 0 | 0 | 0 | 0 | 0 | 0 | 0 | 0 | 0 | 0 | 0 | 0 | 0 | 0 | 0 | 0 | 0 | 0 | 1 | 0 | 0 | 0 | 0 | 0 | 0 | 0 | 2842.2622
2025-12-26 | 4769.858 | 18.91 | 0 | 0 | 0 | 0 | 0 | 0 | 0 | 0 | 0 | 0 | 0 | 0 | 0 | 0 | 0 | 0 | 0 | 0 | 0 | 1 | 0 | 0 | 0 | 0 | 0 | 0 | 2728.4396
2025-12-26 | 4552.178 | 19.05 | 0 | 0 | 0 | 0 | 0 | 0 | 0 | 0 | 0 | 0 | 0 | 0 | 0 | 0 | 0 | 0 | 0 | 0 | 0 | 0 | 1 | 0 | 0 | 0 | 0 | 0 | 2673.6794
2025-12-26 | 4388.417 | 19.3 | 0 | 0 | 0 | 0 | 0 | 0 | 0 | 0 | 0 | 0 | 0 | 0 | 0 | 0 | 0 | 0 | 0 | 0 | 0 | 0 | 0 | 1 | 0 | 0 | 0 | 0 | 2624.4051
2025-12-26 | 4210.158 | 19.5 | 0 | 0 | 0 | 0 | 0 | 0 | 0 | 0 | 0 | 0 | 0 | 0 | 0 | 0 | 0 | 0 | 0 | 0 | 0 | 0 | 0 | 0 | 1 | 0 | 0 | 0 | 2533.5484
2025-12-26 | 4069.651 | 19.78 | 0 | 0 | 0 | 0 | 0 | 0 | 0 | 0 | 0 | 0 | 0 | 0 | 0 | 0 | 0 | 0 | 0 | 0 | 0 | 0 | 0 | 0 | 0 | 1 | 0 | 0 | 2419.0326
2025-12-26 | 3934.948 | 20.27 | 0 | 0 | 0 | 0 | 0 | 0 | 0 | 0 | 0 | 0 | 0 | 0 | 0 | 0 | 0 | 0 | 0 | 0 | 0 | 0 | 0 | 0 | 0 | 0 | 1 | 0 | 2328.1005
2025-12-26 | 3862.862 | 20.35 | 0 | 0 | 0 | 0 | 0 | 0 | 0 | 0 | 0 | 0 | 0 | 0 | 0 | 0 | 0 | 0 | 0 | 0 | 0 | 0 | 0 | 0 | 0 | 0 | 0 | 1 | 2253.3164
2025-12-27 | 3770.12 | 20.71 | 0 | 1 | 1 | 0 | 0 | 0 | 0 | 0 | 0 | 0 | 0 | 0 | 0 | 0 | 0 | 0 | 0 | 0 | 0 | 0 | 0 | 0 | 0 | 0 | 0 | 0 | 1965.0438
2025-12-27 | 3733.583 | 21 | 0 | 1 | 0 | 1 | 0 | 0 | 0 | 0 | 0 | 0 | 0 | 0 | 0 | 0 | 0 | 0 | 0 | 0 | 0 | 0 | 0 | 0 | 0 | 0 | 0 | 0 | 1949.7136
2025-12-27 | 3711.581 | 21.33 | 0 | 1 | 0 | 0 | 1 | 0 | 0 | 0 | 0 | 0 | 0 | 0 | 0 | 0 | 0 | 0 | 0 | 0 | 0 | 0 | 0 | 0 | 0 | 0 | 0 | 0 | 1953.3294
2025-12-27 | 3732.678 | 21.53 | 0 | 1 | 0 | 0 | 0 | 1 | 0 | 0 | 0 | 0 | 0 | 0 | 0 | 0 | 0 | 0 | 0 | 0 | 0 | 0 | 0 | 0 | 0 | 0 | 0 | 0 | 1981.2043
2025-12-27 | 3764.625 | 21.47 | 0 | 1 | 0 | 0 | 0 | 0 | 1 | 0 | 0 | 0 | 0 | 0 | 0 | 0 | 0 | 0 | 0 | 0 | 0 | 0 | 0 | 0 | 0 | 0 | 0 | 0 | 2022.0981
2025-12-27 | 3822.109 | 21.42 | 0 | 1 | 0 | 0 | 0 | 0 | 0 | 1 | 0 | 0 | 0 | 0 | 0 | 0 | 0 | 0 | 0 | 0 | 0 | 0 | 0 | 0 | 0 | 0 | 0 | 0 | 2124.4043
2025-12-27 | 3942.983 | 21.29 | 0 | 1 | 0 | 0 | 0 | 0 | 0 | 0 | 1 | 0 | 0 | 0 | 0 | 0 | 0 | 0 | 0 | 0 | 0 | 0 | 0 | 0 | 0 | 0 | 0 | 0 | 2320.2692
2025-12-27 | 4172.892 | 20.88 | 0 | 1 | 0 | 0 | 0 | 0 | 0 | 0 | 0 | 1 | 0 | 0 | 0 | 0 | 0 | 0 | 0 | 0 | 0 | 0 | 0 | 0 | 0 | 0 | 0 | 0 | 2523.6451
2025-12-27 | 4279.824 | 20.85 | 0 | 1 | 0 | 0 | 0 | 0 | 0 | 0 | 0 | 0 | 1 | 0 | 0 | 0 | 0 | 0 | 0 | 0 | 0 | 0 | 0 | 0 | 0 | 0 | 0 | 0 | 2757.1066
2025-12-27 | 4528.768 | 20.44 | 0 | 1 | 0 | 0 | 0 | 0 | 0 | 0 | 0 | 0 | 0 | 1 | 0 | 0 | 0 | 0 | 0 | 0 | 0 | 0 | 0 | 0 | 0 | 0 | 0 | 0 | 2921.2664
2025-12-27 | 4722.616 | 19.75 | 0 | 1 | 0 | 0 | 0 | 0 | 0 | 0 | 0 | 0 | 0 | 0 | 1 | 0 | 0 | 0 | 0 | 0 | 0 | 0 | 0 | 0 | 0 | 0 | 0 | 0 | 2998.2132
2025-12-27 | 4767.971 | 19.31 | 0 | 1 | 0 | 0 | 0 | 0 | 0 | 0 | 0 | 0 | 0 | 0 | 0 | 1 | 0 | 0 | 0 | 0 | 0 | 0 | 0 | 0 | 0 | 0 | 0 | 0 | 2986.734
2025-12-27 | 4824.615 | 19.05 | 0 | 1 | 0 | 0 | 0 | 0 | 0 | 0 | 0 | 0 | 0 | 0 | 0 | 0 | 1 | 0 | 0 | 0 | 0 | 0 | 0 | 0 | 0 | 0 | 0 | 0 | 2956.2326
2025-12-27 | 4728.064 | 18.93 | 0 | 1 | 0 | 0 | 0 | 0 | 0 | 0 | 0 | 0 | 0 | 0 | 0 | 0 | 0 | 1 | 0 | 0 | 0 | 0 | 0 | 0 | 0 | 0 | 0 | 0 | 2927.831
2025-12-27 | 4667.449 | 18.91 | 0 | 1 | 0 | 0 | 0 | 0 | 0 | 0 | 0 | 0 | 0 | 0 | 0 | 0 | 0 | 0 | 1 | 0 | 0 | 0 | 0 | 0 | 0 | 0 | 0 | 0 | 2870.7751
2025-12-27 | 4702.426 | 19.03 | 0 | 1 | 0 | 0 | 0 | 0 | 0 | 0 | 0 | 0 | 0 | 0 | 0 | 0 | 0 | 0 | 0 | 1 | 0 | 0 | 0 | 0 | 0 | 0 | 0 | 0 | 2757.1606
2025-12-27 | 4752.517 | 19.19 | 0 | 1 | 0 | 0 | 0 | 0 | 0 | 0 | 0 | 0 | 0 | 0 | 0 | 0 | 0 | 0 | 0 | 0 | 1 | 0 | 0 | 0 | 0 | 0 | 0 | 0 | 2598.6262
2025-12-27 | 4772.214 | 19.22 | 0 | 1 | 0 | 0 | 0 | 0 | 0 | 0 | 0 | 0 | 0 | 0 | 0 | 0 | 0 | 0 | 0 | 0 | 0 | 1 | 0 | 0 | 0 | 0 | 0 | 0 | 2473.7088
2025-12-27 | 4643.835 | 19.14 | 0 | 1 | 0 | 0 | 0 | 0 | 0 | 0 | 0 | 0 | 0 | 0 | 0 | 0 | 0 | 0 | 0 | 0 | 0 | 0 | 1 | 0 | 0 | 0 | 0 | 0 | 2411.5522
2025-12-27 | 4472.037 | 19.14 | 0 | 1 | 0 | 0 | 0 | 0 | 0 | 0 | 0 | 0 | 0 | 0 | 0 | 0 | 0 | 0 | 0 | 0 | 0 | 0 | 0 | 1 | 0 | 0 | 0 | 0 | 2353.8727
2025-12-27 | 4392.475 | 19.05 | 0 | 1 | 0 | 0 | 0 | 0 | 0 | 0 | 0 | 0 | 0 | 0 | 0 | 0 | 0 | 0 | 0 | 0 | 0 | 0 | 0 | 0 | 1 | 0 | 0 | 0 | 2253.2662
2025-12-27 | 4189.381 | 19.07 | 0 | 1 | 0 | 0 | 0 | 0 | 0 | 0 | 0 | 0 | 0 | 0 | 0 | 0 | 0 | 0 | 0 | 0 | 0 | 0 | 0 | 0 | 0 | 1 | 0 | 0 | 2130.0091
2025-12-27 | 3944.199 | 19.01 | 0 | 1 | 0 | 0 | 0 | 0 | 0 | 0 | 0 | 0 | 0 | 0 | 0 | 0 | 0 | 0 | 0 | 0 | 0 | 0 | 0 | 0 | 0 | 0 | 1 | 0 | 2020.5858
2025-12-27 | 3800.368 | 19.08 | 0 | 1 | 0 | 0 | 0 | 0 | 0 | 0 | 0 | 0 | 0 | 0 | 0 | 0 | 0 | 0 | 0 | 0 | 0 | 0 | 0 | 0 | 0 | 0 | 0 | 1 | 1945.4655
2025-12-28 | 3651.193 | 19.13 | 0 | 1 | 1 | 0 | 0 | 0 | 0 | 0 | 0 | 0 | 0 | 0 | 0 | 0 | 0 | 0 | 0 | 0 | 0 | 0 | 0 | 0 | 0 | 0 | 0 | 0 | 1911.9237
2025-12-28 | 3601.059 | 19.17 | 0 | 1 | 0 | 1 | 0 | 0 | 0 | 0 | 0 | 0 | 0 | 0 | 0 | 0 | 0 | 0 | 0 | 0 | 0 | 0 | 0 | 0 | 0 | 0 | 0 | 0 | 1888.1885
2025-12-28 | 3589.211 | 19.09 | 0 | 1 | 0 | 0 | 1 | 0 | 0 | 0 | 0 | 0 | 0 | 0 | 0 | 0 | 0 | 0 | 0 | 0 | 0 | 0 | 0 | 0 | 0 | 0 | 0 | 0 | 1878.0198
2025-12-28 | 3623.74 | 18.81 | 0 | 1 | 0 | 0 | 0 | 1 | 0 | 0 | 0 | 0 | 0 | 0 | 0 | 0 | 0 | 0 | 0 | 0 | 0 | 0 | 0 | 0 | 0 | 0 | 0 | 0 | 1889.757
2025-12-28 | 3621.729 | 18.76 | 0 | 1 | 0 | 0 | 0 | 0 | 1 | 0 | 0 | 0 | 0 | 0 | 0 | 0 | 0 | 0 | 0 | 0 | 0 | 0 | 0 | 0 | 0 | 0 | 0 | 0 | 1930.9871
2025-12-28 | 3651.038 | 18.62 | 0 | 1 | 0 | 0 | 0 | 0 | 0 | 1 | 0 | 0 | 0 | 0 | 0 | 0 | 0 | 0 | 0 | 0 | 0 | 0 | 0 | 0 | 0 | 0 | 0 | 0 | 2030.2674
2025-12-28 | 3724.341 | 18.4 | 0 | 1 | 0 | 0 | 0 | 0 | 0 | 0 | 1 | 0 | 0 | 0 | 0 | 0 | 0 | 0 | 0 | 0 | 0 | 0 | 0 | 0 | 0 | 0 | 0 | 0 | 2223.1065
2025-12-28 | 3947.753 | 18.09 | 0 | 1 | 0 | 0 | 0 | 0 | 0 | 0 | 0 | 1 | 0 | 0 | 0 | 0 | 0 | 0 | 0 | 0 | 0 | 0 | 0 | 0 | 0 | 0 | 0 | 0 | 2429.8444
2025-12-28 | 4020.739 | 18.26 | 0 | 1 | 0 | 0 | 0 | 0 | 0 | 0 | 0 | 0 | 1 | 0 | 0 | 0 | 0 | 0 | 0 | 0 | 0 | 0 | 0 | 0 | 0 | 0 | 0 | 0 | 2670.03
2025-12-28 | 4184.625 | 17.98 | 0 | 1 | 0 | 0 | 0 | 0 | 0 | 0 | 0 | 0 | 0 | 1 | 0 | 0 | 0 | 0 | 0 | 0 | 0 | 0 | 0 | 0 | 0 | 0 | 0 | 0 | 2838.5604
2025-12-28 | 4469.76 | 17.64 | 0 | 1 | 0 | 0 | 0 | 0 | 0 | 0 | 0 | 0 | 0 | 0 | 1 | 0 | 0 | 0 | 0 | 0 | 0 | 0 | 0 | 0 | 0 | 0 | 0 | 0 | 2927.2743
2025-12-28 | 4535.51 | 17.16 | 0 | 1 | 0 | 0 | 0 | 0 | 0 | 0 | 0 | 0 | 0 | 0 | 0 | 1 | 0 | 0 | 0 | 0 | 0 | 0 | 0 | 0 | 0 | 0 | 0 | 0 | 2914.4503
2025-12-28 | 4462.506 | 16.42 | 0 | 1 | 0 | 0 | 0 | 0 | 0 | 0 | 0 | 0 | 0 | 0 | 0 | 0 | 1 | 0 | 0 | 0 | 0 | 0 | 0 | 0 | 0 | 0 | 0 | 0 | 2867.8111
2025-12-28 | 4517.115 | 15.82 | 0 | 1 | 0 | 0 | 0 | 0 | 0 | 0 | 0 | 0 | 0 | 0 | 0 | 0 | 0 | 1 | 0 | 0 | 0 | 0 | 0 | 0 | 0 | 0 | 0 | 0 | 2823.2718
2025-12-28 | 4478.29 | 15.54 | 0 | 1 | 0 | 0 | 0 | 0 | 0 | 0 | 0 | 0 | 0 | 0 | 0 | 0 | 0 | 0 | 1 | 0 | 0 | 0 | 0 | 0 | 0 | 0 | 0 | 0 | 2757.4746
2025-12-28 | 4434.273 | 15.6 | 0 | 1 | 0 | 0 | 0 | 0 | 0 | 0 | 0 | 0 | 0 | 0 | 0 | 0 | 0 | 0 | 0 | 1 | 0 | 0 | 0 | 0 | 0 | 0 | 0 | 0 | 2641.8429
2025-12-28 | 4548.597 | 15.78 | 0 | 1 | 0 | 0 | 0 | 0 | 0 | 0 | 0 | 0 | 0 | 0 | 0 | 0 | 0 | 0 | 0 | 0 | 1 | 0 | 0 | 0 | 0 | 0 | 0 | 0 | 2483.9809
2025-12-28 | 4483.366 | 16.21 | 0 | 1 | 0 | 0 | 0 | 0 | 0 | 0 | 0 | 0 | 0 | 0 | 0 | 0 | 0 | 0 | 0 | 0 | 0 | 1 | 0 | 0 | 0 | 0 | 0 | 0 | 2372.5117
2025-12-28 | 4351.67 | 16.42 | 0 | 1 | 0 | 0 | 0 | 0 | 0 | 0 | 0 | 0 | 0 | 0 | 0 | 0 | 0 | 0 | 0 | 0 | 0 | 0 | 1 | 0 | 0 | 0 | 0 | 0 | 2320.1049
2025-12-28 | 4181.278 | 16.39 | 0 | 1 | 0 | 0 | 0 | 0 | 0 | 0 | 0 | 0 | 0 | 0 | 0 | 0 | 0 | 0 | 0 | 0 | 0 | 0 | 0 | 1 | 0 | 0 | 0 | 0 | 2261.4168
2025-12-28 | 3955.298 | 16.55 | 0 | 1 | 0 | 0 | 0 | 0 | 0 | 0 | 0 | 0 | 0 | 0 | 0 | 0 | 0 | 0 | 0 | 0 | 0 | 0 | 0 | 0 | 1 | 0 | 0 | 0 | 2169.2154
2025-12-28 | 3880.179 | 16.58 | 0 | 1 | 0 | 0 | 0 | 0 | 0 | 0 | 0 | 0 | 0 | 0 | 0 | 0 | 0 | 0 | 0 | 0 | 0 | 0 | 0 | 0 | 0 | 1 | 0 | 0 | 2046.2945
2025-12-28 | 3698.072 | 16.99 | 0 | 1 | 0 | 0 | 0 | 0 | 0 | 0 | 0 | 0 | 0 | 0 | 0 | 0 | 0 | 0 | 0 | 0 | 0 | 0 | 0 | 0 | 0 | 0 | 1 | 0 | 1952.6727
2025-12-28 | 3569.306 | 17.48 | 0 | 1 | 0 | 0 | 0 | 0 | 0 | 0 | 0 | 0 | 0 | 0 | 0 | 0 | 0 | 0 | 0 | 0 | 0 | 0 | 0 | 0 | 0 | 0 | 0 | 1 | 1891.673
2025-12-29 | 3484.193 | 17.51 | 0 | 0 | 1 | 0 | 0 | 0 | 0 | 0 | 0 | 0 | 0 | 0 | 0 | 0 | 0 | 0 | 0 | 0 | 0 | 0 | 0 | 0 | 0 | 0 | 0 | 0 | 2122.6118
2025-12-29 | 3430.703 | 17.75 | 0 | 0 | 0 | 1 | 0 | 0 | 0 | 0 | 0 | 0 | 0 | 0 | 0 | 0 | 0 | 0 | 0 | 0 | 0 | 0 | 0 | 0 | 0 | 0 | 0 | 0 | 2105.6007
2025-12-29 | 3394.475 | 18.11 | 0 | 0 | 0 | 0 | 1 | 0 | 0 | 0 | 0 | 0 | 0 | 0 | 0 | 0 | 0 | 0 | 0 | 0 | 0 | 0 | 0 | 0 | 0 | 0 | 0 | 0 | 2110.225
2025-12-29 | 3369.18 | 18.06 | 0 | 0 | 0 | 0 | 0 | 1 | 0 | 0 | 0 | 0 | 0 | 0 | 0 | 0 | 0 | 0 | 0 | 0 | 0 | 0 | 0 | 0 | 0 | 0 | 0 | 0 | 2129.6948
2025-12-29 | 3339.444 | 17.93 | 0 | 0 | 0 | 0 | 0 | 0 | 1 | 0 | 0 | 0 | 0 | 0 | 0 | 0 | 0 | 0 | 0 | 0 | 0 | 0 | 0 | 0 | 0 | 0 | 0 | 0 | 2168.2353
2025-12-29 | 3380.864 | 17.99 | 0 | 0 | 0 | 0 | 0 | 0 | 0 | 1 | 0 | 0 | 0 | 0 | 0 | 0 | 0 | 0 | 0 | 0 | 0 | 0 | 0 | 0 | 0 | 0 | 0 | 0 | 2274.2397
2025-12-29 | 3544.289 | 18.21 | 0 | 0 | 0 | 0 | 0 | 0 | 0 | 0 | 1 | 0 | 0 | 0 | 0 | 0 | 0 | 0 | 0 | 0 | 0 | 0 | 0 | 0 | 0 | 0 | 0 | 0 | 2481.8717
2025-12-29 | 4085.49 | 18.38 | 0 | 0 | 0 | 0 | 0 | 0 | 0 | 0 | 0 | 1 | 0 | 0 | 0 | 0 | 0 | 0 | 0 | 0 | 0 | 0 | 0 | 0 | 0 | 0 | 0 | 0 | 2704.7474
2025-12-29 | 4402.893 | 18.41 | 0 | 0 | 0 | 0 | 0 | 0 | 0 | 0 | 0 | 0 | 1 | 0 | 0 | 0 | 0 | 0 | 0 | 0 | 0 | 0 | 0 | 0 | 0 | 0 | 0 | 0 | 2940.2261
2025-12-29 | 4837.634 | 18.24 | 0 | 0 | 0 | 0 | 0 | 0 | 0 | 0 | 0 | 0 | 0 | 1 | 0 | 0 | 0 | 0 | 0 | 0 | 0 | 0 | 0 | 0 | 0 | 0 | 0 | 0 | 3112.4547
2025-12-29 | 5234.878 | 17.89 | 0 | 0 | 0 | 0 | 0 | 0 | 0 | 0 | 0 | 0 | 0 | 0 | 1 | 0 | 0 | 0 | 0 | 0 | 0 | 0 | 0 | 0 | 0 | 0 | 0 | 0 | 3200.8325
2025-12-29 | 5347.545 | 17.49 | 0 | 0 | 0 | 0 | 0 | 0 | 0 | 0 | 0 | 0 | 0 | 0 | 0 | 1 | 0 | 0 | 0 | 0 | 0 | 0 | 0 | 0 | 0 | 0 | 0 | 0 | 3190.6981
2025-12-29 | 5391.124 | 17.14 | 0 | 0 | 0 | 0 | 0 | 0 | 0 | 0 | 0 | 0 | 0 | 0 | 0 | 0 | 1 | 0 | 0 | 0 | 0 | 0 | 0 | 0 | 0 | 0 | 0 | 0 | 3157.1708
2025-12-29 | 5346.344 | 17.22 | 0 | 0 | 0 | 0 | 0 | 0 | 0 | 0 | 0 | 0 | 0 | 0 | 0 | 0 | 0 | 1 | 0 | 0 | 0 | 0 | 0 | 0 | 0 | 0 | 0 | 0 | 3135.4933
2025-12-29 | 5298.389 | 17.42 | 0 | 0 | 0 | 0 | 0 | 0 | 0 | 0 | 0 | 0 | 0 | 0 | 0 | 0 | 0 | 0 | 1 | 0 | 0 | 0 | 0 | 0 | 0 | 0 | 0 | 0 | 3085.8339
2025-12-29 | 5245.492 | 17.36 | 0 | 0 | 0 | 0 | 0 | 0 | 0 | 0 | 0 | 0 | 0 | 0 | 0 | 0 | 0 | 0 | 0 | 1 | 0 | 0 | 0 | 0 | 0 | 0 | 0 | 0 | 2966.1677
2025-12-29 | 5143.954 | 17.63 | 0 | 0 | 0 | 0 | 0 | 0 | 0 | 0 | 0 | 0 | 0 | 0 | 0 | 0 | 0 | 0 | 0 | 0 | 1 | 0 | 0 | 0 | 0 | 0 | 0 | 0 | 2811.3315
2025-12-29 | 5013.03 | 17.97 | 0 | 0 | 0 | 0 | 0 | 0 | 0 | 0 | 0 | 0 | 0 | 0 | 0 | 0 | 0 | 0 | 0 | 0 | 0 | 1 | 0 | 0 | 0 | 0 | 0 | 0 | 2696.8365
2025-12-29 | 4722.805 | 18.51 | 0 | 0 | 0 | 0 | 0 | 0 | 0 | 0 | 0 | 0 | 0 | 0 | 0 | 0 | 0 | 0 | 0 | 0 | 0 | 0 | 1 | 0 | 0 | 0 | 0 | 0 | 2655.5245
2025-12-29 | 4615.262 | 18.86 | 0 | 0 | 0 | 0 | 0 | 0 | 0 | 0 | 0 | 0 | 0 | 0 | 0 | 0 | 0 | 0 | 0 | 0 | 0 | 0 | 0 | 1 | 0 | 0 | 0 | 0 | 2609.6121
2025-12-29 | 4432.993 | 19.14 | 0 | 0 | 0 | 0 | 0 | 0 | 0 | 0 | 0 | 0 | 0 | 0 | 0 | 0 | 0 | 0 | 0 | 0 | 0 | 0 | 0 | 0 | 1 | 0 | 0 | 0 | 2521.4451
2025-12-29 | 4212.194 | 19.03 | 0 | 0 | 0 | 0 | 0 | 0 | 0 | 0 | 0 | 0 | 0 | 0 | 0 | 0 | 0 | 0 | 0 | 0 | 0 | 0 | 0 | 0 | 0 | 1 | 0 | 0 | 2393.8174
2025-12-29 | 3998.524 | 18.83 | 0 | 0 | 0 | 0 | 0 | 0 | 0 | 0 | 0 | 0 | 0 | 0 | 0 | 0 | 0 | 0 | 0 | 0 | 0 | 0 | 0 | 0 | 0 | 0 | 1 | 0 | 2279.6872
2025-12-29 | 3818.009 | 18.67 | 0 | 0 | 0 | 0 | 0 | 0 | 0 | 0 | 0 | 0 | 0 | 0 | 0 | 0 | 0 | 0 | 0 | 0 | 0 | 0 | 0 | 0 | 0 | 0 | 0 | 1 | 2196.8343
2025-12-30 | 3706.981 | 18.78 | 0 | 0 | 1 | 0 | 0 | 0 | 0 | 0 | 0 | 0 | 0 | 0 | 0 | 0 | 0 | 0 | 0 | 0 | 0 | 0 | 0 | 0 | 0 | 0 | 0 | 0 | 2165.3096
2025-12-30 | 3702.74 | 18.79 | 0 | 0 | 0 | 1 | 0 | 0 | 0 | 0 | 0 | 0 | 0 | 0 | 0 | 0 | 0 | 0 | 0 | 0 | 0 | 0 | 0 | 0 | 0 | 0 | 0 | 0 | 2140.5658
2025-12-30 | 3705.32 | 18.87 | 0 | 0 | 0 | 0 | 1 | 0 | 0 | 0 | 0 | 0 | 0 | 0 | 0 | 0 | 0 | 0 | 0 | 0 | 0 | 0 | 0 | 0 | 0 | 0 | 0 | 0 | 2135.7765
2025-12-30 | 3768.072 | 18.76 | 0 | 0 | 0 | 0 | 0 | 1 | 0 | 0 | 0 | 0 | 0 | 0 | 0 | 0 | 0 | 0 | 0 | 0 | 0 | 0 | 0 | 0 | 0 | 0 | 0 | 0 | 2153.2291
2025-12-30 | 3809.166 | 19.01 | 0 | 0 | 0 | 0 | 0 | 0 | 1 | 0 | 0 | 0 | 0 | 0 | 0 | 0 | 0 | 0 | 0 | 0 | 0 | 0 | 0 | 0 | 0 | 0 | 0 | 0 | 2204.5452
2025-12-30 | 3926.675 | 19.4 | 0 | 0 | 0 | 0 | 0 | 0 | 0 | 1 | 0 | 0 | 0 | 0 | 0 | 0 | 0 | 0 | 0 | 0 | 0 | 0 | 0 | 0 | 0 | 0 | 0 | 0 | 2321.6443
2025-12-30 | 4156.772 | 19.25 | 0 | 0 | 0 | 0 | 0 | 0 | 0 | 0 | 1 | 0 | 0 | 0 | 0 | 0 | 0 | 0 | 0 | 0 | 0 | 0 | 0 | 0 | 0 | 0 | 0 | 0 | 2516.8368
2025-12-30 | 4637.58 | 19.21 | 0 | 0 | 0 | 0 | 0 | 0 | 0 | 0 | 0 | 1 | 0 | 0 | 0 | 0 | 0 | 0 | 0 | 0 | 0 | 0 | 0 | 0 | 0 | 0 | 0 | 0 | 2732.6522
2025-12-30 | 5019.49 | 19.13 | 0 | 0 | 0 | 0 | 0 | 0 | 0 | 0 | 0 | 0 | 1 | 0 | 0 | 0 | 0 | 0 | 0 | 0 | 0 | 0 | 0 | 0 | 0 | 0 | 0 | 0 | 2964.4327
2025-12-30 | 5396.638 | 18.86 | 0 | 0 | 0 | 0 | 0 | 0 | 0 | 0 | 0 | 0 | 0 | 1 | 0 | 0 | 0 | 0 | 0 | 0 | 0 | 0 | 0 | 0 | 0 | 0 | 0 | 0 | 3133.2993
2025-12-30 | 5765.884 | 17.93 | 0 | 0 | 0 | 0 | 0 | 0 | 0 | 0 | 0 | 0 | 0 | 0 | 1 | 0 | 0 | 0 | 0 | 0 | 0 | 0 | 0 | 0 | 0 | 0 | 0 | 0 | 3202.1773
2025-12-30 | 5816.474 | 17.49 | 0 | 0 | 0 | 0 | 0 | 0 | 0 | 0 | 0 | 0 | 0 | 0 | 0 | 1 | 0 | 0 | 0 | 0 | 0 | 0 | 0 | 0 | 0 | 0 | 0 | 0 | 3190.6981
2025-12-30 | 5686.921 | 16.84 | 0 | 0 | 0 | 0 | 0 | 0 | 0 | 0 | 0 | 0 | 0 | 0 | 0 | 0 | 1 | 0 | 0 | 0 | 0 | 0 | 0 | 0 | 0 | 0 | 0 | 0 | 3147.0847
2025-12-30 | 5783.731 | 16.28 | 0 | 0 | 0 | 0 | 0 | 0 | 0 | 0 | 0 | 0 | 0 | 0 | 0 | 0 | 0 | 1 | 0 | 0 | 0 | 0 | 0 | 0 | 0 | 0 | 0 | 0 | 3103.8902
2025-12-30 | 5731.178 | 16.13 | 0 | 0 | 0 | 0 | 0 | 0 | 0 | 0 | 0 | 0 | 0 | 0 | 0 | 0 | 0 | 0 | 1 | 0 | 0 | 0 | 0 | 0 | 0 | 0 | 0 | 0 | 3042.4637
2025-12-30 | 5711.442 | 16.34 | 0 | 0 | 0 | 0 | 0 | 0 | 0 | 0 | 0 | 0 | 0 | 0 | 0 | 0 | 0 | 0 | 0 | 1 | 0 | 0 | 0 | 0 | 0 | 0 | 0 | 0 | 2931.875
2025-12-30 | 5573.928 | 16.64 | 0 | 0 | 0 | 0 | 0 | 0 | 0 | 0 | 0 | 0 | 0 | 0 | 0 | 0 | 0 | 0 | 0 | 0 | 1 | 0 | 0 | 0 | 0 | 0 | 0 | 0 | 2778.0474
2025-12-30 | 5409.874 | 17.09 | 0 | 0 | 0 | 0 | 0 | 0 | 0 | 0 | 0 | 0 | 0 | 0 | 0 | 0 | 0 | 0 | 0 | 0 | 0 | 1 | 0 | 0 | 0 | 0 | 0 | 0 | 2667.2506
2025-12-30 | 5069.573 | 17.49 | 0 | 0 | 0 | 0 | 0 | 0 | 0 | 0 | 0 | 0 | 0 | 0 | 0 | 0 | 0 | 0 | 0 | 0 | 0 | 0 | 1 | 0 | 0 | 0 | 0 | 0 | 2621.2317
2025-12-30 | 4841.256 | 17.76 | 0 | 0 | 0 | 0 | 0 | 0 | 0 | 0 | 0 | 0 | 0 | 0 | 0 | 0 | 0 | 0 | 0 | 0 | 0 | 0 | 0 | 1 | 0 | 0 | 0 | 0 | 2572.6298
2025-12-30 | 4638.884 | 18.01 | 0 | 0 | 0 | 0 | 0 | 0 | 0 | 0 | 0 | 0 | 0 | 0 | 0 | 0 | 0 | 0 | 0 | 0 | 0 | 0 | 0 | 0 | 1 | 0 | 0 | 0 | 2483.4541
2025-12-30 | 4331.928 | 18.23 | 0 | 0 | 0 | 0 | 0 | 0 | 0 | 0 | 0 | 0 | 0 | 0 | 0 | 0 | 0 | 0 | 0 | 0 | 0 | 0 | 0 | 0 | 0 | 1 | 0 | 0 | 2366.9211
2025-12-30 | 4044.704 | 18.54 | 0 | 0 | 0 | 0 | 0 | 0 | 0 | 0 | 0 | 0 | 0 | 0 | 0 | 0 | 0 | 0 | 0 | 0 | 0 | 0 | 0 | 0 | 0 | 0 | 1 | 0 | 2269.9373
2025-12-30 | 3914.112 | 18.85 | 0 | 0 | 0 | 0 | 0 | 0 | 0 | 0 | 0 | 0 | 0 | 0 | 0 | 0 | 0 | 0 | 0 | 0 | 0 | 0 | 0 | 0 | 0 | 0 | 0 | 1 | 2202.8859
2025-12-31 | 3791.392 | 19 | 0 | 0 | 1 | 0 | 0 | 0 | 0 | 0 | 0 | 0 | 0 | 0 | 0 | 0 | 0 | 0 | 0 | 0 | 0 | 0 | 0 | 0 | 0 | 0 | 0 | 0 | 2172.7061
2025-12-31 | 3778.517 | 19.36 | 0 | 0 | 0 | 1 | 0 | 0 | 0 | 0 | 0 | 0 | 0 | 0 | 0 | 0 | 0 | 0 | 0 | 0 | 0 | 0 | 0 | 0 | 0 | 0 | 0 | 0 | 2159.7294
2025-12-31 | 3707.6 | 19.59 | 0 | 0 | 0 | 0 | 1 | 0 | 0 | 0 | 0 | 0 | 0 | 0 | 0 | 0 | 0 | 0 | 0 | 0 | 0 | 0 | 0 | 0 | 0 | 0 | 0 | 0 | 2159.9831
2025-12-31 | 3719.436 | 19.64 | 0 | 0 | 0 | 0 | 0 | 1 | 0 | 0 | 0 | 0 | 0 | 0 | 0 | 0 | 0 | 0 | 0 | 0 | 0 | 0 | 0 | 0 | 0 | 0 | 0 | 0 | 2182.815
2025-12-31 | 3772.877 | 19.9 | 0 | 0 | 0 | 0 | 0 | 0 | 1 | 0 | 0 | 0 | 0 | 0 | 0 | 0 | 0 | 0 | 0 | 0 | 0 | 0 | 0 | 0 | 0 | 0 | 0 | 0 | 2234.4673
2025-12-31 | 3852.057 | 20.06 | 0 | 0 | 0 | 0 | 0 | 0 | 0 | 1 | 0 | 0 | 0 | 0 | 0 | 0 | 0 | 0 | 0 | 0 | 0 | 0 | 0 | 0 | 0 | 0 | 0 | 0 | 2343.8338
2025-12-31 | 4023.833 | 20.14 | 0 | 0 | 0 | 0 | 0 | 0 | 0 | 0 | 1 | 0 | 0 | 0 | 0 | 0 | 0 | 0 | 0 | 0 | 0 | 0 | 0 | 0 | 0 | 0 | 0 | 0 | 2546.7589
2025-12-31 | 4611.492 | 19.87 | 0 | 0 | 0 | 0 | 0 | 0 | 0 | 0 | 0 | 1 | 0 | 0 | 0 | 0 | 0 | 0 | 0 | 0 | 0 | 0 | 0 | 0 | 0 | 0 | 0 | 0 | 2754.8417
2025-12-31 | 4936.928 | 19.78 | 0 | 0 | 0 | 0 | 0 | 0 | 0 | 0 | 0 | 0 | 1 | 0 | 0 | 0 | 0 | 0 | 0 | 0 | 0 | 0 | 0 | 0 | 0 | 0 | 0 | 0 | 2986.2859
2025-12-31 | 5218.526 | 19.26 | 0 | 0 | 0 | 0 | 0 | 0 | 0 | 0 | 0 | 0 | 0 | 1 | 0 | 0 | 0 | 0 | 0 | 0 | 0 | 0 | 0 | 0 | 0 | 0 | 0 | 0 | 3146.7475
2025-12-31 | 5376.193 | 18.74 | 0 | 0 | 0 | 0 | 0 | 0 | 0 | 0 | 0 | 0 | 0 | 0 | 1 | 0 | 0 | 0 | 0 | 0 | 0 | 0 | 0 | 0 | 0 | 0 | 0 | 0 | 3229.4098
2025-12-31 | 5480.283 | 18.16 | 0 | 0 | 0 | 0 | 0 | 0 | 0 | 0 | 0 | 0 | 0 | 0 | 0 | 1 | 0 | 0 | 0 | 0 | 0 | 0 | 0 | 0 | 0 | 0 | 0 | 0 | 3213.2237
2025-12-31 | 5335.818 | 17.7 | 0 | 0 | 0 | 0 | 0 | 0 | 0 | 0 | 0 | 0 | 0 | 0 | 0 | 0 | 1 | 0 | 0 | 0 | 0 | 0 | 0 | 0 | 0 | 0 | 0 | 0 | 3175.9982
2025-12-31 | 5212.736 | 17.44 | 0 | 0 | 0 | 0 | 0 | 0 | 0 | 0 | 0 | 0 | 0 | 0 | 0 | 0 | 0 | 1 | 0 | 0 | 0 | 0 | 0 | 0 | 0 | 0 | 0 | 0 | 3142.8898
2025-12-31 | 4999.436 | 17.13 | 0 | 0 | 0 | 0 | 0 | 0 | 0 | 0 | 0 | 0 | 0 | 0 | 0 | 0 | 0 | 0 | 1 | 0 | 0 | 0 | 0 | 0 | 0 | 0 | 0 | 0 | 3076.084
2025-12-31 | 4863.579 | 17.13 | 0 | 0 | 0 | 0 | 0 | 0 | 0 | 0 | 0 | 0 | 0 | 0 | 0 | 0 | 0 | 0 | 0 | 1 | 0 | 0 | 0 | 0 | 0 | 0 | 0 | 0 | 2958.4351
2025-12-31 | 4790.493 | 17.47 | 0 | 0 | 0 | 0 | 0 | 0 | 0 | 0 | 0 | 0 | 0 | 0 | 0 | 0 | 0 | 0 | 0 | 0 | 1 | 0 | 0 | 0 | 0 | 0 | 0 | 0 | 2805.9523
2025-12-31 | 4775.629 | 17.84 | 0 | 0 | 0 | 0 | 0 | 0 | 0 | 0 | 0 | 0 | 0 | 0 | 0 | 0 | 0 | 0 | 0 | 0 | 0 | 1 | 0 | 0 | 0 | 0 | 0 | 0 | 2692.4659
2025-12-31 | 4616.898 | 18.13 | 0 | 0 | 0 | 0 | 0 | 0 | 0 | 0 | 0 | 0 | 0 | 0 | 0 | 0 | 0 | 0 | 0 | 0 | 0 | 0 | 1 | 0 | 0 | 0 | 0 | 0 | 2642.7488
2025-12-31 | 4407.474 | 18.47 | 0 | 0 | 0 | 0 | 0 | 0 | 0 | 0 | 0 | 0 | 0 | 0 | 0 | 0 | 0 | 0 | 0 | 0 | 0 | 0 | 0 | 1 | 0 | 0 | 0 | 0 | 2596.5002
2025-12-31 | 4247.462 | 18.64 | 0 | 0 | 0 | 0 | 0 | 0 | 0 | 0 | 0 | 0 | 0 | 0 | 0 | 0 | 0 | 0 | 0 | 0 | 0 | 0 | 0 | 0 | 1 | 0 | 0 | 0 | 2504.6349
2025-12-31 | 4100.821 | 19.29 | 0 | 0 | 0 | 0 | 0 | 0 | 0 | 0 | 0 | 0 | 0 | 0 | 0 | 0 | 0 | 0 | 0 | 0 | 0 | 0 | 0 | 0 | 0 | 1 | 0 | 0 | 2402.5587
2025-12-31 | 3985.543 | 19.24 | 0 | 0 | 0 | 0 | 0 | 0 | 0 | 0 | 0 | 0 | 0 | 0 | 0 | 0 | 0 | 0 | 0 | 0 | 0 | 0 | 0 | 0 | 0 | 0 | 1 | 0 | 2293.4715
2025-12-31 | 3913.424 | 19.58 | 0 | 0 | 0 | 0 | 0 | 0 | 0 | 0 | 0 | 0 | 0 | 0 | 0 | 0 | 0 | 0 | 0 | 0 | 0 | 0 | 0 | 0 | 0 | 0 | 0 | 1 | 2227.4288

## GS_50_4999_Model_Actual
Date | GS_50_4999 Load | Actual HDD | Actual CDD | Weekend | H0 | H1 | H2 | H3 | H4 | H5 | H6 | H7 | H8 | H9 | H10 | H11 | H12 | H13 | H14 | H15 | H16 | H17 | H18 | H19 | H20 | H21 | H22 | H23 | Predicted | H23 | H22 | H21 | H20 | H19 | H18 | H17 | H16 | H15 | H14 | H13 | H12 | H11 | H10 | H9 | H8 | H7 | H6 | H5 | H4 | H3 | H2 | H1 | H0 | Weekend | CDD | HDD | Intercept | <- Hidden Col | Intercept | 14538.2955
2025-01-01 | 7416.197 | 16.4 | 0 | 0 | 1 | 0 | 0 | 0 | 0 | 0 | 0 | 0 | 0 | 0 | 0 | 0 | 0 | 0 | 0 | 0 | 0 | 0 | 0 | 0 | 0 | 0 | 0 | 0 | 13888.4753 | -856.5792 | -426.149 | 147.127 | 692.0071 | 1000.4579 | 1247.7405 | 1374.9107 | 1624.9951 | 1881.746 | 2163.9989 | 2525.3834 | 2633.4396 | 2625.0065 | 2682.582 | 2617.3348 | 2447.9226 | 2053.4097 | 1177.8786 | 0 | -967.8247 | -1407.7374 | -1606.8178 | -1578.1653 | -1280.3431 | -5675.923 | 182.0076 | 38.4465 | 14538.2955 |  | HDD | 38.4465
2025-01-01 | 7278.384 | 16.4 | 0 | 0 | 0 | 1 | 0 | 0 | 0 | 0 | 0 | 0 | 0 | 0 | 0 | 0 | 0 | 0 | 0 | 0 | 0 | 0 | 0 | 0 | 0 | 0 | 0 | 0 | 13590.6531 | 140.0932 | 140.1189 | 140.1617 | 140.2157 | 140.3401 | 140.5136 | 140.7229 | 140.8657 | 140.8936 | 140.8917 | 140.8413 | 140.7157 | 140.5573 | 140.3936 | 140.2305 | 140.1159 | 140.0689 | 140.0558 | 0 | 140.0548 | 140.0561 | 140.0602 | 140.0671 | 140.0785 | 44.8116 | 8.0236 | 2.49 | 104.7349 |  | CDD | 182.0076
2025-01-01 | 7218.304 | 16.6 | 0 | 0 | 0 | 0 | 1 | 0 | 0 | 0 | 0 | 0 | 0 | 0 | 0 | 0 | 0 | 0 | 0 | 0 | 0 | 0 | 0 | 0 | 0 | 0 | 0 | 0 | 13569.69 | 0.72018 | 1892.0342 | #N/A | #N/A | #N/A | #N/A | #N/A | #N/A | #N/A | #N/A | #N/A | #N/A | #N/A | #N/A | #N/A | #N/A | #N/A | #N/A | #N/A | #N/A | #N/A | #N/A | #N/A | #N/A | #N/A | #N/A | #N/A | #N/A |  | Weekend | -5675.923
2025-01-01 | 7485.212 | 17.2 | 0 | 0 | 0 | 0 | 0 | 1 | 0 | 0 | 0 | 0 | 0 | 0 | 0 | 0 | 0 | 0 | 0 | 0 | 0 | 0 | 0 | 0 | 0 | 0 | 0 | 0 | 13791.8382 | 864.4783 | 8733 | #N/A | #N/A | #N/A | #N/A | #N/A | #N/A | #N/A | #N/A | #N/A | #N/A | #N/A | #N/A | #N/A | #N/A | #N/A | #N/A | #N/A | #N/A | #N/A | #N/A | #N/A | #N/A | #N/A | #N/A | #N/A | #N/A |  | H0 | -1280.3431
2025-01-01 | 7664.527 | 16.6 | 0 | 0 | 0 | 0 | 0 | 0 | 1 | 0 | 0 | 0 | 0 | 0 | 0 | 0 | 0 | 0 | 0 | 0 | 0 | 0 | 0 | 0 | 0 | 0 | 0 | 0 | 14208.683 | 80460993152.2818 | 31262335202.6505 | #N/A | #N/A | #N/A | #N/A | #N/A | #N/A | #N/A | #N/A | #N/A | #N/A | #N/A | #N/A | #N/A | #N/A | #N/A | #N/A | #N/A | #N/A | #N/A | #N/A | #N/A | #N/A | #N/A | #N/A | #N/A | #N/A |  | H1 | -1578.1653
2025-01-01 | 7588.513 | 17 | 0 | 0 | 0 | 0 | 0 | 0 | 0 | 1 | 0 | 0 | 0 | 0 | 0 | 0 | 0 | 0 | 0 | 0 | 0 | 0 | 0 | 0 | 0 | 0 | 0 | 0 | 15191.8864 | [29 empty] | H2 | -1606.8178
2025-01-01 | 8114.101 | 16.5 | 0 | 0 | 0 | 0 | 0 | 0 | 0 | 0 | 1 | 0 | 0 | 0 | 0 | 0 | 0 | 0 | 0 | 0 | 0 | 0 | 0 | 0 | 0 | 0 | 0 | 0 | 16350.5417 | [29 empty] | H3 | -1407.7374
2025-01-01 | 8273.235 | 16.1 | 0 | 0 | 0 | 0 | 0 | 0 | 0 | 0 | 0 | 1 | 0 | 0 | 0 | 0 | 0 | 0 | 0 | 0 | 0 | 0 | 0 | 0 | 0 | 0 | 0 | 0 | 17210.6942 | [29 empty] | H4 | -967.8247
2025-01-01 | 8450.553 | 16 | 0 | 0 | 0 | 0 | 0 | 0 | 0 | 0 | 0 | 0 | 1 | 0 | 0 | 0 | 0 | 0 | 0 | 0 | 0 | 0 | 0 | 0 | 0 | 0 | 0 | 0 | 17601.3624 | [29 empty] | H5 | 0
2025-01-01 | 8361.799 | 15.8 | 0 | 0 | 0 | 0 | 0 | 0 | 0 | 0 | 0 | 0 | 0 | 1 | 0 | 0 | 0 | 0 | 0 | 0 | 0 | 0 | 0 | 0 | 0 | 0 | 0 | 0 | 17763.0853 | [29 empty] | H6 | 1177.8786
2025-01-01 | 8371.908 | 15.3 | 0 | 0 | 0 | 0 | 0 | 0 | 0 | 0 | 0 | 0 | 0 | 0 | 1 | 0 | 0 | 0 | 0 | 0 | 0 | 0 | 0 | 0 | 0 | 0 | 0 | 0 | 17809.1092 | [29 empty] | H7 | 2053.4097
2025-01-01 | 8432.954 | 15.5 | 0 | 0 | 0 | 0 | 0 | 0 | 0 | 0 | 0 | 0 | 0 | 0 | 0 | 1 | 0 | 0 | 0 | 0 | 0 | 0 | 0 | 0 | 0 | 0 | 0 | 0 | 17759.2231 | [29 empty] | H8 | 2447.9226
2025-01-01 | 8911.251 | 15.4 | 0 | 0 | 0 | 0 | 0 | 0 | 0 | 0 | 0 | 0 | 0 | 0 | 0 | 0 | 1 | 0 | 0 | 0 | 0 | 0 | 0 | 0 | 0 | 0 | 0 | 0 | 17763.8116 | [29 empty] | H9 | 2617.3348
2025-01-01 | 8880.027 | 15.8 | 0 | 0 | 0 | 0 | 0 | 0 | 0 | 0 | 0 | 0 | 0 | 0 | 0 | 0 | 0 | 1 | 0 | 0 | 0 | 0 | 0 | 0 | 0 | 0 | 0 | 0 | 17671.1339 | [29 empty] | H10 | 2682.582
2025-01-01 | 8617.884 | 15.6 | 0 | 0 | 0 | 0 | 0 | 0 | 0 | 0 | 0 | 0 | 0 | 0 | 0 | 0 | 0 | 0 | 1 | 0 | 0 | 0 | 0 | 0 | 0 | 0 | 0 | 0 | 17302.0602 | [29 empty] | H11 | 2625.0065
2025-01-01 | 8785.292 | 15.5 | 0 | 0 | 0 | 0 | 0 | 0 | 0 | 0 | 0 | 0 | 0 | 0 | 0 | 0 | 0 | 0 | 0 | 1 | 0 | 0 | 0 | 0 | 0 | 0 | 0 | 0 | 17015.9626 | [29 empty] | H12 | 2633.4396
2025-01-01 | 9310.634 | 15.3 | 0 | 0 | 0 | 0 | 0 | 0 | 0 | 0 | 0 | 0 | 0 | 0 | 0 | 0 | 0 | 0 | 0 | 0 | 1 | 0 | 0 | 0 | 0 | 0 | 0 | 0 | 16751.5224 | [29 empty] | H13 | 2525.3834
2025-01-01 | 9512.569 | 15.9 | 0 | 0 | 0 | 0 | 0 | 0 | 0 | 0 | 0 | 0 | 0 | 0 | 0 | 0 | 0 | 0 | 0 | 0 | 0 | 1 | 0 | 0 | 0 | 0 | 0 | 0 | 16524.5059 | [29 empty] | H14 | 2163.9989
2025-01-01 | 8919.548 | 16.8 | 0 | 0 | 0 | 0 | 0 | 0 | 0 | 0 | 0 | 0 | 0 | 0 | 0 | 0 | 0 | 0 | 0 | 0 | 0 | 0 | 1 | 0 | 0 | 0 | 0 | 0 | 16431.9376 | [29 empty] | H15 | 1881.746
2025-01-01 | 8631.454 | 16.8 | 0 | 0 | 0 | 0 | 0 | 0 | 0 | 0 | 0 | 0 | 0 | 0 | 0 | 0 | 0 | 0 | 0 | 0 | 0 | 0 | 0 | 1 | 0 | 0 | 0 | 0 | 16184.6549 | [29 empty] | H16 | 1624.9951
2025-01-01 | 8489.587 | 16.7 | 0 | 0 | 0 | 0 | 0 | 0 | 0 | 0 | 0 | 0 | 0 | 0 | 0 | 0 | 0 | 0 | 0 | 0 | 0 | 0 | 0 | 0 | 1 | 0 | 0 | 0 | 15872.3595 | [29 empty] | H17 | 1374.9107
2025-01-01 | 8854.598 | 17 | 0 | 0 | 0 | 0 | 0 | 0 | 0 | 0 | 0 | 0 | 0 | 0 | 0 | 0 | 0 | 0 | 0 | 0 | 0 | 0 | 0 | 0 | 0 | 1 | 0 | 0 | 15339.0133 | [29 empty] | H18 | 1247.7405
2025-01-01 | 9021.75 | 17.6 | 0 | 0 | 0 | 0 | 0 | 0 | 0 | 0 | 0 | 0 | 0 | 0 | 0 | 0 | 0 | 0 | 0 | 0 | 0 | 0 | 0 | 0 | 0 | 0 | 1 | 0 | 14788.8053 | [29 empty] | H19 | 1000.4579
2025-01-01 | 8810.112 | 18 | 0 | 0 | 0 | 0 | 0 | 0 | 0 | 0 | 0 | 0 | 0 | 0 | 0 | 0 | 0 | 0 | 0 | 0 | 0 | 0 | 0 | 0 | 0 | 0 | 0 | 1 | 14373.7537 | [29 empty] | H20 | 692.0071
2025-01-02 | 9161.495 | 17.8 | 0 | 0 | 1 | 0 | 0 | 0 | 0 | 0 | 0 | 0 | 0 | 0 | 0 | 0 | 0 | 0 | 0 | 0 | 0 | 0 | 0 | 0 | 0 | 0 | 0 | 0 | 13942.3005 | [29 empty] | H21 | 147.127
2025-01-02 | 9138.268 | 18.1 | 0 | 0 | 0 | 1 | 0 | 0 | 0 | 0 | 0 | 0 | 0 | 0 | 0 | 0 | 0 | 0 | 0 | 0 | 0 | 0 | 0 | 0 | 0 | 0 | 0 | 0 | 13656.0122 | [29 empty] | H22 | -426.149
2025-01-02 | 9310.292 | 18.2 | 0 | 0 | 0 | 0 | 1 | 0 | 0 | 0 | 0 | 0 | 0 | 0 | 0 | 0 | 0 | 0 | 0 | 0 | 0 | 0 | 0 | 0 | 0 | 0 | 0 | 0 | 13631.2044 | [29 empty] | H23 | -856.5792
2025-01-02 | 9488.251 | 18.2 | 0 | 0 | 0 | 0 | 0 | 1 | 0 | 0 | 0 | 0 | 0 | 0 | 0 | 0 | 0 | 0 | 0 | 0 | 0 | 0 | 0 | 0 | 0 | 0 | 0 | 0 | 13830.2848
2025-01-02 | 9685.943 | 17.7 | 0 | 0 | 0 | 0 | 0 | 0 | 1 | 0 | 0 | 0 | 0 | 0 | 0 | 0 | 0 | 0 | 0 | 0 | 0 | 0 | 0 | 0 | 0 | 0 | 0 | 0 | 14250.9742
2025-01-02 | 10427.283 | 17.9 | 0 | 0 | 0 | 0 | 0 | 0 | 0 | 1 | 0 | 0 | 0 | 0 | 0 | 0 | 0 | 0 | 0 | 0 | 0 | 0 | 0 | 0 | 0 | 0 | 0 | 0 | 15226.4882 | [29 empty] | H5 | The regression includes a full set of 24 hourly indicator variables.
2025-01-02 | 11711.127 | 18.8 | 0 | 0 | 0 | 0 | 0 | 0 | 0 | 0 | 1 | 0 | 0 | 0 | 0 | 0 | 0 | 0 | 0 | 0 | 0 | 0 | 0 | 0 | 0 | 0 | 0 | 0 | 16438.9687 | [30 empty] | Because those indicators sum to one in every observation, including a separate intercept would create perfect multicollinearity.
2025-01-02 | 13050.63 | 18.9 | 0 | 0 | 0 | 0 | 0 | 0 | 0 | 0 | 0 | 1 | 0 | 0 | 0 | 0 | 0 | 0 | 0 | 0 | 0 | 0 | 0 | 0 | 0 | 0 | 0 | 0 | 17318.3444 | [30 empty] | Accordingly, the model is estimated without an intercept so that each hourly coefficient represents the average load in that hour.
2025-01-02 | 13929.629 | 18.8 | 0 | 0 | 0 | 0 | 0 | 0 | 0 | 0 | 0 | 0 | 1 | 0 | 0 | 0 | 0 | 0 | 0 | 0 | 0 | 0 | 0 | 0 | 0 | 0 | 0 | 0 | 17709.0127 | [30 empty] | For this reason, H5 is zero