## LLRVA
Billed kW
[11 empty] | GS 3,000 to 4,999 kW |  | Large Use
Customer # | Anticipated Year | Anticipated Load | Confidence | 2026 | 2027 | 2028 | 2029 | 2030 | 2031 | Year | Customer Count | Billed kW | Customer Count | Billed kW
GS 3,000 to 4,999 kW | [9 empty] | 2026 | 1.425 | 35150.85 | 0 | 0
7 | 2026 | 3250 | 80 | 5040 | 14910 | 20790 | 21840 | 21840 | 21840 | 2027 | 3.325 | 85688.4 | 0 | 0
11 | 2026 | 4280 | 100 | 2520 | 6399.75 | 13492.5 | 22260 | 29389.5 | 34718.25 | 2028 | 3.9875 | 112625.625 | 0.1875 | 39375
14 | 2026 | 4959 | 100 | 15620.85 | 36448.65 | 41655.6 | 41655.6 | 41655.6 | 41655.6 | 2029 | 4.425 | 135693.6 | 0.4375 | 115500
44 | 2026 | 3800 | 100 | 11970 | 27930 | 31920 | 31920 | 31920 | 31920 | 2030 | 4.7375 | 153603.975 | 0.5 | 160125
45 | 2029 | 4000 | 50 | 0 | 0 | 0 | 6300 | 14700 | 16800 | 2031 | 4.8 | 161230.65 | 0.5 | 168000
66 | 2028 | 3404 | 50 | 0 | 0 | 4767.525 | 11718 | 14098.875 | 14296.8
Total |  |  |  | 35150.85 | 85688.4 | 112625.625 | 135693.6 | 153603.975 | 161230.65
Large Use
24 | 2028 | 40000 | 50 | 0 | 0 | 39375 | 115500 | 160125 | 168000
Total |  |  |  | 0 | 0 | 39375 | 115500 | 160125 | 168000
Customer Counts
Customer # | Anticipated Year | Anticipated Load | Confidence | 2026 | 2027 | 2028 | 2029 | 2030 | 2031
GS 3,000 to 4,999 kW
7 | 2026 | 3250 | 80 | 0.3 | 0.7 | 0.8 | 0.8 | 0.8 | 0.8
11 | 2026 | 4280 | 100 | 0.375 | 0.875 | 1 | 1 | 1 | 1
14 | 2026 | 4959 | 100 | 0.375 | 0.875 | 1 | 1 | 1 | 1
44 | 2025 | 3800 | 100 | 0.375 | 0.875 | 1 | 1 | 1 | 1
45 | 2029 | 4000 | 50 | 0 | 0 | 0 | 0.1875 | 0.4375 | 0.5
66 | 2028 | 3404 | 50 | 0 | 0 | 0.1875 | 0.4375 | 0.5 | 0.5
Total |  |  |  | 1.425 | 3.325 | 3.9875 | 4.425 | 4.7375 | 4.8
Large Use
24 | 2028 | 40000 | 50 | 0 | 0 | 0.1875 | 0.4375 | 0.5 | 0.5
Total |  |  |  | 0 | 0 | 0.1875 | 0.4375 | 0.5 | 0.5

## 3-Staff-93-b Billed kW
Revised 3-Staff-93-b | [11 empty] | Customer Details | [5 empty] | Billed kW Calculation | [30 empty] | Cumulative Change from 3-Staff 93-b
Customer # | Customer Type | Anticipated Year | Anticipated Load | Confidence | 2026 | 2027 | 2028 | 2029 | 2030 | 2031 | Status (Contracted, Committed or Speculative) | Committed/ Non-Committed | Current Rate Class | Rate Class | New/ Existing | New in 2025 | Rate Zone | Annual Anticipated Loads (Peak kW) (2026 Loads include anticipated 2025 loads that have not yet materialized for customers that connected in 2025) | [5 empty] | Probability Adjustment (x Confidence %) | [5 empty] | Billed Load Adjustment (x 70% x 12 months) | [5 empty] | Connected (2025) | Connection Timing Adjustment (If connected in 2025 -> full amount , if not, 25% of previous year + 75% of current year) | [5 empty] | Half-Year Rule & Cumulative
|  |  | Peak kW | % | Billed kW | [12 empty] | 2026 | 2027 | 2028 | 2029 | 2030 | 2031 | 2026 | 2027 | 2028 | 2029 | 2030 | 2031 | 2026 | 2027 | 2028 | 2029 | 2030 | 2031 |  | 2026 | 2027 | 2028 | 2029 | 2030 | 2031 | 2026 | 2027 | 2028 | 2029 | 2030 | 2031 | 2026 | 2027 | 2028 | 2029 | 2030 | 2031 | Notes
1 | Residential (Long Term Care Home) | 2026 | 2700 | 100 | 11340 | 22680 | 22680 | 22680 | 22680 | 22680 | Contracted (Energized) | Committed |  | GS 50 to 2,999 | New | New in 2025 | Veridian | 2700 | 0 | 0 | 0 | 0 | 0 | 2700 | 0 | 0 | 0 | 0 | 0 | 22680 | 0 | 0 | 0 | 0 | 0 | 1 | 22680 | 0 | 0 | 0 | 0 | 0 | 11340 | 22680 | 22680 | 22680 | 22680 | 22680 | 0 | 0 | 0 | 0 | 0 | 0
2 | Industrial | 2026 | 3000 | 80 | 7560 | 17640 | 20160 | 20160 | 20160 | 20160 | Committed (Desposit Received) | Committed | GS 50 to 2,999 | GS 3,000 to 4,999 | Existing |  | Veridian | 3000 | 0 | 0 | 0 | 0 | 0 | 2400 | 0 | 0 | 0 | 0 | 0 | 20160 | 0 | 0 | 0 | 0 | 0 | 0 | 15120 | 5040 | 0 | 0 | 0 | 0 | 7560 | 17640 | 20160 | 20160 | 20160 | 20160 | 0 | 0 | 0 | 0 | 0 | 0
3 | Industrial | 2025 | 6500 | 100 | 6570 | 19440 | 38340 | 50940 | 50940 | 50940 | Contracted (Energized) | Committed | GS 50 to 2,999 | Large Use | Existing |  | Veridian | 1564.2857 | 1500 | 3000 | 0 | 0 | 0 | 1564.2857 | 1500 | 3000 | 0 | 0 | 0 | 13140 | 12600 | 25200 | 0 | 0 | 0 | 1 | 13140 | 12600 | 25200 | 0 | 0 | 0 | 6570 | 19440 | 38340 | 50940 | 50940 | 50940 | 0 | 0 | 0 | 0 | 0 | 0
4 | Industrial | 2025 | 11000 | 100 | 17154 | 42708 | 55308 | 59508 | 59508 | 59508 | Contracted (Energized) | Committed | GS 50 to 2,999 | Large Use | Existing |  | Veridian | 4084.2857 | 2000 | 1000 | 0 | 0 | 0 | 4084.2857 | 2000 | 1000 | 0 | 0 | 0 | 34308 | 16800 | 8400 | 0 | 0 | 0 | 1 | 34308 | 16800 | 8400 | 0 | 0 | 0 | 17154 | 42708 | 55308 | 59508 | 59508 | 59508 | 0 | 0 | 0 | 0 | 0 | 0
5 | Mixed Use Residential | 2026 | 2100 | 80 | 5292 | 12348 | 14112 | 14112 | 14112 | 14112 | Committed (Desposit Received) | Committed |  | GS 50 to 2,999 | New |  | Veridian | 2100 | 0 | 0 | 0 | 0 | 0 | 1680 | 0 | 0 | 0 | 0 | 0 | 14112 | 0 | 0 | 0 | 0 | 0 | 0 | 10584 | 3528 | 0 | 0 | 0 | 0 | 5292 | 12348 | 14112 | 14112 | 14112 | 14112 | 0 | 0 | 0 | 0 | 0 | 0
6 | Industrial | 2026 | 1943 | 80 | 1134 | 4536 | 8694 | 11616.36 | 12852.84 | 13056.96 | Committed (Desposit Received) | Committed |  | GS 50 to 2,999 | New |  | Veridian | 450 | 750 | 500 | 243 | 0 | 0 | 360 | 600 | 400 | 194.4 | 0 | 0 | 3024 | 5040 | 3360 | 1632.96 | 0 | 0 | 0 | 2268 | 4536 | 3780 | 2064.72 | 408.24 | 0 | 1134 | 4536 | 8694 | 11616.36 | 12852.84 | 13056.96 | 0 | 0 | 0 | 0 | 0 | 0
7 | Commercial | 2026 | 3250 | 80 | 5040 | 14910 | 20790 | 21840 | 21840 | 21840 | Contracted (OTC Signed) | Committed |  | GS 3,000 to 4,999 | New |  | Veridian | 2000 | 1250 | 0 | 0 | 0 | 0 | 1600 | 1000 | 0 | 0 | 0 | 0 | 13440 | 8400 | 0 | 0 | 0 | 0 | 0 | 10080 | 9660 | 2100 | 0 | 0 | 0 | 5040 | 14910 | 20790 | 21840 | 21840 | 21840 | 5040 | 9870 | 9030 | 8400 | 8400 | 8400 | Project Advanced & Expansion volumes added after anticipated year
8 | Industrial | 2029 | 2860 | 80 | 0 | 0 | 0 | 7207.2 | 16816.8 | 19219.2 | Committed (Desposit Received) | Committed |  | GS 50 to 2,999 | New |  | Veridian | 0 | 0 | 0 | 2860 | 0 | 0 | 0 | 0 | 0 | 2288 | 0 | 0 | 0 | 0 | 0 | 19219.2 | 0 | 0 | 0 | 0 | 0 | 0 | 14414.4 | 4804.8 | 0 | 0 | 0 | 0 | 7207.2 | 16816.8 | 19219.2 | -7207.2 | -16816.8 | -19219.2 | -12012 | -2402.4 | 0 | Project Delayed
9 | High Rise Residential | 2026 | 1000 | 100 | 3150 | 7350 | 8400 | 8400 | 8400 | 8400 | Contracted (OTC Signed) | Committed |  | GS 50 to 2,999 | New |  | Veridian | 1000 | 0 | 0 | 0 | 0 | 0 | 1000 | 0 | 0 | 0 | 0 | 0 | 8400 | 0 | 0 | 0 | 0 | 0 | 0 | 6300 | 2100 | 0 | 0 | 0 | 0 | 3150 | 7350 | 8400 | 8400 | 8400 | 8400 | 3150 | 4200 | 1050 | 0 | 0 | 0 | Project Advanced
10 | High Rise Residential | 2025 | 604 | 100 | 2536.8 | 5073.6 | 5073.6 | 5073.6 | 5073.6 | 5073.6 | Contracted (Energized) | Committed |  | GS 50 to 2,999 | New | New in 2025 | Veridian | 604 | 0 | 0 | 0 | 0 | 0 | 604 | 0 | 0 | 0 | 0 | 0 | 5073.6 | 0 | 0 | 0 | 0 | 0 | 1 | 5073.6 | 0 | 0 | 0 | 0 | 0 | 2536.8 | 5073.6 | 5073.6 | 5073.6 | 5073.6 | 5073.6 | 0 | 0 | 0 | 0 | 0 | 0
11 | High Rise Residential | 2026 | 4280 | 100 | 2520 | 6399.75 | 13492.5 | 22260 | 29389.5 | 34718.25 | Contracted (OTC Signed) | Committed |  | GS 3,000 to 4,999 | New |  | Veridian | 800 | 165 | 1765 | 375 | 1175 | 0 | 800 | 165 | 1765 | 375 | 1175 | 0 | 6720 | 1386 | 14826 | 3150 | 9870 | 0 | 0 | 5040 | 2719.5 | 11466 | 6069 | 8190 | 2467.5 | 2520 | 6399.75 | 13492.5 | 22260 | 29389.5 | 34718.25 | 0 | 0 | 0 | 0 | 0 | 0
12 | Residential (Long Term Care Home) | 2027 | 2500 | 80 | 0 | 6300 | 14700 | 16800 | 16800 | 16800 | Committed (Desposit Received) | Committed |  | GS 50 to 2,999 | New |  | Veridian | 0 | 2500 | 0 | 0 | 0 | 0 | 0 | 2000 | 0 | 0 | 0 | 0 | 0 | 16800 | 0 | 0 | 0 | 0 | 0 | 0 | 12600 | 4200 | 0 | 0 | 0 | 0 | 6300 | 14700 | 16800 | 16800 | 16800 | -6300 | -8400 | -2100 | 0 | 0 | 0 | Project Delayed
13 | High Rise Residential | 2026 | 3000 | 100 | 9450 | 22050 | 25200 | 25200 | 25200 | 25200 | Contracted (OTC Signed) | Committed |  | GS 50 to 2,999 | New |  | Veridian | 3000 | 0 | 0 | 0 | 0 | 0 | 3000 | 0 | 0 | 0 | 0 | 0 | 25200 | 0 | 0 | 0 | 0 | 0 | 0 | 18900 | 6300 | 0 | 0 | 0 | 0 | 9450 | 22050 | 25200 | 25200 | 25200 | 25200 | 0 | 0 | 0 | 0 | 0 | 0
14 | Industrial | 2026 | 4959 | 100 | 15620.85 | 36448.65 | 41655.6 | 41655.6 | 41655.6 | 41655.6 | Contracted (OTC Signed) | Committed |  | GS 3,000 to 4,999 | New |  | Veridian | 4959 | 0 | 0 | 0 | 0 | 0 | 4959 | 0 | 0 | 0 | 0 | 0 | 41655.6 | 0 | 0 | 0 | 0 | 0 | 0 | 31241.7 | 10413.9 | 0 | 0 | 0 | 0 | 15620.85 | 36448.65 | 41655.6 | 41655.6 | 41655.6 | 41655.6 | 0 | 0 | 0 | 0 | 0 | 0
15 | High Rise Residential | 2026 | 1100 | 80 | 2268 | 5292 | 6048 | 6300 | 6888 | 7308 | Committed (OTC in Progress) | Committed |  | GS 50 to 2,999 | New |  | Veridian | 900 | 0 | 0 | 100 | 100 | 0 | 720 | 0 | 0 | 80 | 80 | 0 | 6048 | 0 | 0 | 672 | 672 | 0 | 0 | 4536 | 1512 | 0 | 504 | 672 | 168 | 2268 | 5292 | 6048 | 6300 | 6888 | 7308 | 2268 | 5292 | 3780 | 1008 | 840 | 1008 | Project Advanced
16 | Industrial | 2026 | 3000 | 80 | 3780 | 12600 | 18900 | 20160 | 20160 | 20160 | Committed (OTC in Progress) | Committed | GS 50 to 2,999 | GS 3,000 to 4,999 | Existing |  | Veridian | 1500 | 1500 | 0 | 0 | 0 | 0 | 1200 | 1200 | 0 | 0 | 0 | 0 | 10080 | 10080 | 0 | 0 | 0 | 0 | 0 | 7560 | 10080 | 2520 | 0 | 0 | 0 | 3780 | 12600 | 18900 | 20160 | 20160 | 20160 | 0 | 0 | 0 | 0 | 0 | 0
17 | Industrial | 2026 | 3889 | 100 | 7333.2 | 20679.75 | 29230.95 | 32218.2 | 32667.6 | 32667.6 | Contracted (OTC Signed) | Committed | GS 50 to 2,999 | GS 3,000 to 4,999 | Existing |  | Veridian | 2328 | 1133 | 428 | 0 | 0 | 0 | 2328 | 1133 | 428 | 0 | 0 | 0 | 19555.2 | 9517.2 | 3595.2 | 0 | 0 | 0 | 0 | 14666.4 | 12026.7 | 5075.7 | 898.8 | 0 | 0 | 7333.2 | 20679.75 | 29230.95 | 32218.2 | 32667.6 | 32667.6 | 7333.2 | 13346.55 | 8551.2 | 2987.25 | 449.4 | 0 | Project Advanced
18 | Industrial | 2026 | 1800 | 80 | 4536 | 10584 | 12096 | 12096 | 12096 | 12096 | Contracted (Energized) | Committed | Large Use | Large Use | Existing |  | Veridian | 1800 | 0 | 0 | 0 | 0 | 0 | 1440 | 0 | 0 | 0 | 0 | 0 | 12096 | 0 | 0 | 0 | 0 | 0 | 0 | 9072 | 3024 | 0 | 0 | 0 | 0 | 4536 | 10584 | 12096 | 12096 | 12096 | 12096 | 0 | 0 | 0 | 0 | 0 | 0
19 | Industrial | 2026 | 4000 | 80 | 10080 | 23520 | 26880 | 26880 | 26880 | 26880 | Committed (Deffered by Customer) | Committed | Large Use | Large Use | Existing |  | Veridian | 4000 | 0 | 0 | 0 | 0 | 0 | 3200 | 0 | 0 | 0 | 0 | 0 | 26880 | 0 | 0 | 0 | 0 | 0 | 0 | 20160 | 6720 | 0 | 0 | 0 | 0 | 10080 | 23520 | 26880 | 26880 | 26880 | 26880 | 0 | 0 | 0 | 0 | 0 | 0
20 | Industrial | 2025 | 2200 | 100 | 5040 | 11760 | 15120 | 17640 | 18480 | 18480 | Contracted (Energized) | Committed | GS 50 to 2,999 | GS 3,000 to 4,999 | Existing |  | Veridian | 1200 | 400 | 400 | 200 | 0 | 0 | 1200 | 400 | 400 | 200 | 0 | 0 | 10080 | 3360 | 3360 | 1680 | 0 | 0 | 1 | 10080 | 3360 | 3360 | 1680 | 0 | 0 | 5040 | 11760 | 15120 | 17640 | 18480 | 18480 | 0 | 0 | 0 | 0 | 0 | 0
21 | Commercial | 2025 | 2500 | 100 | 6750 | 13500 | 13500 | 13500 | 13500 | 13500 | Contracted (Energized) | Committed | GS 50 to 2,999 | GS 3,000 to 4,999 | Existing |  | Veridian | 1607.1429 | 0 | 0 | 0 | 0 | 0 | 1607.1429 | 0 | 0 | 0 | 0 | 0 | 13500 | 0 | 0 | 0 | 0 | 0 | 1 | 13500 | 0 | 0 | 0 | 0 | 0 | 6750 | 13500 | 13500 | 13500 | 13500 | 13500 | 0 | 0 | 0 | 0 | 0 | 0
22 | High Rise Residential | 2027 | 1350 | 80 | 0 | 3402 | 7938 | 9072 | 9072 | 9072 | Committed (Desposit Received) | Committed |  | GS 50 to 2,999 | New |  | Veridian | 0 | 1350 | 0 | 0 | 0 | 0 | 0 | 1080 | 0 | 0 | 0 | 0 | 0 | 9072 | 0 | 0 | 0 | 0 | 0 | 0 | 6804 | 2268 | 0 | 0 | 0 | 0 | 3402 | 7938 | 9072 | 9072 | 9072 | -3402 | -4536 | -1134 | 0 | 0 | 0 | Project Delayed
23 | Commercial | 2026 | 1500 | 80 | 3780 | 8820 | 10080 | 10080 | 10080 | 10080 | Committed (OTC in Progress) | Committed |  | GS 50 to 2,999 | New |  | Veridian | 1500 | 0 | 0 | 0 | 0 | 0 | 1200 | 0 | 0 | 0 | 0 | 0 | 10080 | 0 | 0 | 0 | 0 | 0 | 0 | 7560 | 2520 | 0 | 0 | 0 | 0 | 3780 | 8820 | 10080 | 10080 | 10080 | 10080 | 0 | 0 | 0 | 0 | 0 | 0
24 | Industrial | 2028 | 40000 | 50 | 0 | 0 | 39375 | 115500 | 160125 | 168000 | Committed (Mou Signed and Design Desposit Received) | Committed |  | Large Use | New |  | Veridian | 0 | 0 | 25000 | 15000 | 0 | 0 | 0 | 0 | 12500 | 7500 | 0 | 0 | 0 | 0 | 105000 | 63000 | 0 | 0 | 0 | 0 | 0 | 78750 | 73500 | 15750 | 0 | 0 | 0 | 39375 | 115500 | 160125 | 168000 | 0 | -39375 | -76125 | -44625 | -7875 | 0 | Project Delayed
25 | Commercial | 2026 | 1700 | 80 | 4284 | 9996 | 11424 | 11424 | 11424 | 11424 | Committed (OTC in Progress) | Committed |  | GS 50 to 2,999 | New |  | Veridian | 1700 | 0 | 0 | 0 | 0 | 0 | 1360 | 0 | 0 | 0 | 0 | 0 | 11424 | 0 | 0 | 0 | 0 | 0 | 0 | 8568 | 2856 | 0 | 0 | 0 | 0 | 4284 | 9996 | 11424 | 11424 | 11424 | 11424 | 0 | 0 | 0 | 0 | 0 | 0
26 | High Rise Residential | 2026 | 1050 | 80 | 2646 | 6174 | 7056 | 7056 | 7056 | 7056 | Committed (Desposit Received) | Committed |  | GS 50 to 2,999 | New |  | Veridian | 1050 | 0 | 0 | 0 | 0 | 0 | 840 | 0 | 0 | 0 | 0 | 0 | 7056 | 0 | 0 | 0 | 0 | 0 | 0 | 5292 | 1764 | 0 | 0 | 0 | 0 | 2646 | 6174 | 7056 | 7056 | 7056 | 7056 | 0 | 0 | 0 | 0 | 0 | 0
27 | Commercial | 2026 | 3830 | 100 | 3213 | 9651.6 | 17161.2 | 26808.6 | 32172 | 32172 | Contracted (Energized) | Committed |  | GS 3,000 to 4,999 | New | New in 2025 | Whitby | 765 | 768 | 1020 | 1277 | 0 | 0 | 765 | 768 | 1020 | 1277 | 0 | 0 | 6426 | 6451.2 | 8568 | 10726.8 | 0 | 0 | 1 | 6426 | 6451.2 | 8568 | 10726.8 | 0 | 0 | 3213 | 9651.6 | 17161.2 | 26808.6 | 32172 | 32172 | 0 | 0 | 0 | 0 | 0 | 0
28 | Commercial | 2026 | 780 | 80 | 1965.6 | 4586.4 | 5241.6 | 5241.6 | 5241.6 | 5241.6 | Committed (Desposit Received) | Committed | GS 50 to 2,999 | GS 50 to 2,999 | Existing |  | Whitby | 780 | 0 | 0 | 0 | 0 | 0 | 624 | 0 | 0 | 0 | 0 | 0 | 5241.6 | 0 | 0 | 0 | 0 | 0 | 0 | 3931.2 | 1310.4 | 0 | 0 | 0 | 0 | 1965.6 | 4586.4 | 5241.6 | 5241.6 | 5241.6 | 5241.6 | 0 | 0 | 0 | 0 | 0 | 0
29 | Residential Condo | 2027 | 392 | 80 | 0 | 987.84 | 2304.96 | 2634.24 | 2634.24 | 2634.24 | Committed (Desposit Received) | Committed |  | GS 50 to 2,999 | New |  | Whitby | 0 | 392 | 0 | 0 | 0 | 0 | 0 | 313.6 | 0 | 0 | 0 | 0 | 0 | 2634.24 | 0 | 0 | 0 | 0 | 0 | 0 | 1975.68 | 658.56 | 0 | 0 | 0 | 0 | 987.84 | 2304.96 | 2634.24 | 2634.24 | 2634.24 | -987.84 | -1317.12 | -329.28 | 0 | 0 | 0 | Project Delayed
30 | Industrial | 2025 | 1881 | 100 | 7678.2 | 15356.4 | 15356.4 | 15356.4 | 15356.4 | 15356.4 | Contracted (Energized) | Committed | GS 50 to 2,999 | GS 3,000 to 4,999 | Existing |  | Whitby | 1828.1429 | 0 | 0 | 0 | 0 | 0 | 1828.1429 | 0 | 0 | 0 | 0 | 0 | 15356.4 | 0 | 0 | 0 | 0 | 0 | 1 | 15356.4 | 0 | 0 | 0 | 0 | 0 | 7678.2 | 15356.4 | 15356.4 | 15356.4 | 15356.4 | 15356.4 | 0 | 0 | 0 | 0 | 0 | 0
31 | High Rise Residential | 2027 | 3000 | 80 | 0 | 1512 | 3528 | 7056 | 14112 | 19152 | Committed (OTC in Progress) | Committed |  | GS 50 to 2,999 | New |  | Whitby | 0 | 600 | 0 | 1200 | 1200 | 0 | 0 | 480 | 0 | 960 | 960 | 0 | 0 | 4032 | 0 | 8064 | 8064 | 0 | 0 | 0 | 3024 | 1008 | 6048 | 8064 | 2016 | 0 | 1512 | 3528 | 7056 | 14112 | 19152 | 0 | 0 | 0 | 0 | 0 | 0
32 | Industrial | 2025 | 2435 | 100 | 757.2 | 5743.8 | 11972.4 | 15970.8 | 17970 | 17970 | Contracted (OTC Signed) | Committed |  | GS 50 to 2,999 | New | New in 2025 | Whitby | 180.2857 | 1007 | 476 | 476 | 0 | 0 | 180.2857 | 1007 | 476 | 476 | 0 | 0 | 1514.4 | 8458.8 | 3998.4 | 3998.4 | 0 | 0 | 1 | 1514.4 | 8458.8 | 3998.4 | 3998.4 | 0 | 0 | 757.2 | 5743.8 | 11972.4 | 15970.8 | 17970 | 17970 | -1491.9 | -2452.5 | -2404.2 | -2887.2 | -3387 | -3886.8 | Connected in 2025, anticipated loads reduced
33 | Industrial | 2026 | 1610 | 50 | 504 | 3207.75 | 6084.75 | 6762 | 6762 | 6762 | Speculative (Application Received) | Non-Committed |  | GS 50 to 2,999 | New |  | Whitby | 320 | 1290 | 0 | 0 | 0 | 0 | 160 | 645 | 0 | 0 | 0 | 0 | 1344 | 5418 | 0 | 0 | 0 | 0 | 0 | 1008 | 4399.5 | 1354.5 | 0 | 0 | 0 | 504 | 3207.75 | 6084.75 | 6762 | 6762 | 6762 | 0 | 0 | 0 | 0 | 0 | 0
34 | High Rise Residential | 2027 | 1139 | 50 | 0 | 756 | 2047.5 | 3431.925 | 4532.325 | 4783.8 | Speculative (Application Received) | Non-Committed |  | GS 50 to 2,999 | New |  | Whitby | 0 | 480 | 180 | 479 | 0 | 0 | 0 | 240 | 90 | 239.5 | 0 | 0 | 0 | 2016 | 756 | 2011.8 | 0 | 0 | 0 | 0 | 1512 | 1071 | 1697.85 | 502.95 | 0 | 0 | 756 | 2047.5 | 3431.925 | 4532.325 | 4783.8 | 0 | 0 | 0 | 0 | 0 | 0
35 | High Rise Residential | 2027 | 2038 | 50 | 0 | 756 | 3087 | 5668.425 | 7428.75 | 8371.125 | Speculative (Application Received) | Non-Committed |  | GS 50 to 2,999 | New |  | Whitby | 0 | 480 | 840 | 359 | 359 | 0 | 0 | 240 | 420 | 179.5 | 179.5 | 0 | 0 | 2016 | 3528 | 1507.8 | 1507.8 | 0 | 0 | 0 | 1512 | 3150 | 2012.85 | 1507.8 | 376.95 | 0 | 756 | 3087 | 5668.425 | 7428.75 | 8371.125 | 0 | 0 | 0 | 0 | 0 | 0
36 | Mixed Use Residential | 2026 | 1125 | 80 | 2835 | 6615 | 7560 | 7560 | 7560 | 7560 | Committed (OTC in Progress) | Committed |  | GS 50 to 2,999 | New |  | Whitby | 1125 | 0 | 0 | 0 | 0 | 0 | 900 | 0 | 0 | 0 | 0 | 0 | 7560 | 0 | 0 | 0 | 0 | 0 | 0 | 5670 | 1890 | 0 | 0 | 0 | 0 | 2835 | 6615 | 7560 | 7560 | 7560 | 7560 | 0 | 0 | 0 | 0 | 0 | 0
37 | Commercial | 2030 | 1000 | 50 | 0 | 0 | 0 | 0 | 787.5 | 2625 | Contracted (OTC Signed) | Committed |  | GS 50 to 2,999 | New |  | Whitby | 0 | 0 | 0 | 0 | 500 | 500 | 0 | 0 | 0 | 0 | 250 | 250 | 0 | 0 | 0 | 0 | 2100 | 2100 | 0 | 0 | 0 | 0 | 0 | 1575 | 2100 | 0 | 0 | 0 | 0 | 787.5 | 2625 | 0 | 0 | 0 | 0 | 0 | 0
38 | Commercial | 2028 | 1500 | 80 | 0 | 0 | 1260 | 5460 | 9240 | 10080 | Contracted (OTC Signed) | Committed |  | GS 50 to 2,999 | New |  | Whitby | 0 | 0 | 500 | 1000 | 0 | 0 | 0 | 0 | 400 | 800 | 0 | 0 | 0 | 0 | 3360 | 6720 | 0 | 0 | 0 | 0 | 0 | 2520 | 5880 | 1680 | 0 | 0 | 0 | 1260 | 5460 | 9240 | 10080 | 0 | 0 | 0 | 0 | 0 | 0
39 | Commercial | 2029 | 500 | 50 | 0 | 0 | 0 | 787.5 | 1837.5 | 2100 | Contracted (OTC Signed) | Committed |  | GS 50 to 2,999 | New |  | Whitby | 0 | 0 | 0 | 500 | 0 | 0 | 0 | 0 | 0 | 250 | 0 | 0 | 0 | 0 | 0 | 2100 | 0 | 0 | 0 | 0 | 0 | 0 | 1575 | 525 | 0 | 0 | 0 | 0 | 787.5 | 1837.5 | 2100 | 0 | 0 | 0 | 0 | 0 | 0
40 | Commercial | 2027 | 1000 | 50 | 0 | 1575 | 3675 | 4200 | 4200 | 4200 | Contracted (OTC Signed) | Committed |  | GS 50 to 2,999 | New |  | Whitby | 0 | 1000 | 0 | 0 | 0 | 0 | 0 | 500 | 0 | 0 | 0 | 0 | 0 | 4200 | 0 | 0 | 0 | 0 | 0 | 0 | 3150 | 1050 | 0 | 0 | 0 | 0 | 1575 | 3675 | 4200 | 4200 | 4200 | 0 | 0 | 0 | 0 | 0 | 0
41 | Commercial | 2025 | 800 | 100 | 2550 | 5100 | 5100 | 5100 | 5100 | 5100 | Contracted (OTC Signed) | Committed | GS 50 to 2,999 | GS 50 to 2,999 | Existing |  | Whitby | 607.1429 | 0 | 0 | 0 | 0 | 0 | 607.1429 | 0 | 0 | 0 | 0 | 0 | 5100 | 0 | 0 | 0 | 0 | 0 | 1 | 5100 | 0 | 0 | 0 | 0 | 0 | 2550 | 5100 | 5100 | 5100 | 5100 | 5100 | 0 | 0 | 0 | 0 | 0 | 0
42 | Commercial | 2027 | 1500 | 50 | 0 | 2362.5 | 5512.5 | 6300 | 6300 | 6300 | Contracted (OTC Signed) | Committed |  | GS 50 to 2,999 | New |  | Whitby | 0 | 1500 | 0 | 0 | 0 | 0 | 0 | 750 | 0 | 0 | 0 | 0 | 0 | 6300 | 0 | 0 | 0 | 0 | 0 | 0 | 4725 | 1575 | 0 | 0 | 0 | 0 | 2362.5 | 5512.5 | 6300 | 6300 | 6300 | 0 | 0 | 0 | 0 | 0 | 0
43 | High Rise Residential | 2028 | 4808 | 50 | 0 | 0 | 1915.2 | 6691.125 | 10300.5 | 12639.375 | Speculative (Application Received) | Non-Committed |  | GS 50 to 2,999 | New |  | Whitby | 0 | 0 | 1216 | 1411 | 5 | 1008 | 0 | 0 | 608 | 705.5 | 2.5 | 504 | 0 | 0 | 5107.2 | 5926.2 | 21 | 4233.6 | 0 | 0 | 0 | 3830.4 | 5721.45 | 1497.3 | 3180.45 | 0 | 0 | 1915.2 | 6691.125 | 10300.5 | 12639.375 | 0 | 0 | 0 | 0 | 0 | 0
44 | Industrial | 2026 | 3800 | 100 | 11970 | 27930 | 31920 | 31920 | 31920 | 31920 | Contracted (OTC Signed) | Committed |  | GS 3,000 to 4,999 | New |  | Whitby | 3800 | 0 | 0 | 0 | 0 | 0 | 3800 | 0 | 0 | 0 | 0 | 0 | 31920 | 0 | 0 | 0 | 0 | 0 | 0 | 23940 | 7980 | 0 | 0 | 0 | 0 | 11970 | 27930 | 31920 | 31920 | 31920 | 31920 | 0 | 0 | 0 | 0 | 0 | 0
45 | Industrial | 2029 | 4000 | 50 | 0 | 0 | 0 | 6300 | 14700 | 16800 | Committed (OTC in Progress) | Committed |  | GS 3,000 to 4,999 | New |  | Whitby | 0 | 0 | 0 | 4000 | 0 | 0 | 0 | 0 | 0 | 2000 | 0 | 0 | 0 | 0 | 0 | 16800 | 0 | 0 | 0 | 0 | 0 | 0 | 12600 | 4200 | 0 | 0 | 0 | 0 | 6300 | 14700 | 16800 | -6300 | -14700 | -16800 | -10500 | -2100 | 0 | Project Delayed
46 | Industrial | 2026 | 2788 | 50 | 877.275 | 5560.8 | 10538.325 | 11709.6 | 11709.6 | 11709.6 | Speculative (Application Received) | Non-Committed |  | GS 50 to 2,999 | New |  | Whitby | 557 | 2231 | 0 | 0 | 0 | 0 | 278.5 | 1115.5 | 0 | 0 | 0 | 0 | 2339.4 | 9370.2 | 0 | 0 | 0 | 0 | 0 | 1754.55 | 7612.5 | 2342.55 | 0 | 0 | 0 | 877.275 | 5560.8 | 10538.325 | 11709.6 | 11709.6 | 11709.6 | 0 | 0 | 0 | 0 | 0 | 0
47 | Commercial | 2026 | 903 | 80 | 2275.56 | 5309.64 | 6068.16 | 6068.16 | 6068.16 | 6068.16 | Committed (OTC in Progress) | Committed |  | GS 50 to 2,999 | New |  | Whitby | 903 | 0 | 0 | 0 | 0 | 0 | 722.4 | 0 | 0 | 0 | 0 | 0 | 6068.16 | 0 | 0 | 0 | 0 | 0 | 0 | 4551.12 | 1517.04 | 0 | 0 | 0 | 0 | 2275.56 | 5309.64 | 6068.16 | 6068.16 | 6068.16 | 6068.16 | 0 | 0 | 0 | 0 | 0 | 0
48 | Commercial | 2026 | 750 | 50 | 1181.25 | 2756.25 | 3150 | 3150 | 3150 | 3150 | Committed (Deposit Received) | Committed |  | GS 50 to 2,999 | New |  | Whitby | 750 | 0 | 0 | 0 | 0 | 0 | 375 | 0 | 0 | 0 | 0 | 0 | 3150 | 0 | 0 | 0 | 0 | 0 | 0 | 2362.5 | 787.5 | 0 | 0 | 0 | 0 | 1181.25 | 2756.25 | 3150 | 3150 | 3150 | 3150 | 0 | 0 | 0 | 0 | 0 | 0
49 | Industrial | 2026 | 1000 | 80 | 2520 | 5880 | 6720 | 6720 | 6720 | 6720 | Committed (Deposit Received) | Committed |  | GS 50 to 2,999 | New |  | Whitby | 1000 | 0 | 0 | 0 | 0 | 0 | 800 | 0 | 0 | 0 | 0 | 0 | 6720 | 0 | 0 | 0 | 0 | 0 | 0 | 5040 | 1680 | 0 | 0 | 0 | 0 | 2520 | 5880 | 6720 | 6720 | 6720 | 6720 | 0 | 0 | 0 | 0 | 0 | 0
50 | Industrial | 2027 | 2000 | 80 | 0 | 5040 | 11760 | 13440 | 13440 | 13440 | Committed (Deposit Received) | Committed | GS 50 to 2,999 | GS 3,000 to 4,999 | Existing |  | Whitby | 0 | 2000 | 0 | 0 | 0 | 0 | 0 | 1600 | 0 | 0 | 0 | 0 | 0 | 13440 | 0 | 0 | 0 | 0 | 0 | 0 | 10080 | 3360 | 0 | 0 | 0 | 0 | 5040 | 11760 | 13440 | 13440 | 13440 | -5040 | -6720 | -1680 | 0 | 0 | 0 | Project Delayed
51 | Industrial | 2027 | 13178 | 50 | 0 | 9002.7 | 32758.95 | 51430.05 | 55347.6 | 55347.6 | Speculative (Application Received) | Non-Committed |  | Large Use | New |  | Whitby | 0 | 5716 | 7462 | 0 | 0 | 0 | 0 | 2858 | 3731 | 0 | 0 | 0 | 0 | 24007.2 | 31340.4 | 0 | 0 | 0 | 0 | 0 | 18005.4 | 29507.1 | 7835.1 | 0 | 0 | 0 | 9002.7 | 32758.95 | 51430.05 | 55347.6 | 55347.6 | -9002.7 | -23756.25 | -18671.1 | -3917.55 | 0 | 0 | Project Delayed
52 | Industrial | 2027 | 1000 | 80 | 0 | 2520 | 5880 | 6720 | 6720 | 6720 | Committed (OTC in Progress) | Committed |  | GS 50 to 2,999 | New |  | Whitby | 0 | 1000 | 0 | 0 | 0 | 0 | 0 | 800 | 0 | 0 | 0 | 0 | 0 | 6720 | 0 | 0 | 0 | 0 | 0 | 0 | 5040 | 1680 | 0 | 0 | 0 | 0 | 2520 | 5880 | 6720 | 6720 | 6720 | -2520 | -3360 | -840 | 0 | 0 | 0 | Project Delayed
53 | Industrial | 2026 | 1950 | 50 | 3071.25 | 7166.25 | 8190 | 8190 | 8190 | 8190 | Speculative (Application Received) | Non-Committed |  | GS 50 to 2,999 | New |  | Whitby | 1950 | 0 | 0 | 0 | 0 | 0 | 975 | 0 | 0 | 0 | 0 | 0 | 8190 | 0 | 0 | 0 | 0 | 0 | 0 | 6142.5 | 2047.5 | 0 | 0 | 0 | 0 | 3071.25 | 7166.25 | 8190 | 8190 | 8190 | 8190 | 0 | 0 | 0 | 0 | 0 | 0
54 | Commercial | 2031 | 3200 | 80 | 0 | 0 | 0 | 0 | 0 | 8064 | Committed (Deposit Received) | Committed | GS 50 to 2,999 | GS 3,000 to 4,999 | Existing |  | Whitby | 0 | 0 | 0 | 0 | 0 | 3200 | 0 | 0 | 0 | 0 | 0 | 2560 | 0 | 0 | 0 | 0 | 0 | 21504 | 0 | 0 | 0 | 0 | 0 | 0 | 16128 | 0 | 0 | 0 | 0 | 0 | 8064 | 0 | 0 | 0 | 0 | -8064 | -10752 | Project Delayed
55 | Commercial | 2026 | 1100 | 80 | 2772 | 6468 | 7392 | 7392 | 7392 | 7392 | Committed (OTC in Progress) | Committed |  | GS 50 to 2,999 | New |  | Whitby | 1100 | 0 | 0 | 0 | 0 | 0 | 880 | 0 | 0 | 0 | 0 | 0 | 7392 | 0 | 0 | 0 | 0 | 0 | 0 | 5544 | 1848 | 0 | 0 | 0 | 0 | 2772 | 6468 | 7392 | 7392 | 7392 | 7392 | 0 | 0 | 0 | 0 | 0 | 0
56 | Commercial | 2026 | 1000 | 80 | 2520 | 5880 | 6720 | 6720 | 6720 | 6720 | Speculative (Application Received) | Non-Committed | GS 50 to 2,999 | GS 50 to 2,999 | Existing |  | Whitby | 1000 | 0 | 0 | 0 | 0 | 0 | 800 | 0 | 0 | 0 | 0 | 0 | 6720 | 0 | 0 | 0 | 0 | 0 | 0 | 5040 | 1680 | 0 | 0 | 0 | 0 | 2520 | 5880 | 6720 | 6720 | 6720 | 6720 | 0 | 0 | 0 | 0 | 0 | 0
57 | Residential Condo | 2026 | 1500 | 80 | 3780 | 8820 | 10080 | 10080 | 10080 | 10080 | Committed (OTC in Progress) | Committed |  | GS 50 to 2,999 | New |  | Whitby | 1500 | 0 | 0 | 0 | 0 | 0 | 1200 | 0 | 0 | 0 | 0 | 0 | 10080 | 0 | 0 | 0 | 0 | 0 | 0 | 7560 | 2520 | 0 | 0 | 0 | 0 | 3780 | 8820 | 10080 | 10080 | 10080 | 10080 | 0 | 0 | 0 | 0 | 0 | 0
58 | Industrial | 2026 | 1350 | 80 | 3402 | 7938 | 9072 | 9072 | 9072 | 9072 | Committed (Deposit Received) | Committed | GS 50 to 2,999 | GS 50 to 2,999 | Existing |  | Whitby | 1350 | 0 | 0 | 0 | 0 | 0 | 1080 | 0 | 0 | 0 | 0 | 0 | 9072 | 0 | 0 | 0 | 0 | 0 | 0 | 6804 | 2268 | 0 | 0 | 0 | 0 | 3402 | 7938 | 9072 | 9072 | 9072 | 9072 | 0 | 0 | 0 | 0 | 0 | 0
59 | Residential Condo | 2026 | 731 | 50 | 1151.325 | 2686.425 | 3070.2 | 3070.2 | 3070.2 | 3070.2 | Speculative (Application Received) | Non-Committed |  | GS 50 to 2,999 | New |  | Veridian | 731 | 0 | 0 | 0 | 0 | 0 | 365.5 | 0 | 0 | 0 | 0 | 0 | 3070.2 | 0 | 0 | 0 | 0 | 0 | 0 | 2302.65 | 767.55 | 0 | 0 | 0 | 0 | 1151.325 | 2686.425 | 3070.2 | 3070.2 | 3070.2 | 3070.2 | 0 | 0 | 0 | 0 | 0 | 0
60 | Residential Condo | 2026 | 977 | 50 | 1538.775 | 3590.475 | 4103.4 | 4103.4 | 4103.4 | 4103.4 | Speculative (Application Received) | Non-Committed | GS 50 to 2,999 | GS 50 to 2,999 | Existing |  | Veridian | 977 | 0 | 0 | 0 | 0 | 0 | 488.5 | 0 | 0 | 0 | 0 | 0 | 4103.4 | 0 | 0 | 0 | 0 | 0 | 0 | 3077.55 | 1025.85 | 0 | 0 | 0 | 0 | 1538.775 | 3590.475 | 4103.4 | 4103.4 | 4103.4 | 4103.4 | 0 | 0 | 0 | 0 | 0 | 0
61 | Hospital | 2027 | 4000 | 80 | 0 | 10080 | 23520 | 26880 | 26880 | 26880 | Committed (Deposit Received) | Committed | GS 50 to 2,999 | Large Use | Existing |  | Veridian | 0 | 4000 | 0 | 0 | 0 | 0 | 0 | 3200 | 0 | 0 | 0 | 0 | 0 | 26880 | 0 | 0 | 0 | 0 | 0 | 0 | 20160 | 6720 | 0 | 0 | 0 | 0 | 10080 | 23520 | 26880 | 26880 | 26880 | 0 | 0 | 0 | 0 | 0 | 0
62 | Industrial | 2025 | 3200 | 100 | 13103.4 | 26206.8 | 26206.8 | 26206.8 | 26206.8 | 26206.8 | Contracted (Energized) | Committed | GS 50 to 2,999 | Large Use | Existing |  | Veridian | 3119.8571 | 0 | 0 | 0 | 0 | 0 | 3119.8571 | 0 | 0 | 0 | 0 | 0 | 26206.8 | 0 | 0 | 0 | 0 | 0 | 1 | 26206.8 | 0 | 0 | 0 | 0 | 0 | 13103.4 | 26206.8 | 26206.8 | 26206.8 | 26206.8 | 26206.8 | 0 | 0 | 0 | 0 | 0 | 0
63 | Industrial | 2025 | 8500 | 100 | 0 | 7350 | 26250 | 37800 | 37800 | 37800 | Contracted (Energized) | Committed | Large Use | Large Use | Existing |  | Veridian | 0 | 1750 | 2750 | 0 | 0 | 0 | 0 | 1750 | 2750 | 0 | 0 | 0 | 0 | 14700 | 23100 | 0 | 0 | 0 | 1 | 0 | 14700 | 23100 | 0 | 0 | 0 | 0 | 7350 | 26250 | 37800 | 37800 | 37800 | 0 | 0 | 0 | 0 | 0 | 0
64 | Industrial | 2025 | 2800 | 100 | 6240 | 12480 | 12480 | 12480 | 12480 | 12480 | Contracted (Energized) | Committed | GS 50 to 2,999 | GS 3,000 to 4,999 | Existing |  | Veridian | 1485.7143 | 0 | 0 | 0 | 0 | 0 | 1485.7143 | 0 | 0 | 0 | 0 | 0 | 12480 | 0 | 0 | 0 | 0 | 0 | 1 | 12480 | 0 | 0 | 0 | 0 | 0 | 6240 | 12480 | 12480 | 12480 | 12480 | 12480 | 0 | 0 | 0 | 0 | 0 | 0
65 | Commercial | 2026 | 960 | 80 | 2419.2 | 5644.8 | 6451.2 | 6451.2 | 6451.2 | 6451.2 | Committed (OTC in Progress) | Committed |  | GS 50 to 2,999 | New |  | Veridian | 960 | 0 | 0 | 0 | 0 | 0 | 768 | 0 | 0 | 0 | 0 | 0 | 6451.2 | 0 | 0 | 0 | 0 | 0 | 0 | 4838.4 | 1612.8 | 0 | 0 | 0 | 0 | 2419.2 | 5644.8 | 6451.2 | 6451.2 | 6451.2 | 6451.2 | 0 | 0 | 0 | 0 | 0 | 0
66 | Industrial | 2028 | 3404 | 50 | 0 | 0 | 4767.525 | 11718 | 14098.875 | 14296.8 | Speculative (Application Received) | Non-Committed |  | GS 3,000 to 4,999 | New |  | Veridian | 0 | 0 | 3027 | 377 | 0 | 0 | 0 | 0 | 1513.5 | 188.5 | 0 | 0 | 0 | 0 | 12713.4 | 1583.4 | 0 | 0 | 0 | 0 | 0 | 9535.05 | 4365.9 | 395.85 | 0 | 0 | 0 | 4767.525 | 11718 | 14098.875 | 14296.8 | 0 | 0 | 0 | 0 | 0 | 0
67 | Industrial | 2028 | 2000 | 50 | 0 | 0 | 3150 | 7350 | 8400 | 8400 | Speculative (Application Received) | Non-Committed | GS 50 to 2,999 | GS 3,000 to 4,999 | Existing |  | Veridian | 0 | 0 | 2000 | 0 | 0 | 0 | 0 | 0 | 1000 | 0 | 0 | 0 | 0 | 0 | 8400 | 0 | 0 | 0 | 0 | 0 | 0 | 6300 | 2100 | 0 | 0 | 0 | 0 | 3150 | 7350 | 8400 | 8400 | 0 | 0 | 0 | 0 | 0 | 0
68 | Industrial | 2026 | 13044 | 50 | 13940.325 | 39131.4 | 52583.475 | 54784.8 | 54784.8 | 54784.8 | Speculative (Application Received) | Non-Committed | GS 50 to 2,999 | Large Use | Existing |  | Veridian | 8851 | 4193 | 0 | 0 | 0 | 0 | 4425.5 | 2096.5 | 0 | 0 | 0 | 0 | 37174.2 | 17610.6 | 0 | 0 | 0 | 0 | 0 | 27880.65 | 22501.5 | 4402.65 | 0 | 0 | 0 | 13940.325 | 39131.4 | 52583.475 | 54784.8 | 54784.8 | 54784.8 | 0 | 0 | 0 | 0 | 0 | 0
69 | Hospital | 2031 | 4500 | 80 | 0 | 0 | 0 | 0 | 0 | 7560 | Committed (Deposit Received) | Committed | GS 50 to 2,999 | GS 3,000 to 4,999 | Existing |  | Veridian | 0 | 0 | 0 | 0 | 0 | 3000 | 0 | 0 | 0 | 0 | 0 | 2400 | 0 | 0 | 0 | 0 | 0 | 20160 | 0 | 0 | 0 | 0 | 0 | 0 | 15120 | 0 | 0 | 0 | 0 | 0 | 7560 | 0 | 0 | 0 | 0 | 0 | 0
70 | Commercial | 2026 | 2800 | 50 | 4410 | 10290 | 11760 | 11760 | 11760 | 11760 | Speculative (Application Received) | Non-Committed | GS 50 to 2,999 | GS 3,000 to 4,999 | Existing |  | Veridian | 2800 | 0 | 0 | 0 | 0 | 0 | 1400 | 0 | 0 | 0 | 0 | 0 | 11760 | 0 | 0 | 0 | 0 | 0 | 0 | 8820 | 2940 | 0 | 0 | 0 | 0 | 4410 | 10290 | 11760 | 11760 | 11760 | 11760 | 0 | 0 | 0 | 0 | 0 | 0
71 | Mixed Use Residential | 2026 | 916 | 50 | 1442.7 | 3366.3 | 3847.2 | 3847.2 | 3847.2 | 3847.2 | Committed (OTC in Progress) | Committed |  | GS 50 to 2,999 | New |  | Veridian | 916 | 0 | 0 | 0 | 0 | 0 | 458 | 0 | 0 | 0 | 0 | 0 | 3847.2 | 0 | 0 | 0 | 0 | 0 | 0 | 2885.4 | 961.8 | 0 | 0 | 0 | 0 | 1442.7 | 3366.3 | 3847.2 | 3847.2 | 3847.2 | 3847.2 | 0 | 0 | 0 | 0 | 0 | 0
72 | Commercial | 2026 | 917 | 50 | 1444.275 | 3369.975 | 3851.4 | 3851.4 | 3851.4 | 3851.4 | Speculative (Application Received) | Non-Committed |  | GS 50 to 2,999 | New |  | Veridian | 917 | 0 | 0 | 0 | 0 | 0 | 458.5 | 0 | 0 | 0 | 0 | 0 | 3851.4 | 0 | 0 | 0 | 0 | 0 | 0 | 2888.55 | 962.85 | 0 | 0 | 0 | 0 | 1444.275 | 3369.975 | 3851.4 | 3851.4 | 3851.4 | 3851.4 | 0 | 0 | 0 | 0 | 0 | 0
[5 empty] | 237427.185 | 626889.855 | 910350.795 | 1123622.385 | 1230354.99 | 1276019.91 | [7 empty] | 84119.8571 | 40955 | 51564 | 29857 | 3339 | 7708 | 68791.7571 | 29441.6 | 31501.5 | 17713.4 | 2647 | 5714 | 577850.76 | 247309.44 | 264612.6 | 148792.56 | 22234.8 | 47997.6 | 13 | 474854.37 | 304070.97 | 262850.91 | 163692.27 | 49772.94 | 41556.9 | 237427.185 | 626889.855 | 910350.795 | 1123622.385 | 1230354.99 | 1276019.91 | -24460.44 | -88725.12 | -116891.58 | -61546.5 | -14139 | -5230.8
Sub-Totals
[5 empty] | 2026 | 2027 | 2028 | 2029 | 2030 | 2031
| GS 50 to 2,999 | Veridian |  |  | 53877.075 | 132679.575 | 162729 | 176344.56 | 187778.64 | 190805.16 |  | GS 50 to 2,999 |  | Veridian |  |  |  | 19505 | 4600 | 500 | 3203 | 100 | 0 | 16002.5 | 3680 | 400 | 2562.4 | 80 | 0 | 134421 | 30912 | 3360 | 21524.16 | 672 | 0 |  | 107754.15 | 49850.85 | 10248 | 16983.12 | 5885.04 | 168 | 53877.075 | 132679.575 | 162729 | 176344.56 | 187778.64 | 190805.16 | -11491.2 | -20260.8 | -17623.2 | -11004 | -1562.4 | 1008
| GS 3,000 to 4,999 | Veridian |  |  | 64294.05 | 156708.15 | 205006.575 | 232741.8 | 244591.575 | 257678.25 |  | GS 3,000 to 4,999 |  | Veridian |  |  |  | 21679.8571 | 4448 | 7620 | 952 | 1175 | 3000 | 18979.8571 | 3898 | 5106.5 | 763.5 | 1175 | 2400 | 159430.8 | 32743.2 | 42894.6 | 6413.4 | 9870 | 20160 |  | 128588.1 | 56240.1 | 40356.75 | 15113.7 | 8585.85 | 17587.5 | 64294.05 | 156708.15 | 205006.575 | 232741.8 | 244591.575 | 257678.25 | 12373.2 | 23216.55 | 17581.2 | 11387.25 | 8849.4 | 8400
| Large Use | Veridian |  |  | 65383.725 | 188022.9 | 333318.225 | 462025.65 | 510568.2 | 518443.2 |  | Large Use |  | Veridian |  |  |  | 23419.4286 | 19159 | 39212 | 15000 | 0 | 0 | 17833.9286 | 13404.5 | 22981 | 7500 | 0 | 0 | 149805 | 112597.8 | 193040.4 | 63000 | 0 | 0 |  | 130767.45 | 114510.9 | 176079.75 | 81335.1 | 15750 | 0 | 65383.725 | 188022.9 | 333318.225 | 462025.65 | 510568.2 | 518443.2 | -9002.7 | -63131.25 | -94796.1 | -48542.55 | -7875 | 0
| GS 50 to 2,999 | Whitby |  |  | 31011.135 | 91501.23 | 133099.395 | 158685.375 | 179828.175 | 191340.9 |  | GS 50 to 2,999 |  | Whitby |  |  |  | 13122.4286 | 9980 | 3212 | 5425 | 2064 | 1508 | 9582.3286 | 6091.1 | 1994 | 3610.5 | 1392 | 754 | 80491.56 | 51165.24 | 16749.6 | 30328.2 | 11692.8 | 6333.6 |  | 62022.27 | 58957.92 | 24238.41 | 26933.55 | 15352.05 | 7673.4 | 31011.135 | 91501.23 | 133099.395 | 158685.375 | 179828.175 | 191340.9 | -4999.74 | -7129.62 | -3573.48 | -2887.2 | -3387 | -3886.8
| GS 3,000 to 4,999 | Whitby |  |  | 22861.2 | 57978 | 76197.6 | 93825 | 107588.4 | 117752.4 |  | GS 3,000 to 4,999 |  | Whitby |  |  |  | 6393.1429 | 2768 | 1020 | 5277 | 0 | 3200 | 6393.1429 | 2368 | 1020 | 3277 | 0 | 2560 | 53702.4 | 19891.2 | 8568 | 27526.8 | 0 | 21504 |  | 45722.4 | 24511.2 | 11928 | 23326.8 | 4200 | 16128 | 22861.2 | 57978 | 76197.6 | 93825 | 107588.4 | 117752.4 | -11340 | -21420 | -18480 | -10500 | -10164 | -10752
| Total |  |  |  | 237427.185 | 626889.855 | 910350.795 | 1123622.385 | 1230354.99 | 1276019.91 |  | Total | [5 empty] | 84119.8571 | 40955 | 51564 | 29857 | 3339 | 7708 | 68791.7571 | 29441.6 | 31501.5 | 17713.4 | 2647 | 5714 | 577850.76 | 247309.44 | 264612.6 | 148792.56 | 22234.8 | 47997.6 |  | 474854.37 | 304070.97 | 262850.91 | 163692.27 | 49772.94 | 41556.9 | 237427.185 | 626889.855 | 910350.795 | 1123622.385 | 1230354.99 | 1276019.91 | -24460.44 | -88725.12 | -116891.58 | -61546.5 | -14139 | -5230.8
0
| New | Committed |  |  | 104227.56 | 268922.73 | 391201.32 | 521702.46 | 613327.14 | 639637.41 |  | New |  | Committed |  |  |  | 35762.2857 | 12282 | 29261 | 27031 | 2975 | 500 | 31671.6857 | 9463.6 | 16561 | 16200.4 | 2465 | 250 | 266042.16 | 79494.24 | 139112.4 | 136083.36 | 20706 | 2100 |  | 208455.12 | 120935.22 | 123621.96 | 137380.32 | 45869.04 | 6751.5 | 104227.56 | 268922.73 | 391201.32 | 521702.46 | 613327.14 | 639637.41 | -17750.94 | -71595.42 | -105091.68 | -60616.2 | -6524.4 | 5521.2
| Existing | Committed |  |  | 103742.4 | 266569.35 | 364521.75 | 404679 | 405968.4 | 421592.4 |  | Existing |  | Committed |  |  |  | 30254.5714 | 14283 | 7578 | 200 | 0 | 6200 | 27768.5714 | 12783 | 7578 | 200 | 0 | 4960 | 233256 | 107377.2 | 63655.2 | 1680 | 0 | 41664 |  | 207484.8 | 118169.1 | 77735.7 | 2578.8 | 0 | 31248 | 103742.4 | 266569.35 | 364521.75 | 404679 | 405968.4 | 421592.4 | 2293.2 | 6626.55 | 6871.2 | 2987.25 | -7614.6 | -10752
| New | Non-Committed |  |  | 7048.125 | 32505.9 | 76310.85 | 112522.725 | 125291.25 | 129021.9 |  | New |  | Non-Committed |  |  |  | 4475 | 10197 | 12725 | 2626 | 364 | 1008 | 2237.5 | 5098.5 | 6362.5 | 1313 | 182 | 504 | 18795 | 42827.4 | 53445 | 11029.2 | 1528.8 | 4233.6 |  | 14096.25 | 36819.3 | 50790.6 | 21633.15 | 3903.9 | 3557.4 | 7048.125 | 32505.9 | 76310.85 | 112522.725 | 125291.25 | 129021.9 | -9002.7 | -23756.25 | -18671.1 | -3917.55 | 0 | 0
| Existing | Non-Committed |  |  | 22409.1 | 58891.875 | 78316.875 | 84718.2 | 85768.2 | 85768.2 |  | Existing |  | Non-Committed |  |  |  | 13628 | 4193 | 2000 | 0 | 0 | 0 | 7114 | 2096.5 | 1000 | 0 | 0 | 0 | 59757.6 | 17610.6 | 8400 | 0 | 0 | 0 |  | 44818.2 | 28147.35 | 10702.65 | 2100 | 0 | 0 | 22409.1 | 58891.875 | 78316.875 | 84718.2 | 85768.2 | 85768.2 | 0 | 0 | 0 | 0 | 0 | 0
[5 empty] | 237427.185 | 626889.855 | 910350.795 | 1123622.385 | 1230354.99 | 1276019.91 | [7 empty] | 84119.8571 | 40955 | 51564 | 29857 | 3339 | 7708 | 68791.7571 | 29441.6 | 31501.5 | 17713.4 | 2647 | 5714 | 577850.76 | 247309.44 | 264612.6 | 148792.56 | 22234.8 | 47997.6 |  | 474854.37 | 304070.97 | 262850.91 | 163692.27 | 49772.94 | 41556.9 | 237427.185 | 626889.855 | 910350.795 | 1123622.385 | 1230354.99 | 1276019.91 | -24460.44 | -88725.12 | -116891.58 | -61546.5 | -14139 | -5230.8
| Likelihood % | 50 |  |  | 29561.175 | 95577.825 | 203467.425 | 330605.625 | 399286.65 | 415092.3 |  | Likelihood % |  | 50 |  |  |  | 18769 | 16890 | 39725 | 22126 | 864 | 1508 | 9384.5 | 8445 | 19862.5 | 11063 | 432 | 754 | 78829.8 | 70938 | 166845 | 92929.2 | 3628.8 | 6333.6 |  | 59122.35 | 72910.95 | 142868.25 | 111408.15 | 25953.9 | 5657.4 | 29561.175 | 95577.825 | 203467.425 | 330605.625 | 399286.65 | 415092.3 | -15302.7 | -77831.25 | -111596.1 | -59042.55 | -9975 | 0
| Likelihood % | 80 |  |  | 74889.36 | 213403.68 | 292435.92 | 322298.76 | 344568.84 | 369099.36 |  | Likelihood % |  | 80 |  |  |  | 29718 | 15342 | 1000 | 5403 | 1300 | 6200 | 23774.4 | 12273.6 | 800 | 4322.4 | 1040 | 4960 | 199704.96 | 103098.24 | 6720 | 36308.16 | 8736 | 41664 |  | 149778.72 | 127249.92 | 30814.56 | 28911.12 | 15629.04 | 33432 | 74889.36 | 213403.68 | 292435.92 | 322298.76 | 344568.84 | 369099.36 | -18149.04 | -25987.92 | -12492.48 | -2604 | -1226.4 | -1344
| Likelihood % | 100 |  |  | 50044.05 | 120858.15 | 149899.05 | 161653.8 | 169232.7 | 174561.45 |  | Likelihood % |  | 100 |  |  |  | 15887 | 1298 | 2193 | 375 | 1175 | 0 | 15887 | 1298 | 2193 | 375 | 1175 | 0 | 133450.8 | 10903.2 | 18421.2 | 3150 | 9870 | 0 |  | 100088.1 | 41540.1 | 16541.7 | 6967.8 | 8190 | 2467.5 | 50044.05 | 120858.15 | 149899.05 | 161653.8 | 169232.7 | 174561.45 | 10483.2 | 17546.55 | 9601.2 | 2987.25 | 449.4 | 0
| Likelihood % (connected) | 100 |  |  | 82932.6 | 197050.2 | 264548.4 | 309064.2 | 317266.8 | 317266.8 |  | Likelihood % |  | 100 |  |  |  | 19745.8571 | 7425 | 8646 | 1953 | 0 | 0 | 19745.8571 | 7425 | 8646 | 1953 | 0 | 0 | 165865.2 | 62370 | 72626.4 | 16405.2 | 0 | 0 |  | 165865.2 | 62370 | 72626.4 | 16405.2 | 0 | 0 | 82932.6 | 197050.2 | 264548.4 | 309064.2 | 317266.8 | 317266.8 | -1491.9 | -2452.5 | -2404.2 | -2887.2 | -3387 | -3886.8
[5 empty] | 237427.185 | 626889.855 | 910350.795 | 1123622.385 | 1230354.99 | 1276019.91 | [7 empty] | 84119.8571 | 40955 | 51564 | 29857 | 3339 | 7708 | 68791.7571 | 29441.6 | 31501.5 | 17713.4 | 2647 | 5714 | 577850.76 | 247309.44 | 264612.6 | 148792.56 | 22234.8 | 47997.6 |  | 474854.37 | 304070.97 | 262850.91 | 163692.27 | 49772.94 | 41556.9 | 237427.185 | 626889.855 | 910350.795 | 1123622.385 | 1230354.99 | 1276019.91 | -24460.44 | -88725.12 | -116891.58 | -61546.5 | -14139 | -5230.8
Descrete Projects
[5 empty] | 2026 | 2027 | 2028 | 2029 | 2030 | 2031
| New | Committed |  |  | 24 | 31 | 33 | 36 | 37 | 37
| Existing | Committed |  |  | 15 | 18 | 18 | 18 | 18 | 20
| New | Non-Committed |  |  | 5 | 8 | 10 | 10 | 10 | 10
| Existing | Non-Committed |  |  | 4 | 4 | 5 | 5 | 5 | 5
[5 empty] | 48 | 61 | 66 | 69 | 70 | 72
LLRVA GS 3,000 - 4,999 kW
7 | Commercial | 2026 | 3250 | 80 | 5040 | 14910 | 20790 | 21840 | 21840 | 21840 |  | Committed | 0 | GS 3,000 to 4,999 | New |  | Veridian | 2000 | 1250 | 0 | 0 | 0 | 0 | 1600 | 1000 | 0 | 0 | 0 | 0 | 13440 | 8400 | 0 | 0 | 0 | 0 | 0 | 10080 | 9660 | 2100 | 0 | 0 | 0 | 5040 | 14910 | 20790 | 21840 | 21840 | 21840 | 5040 | 9870 | 9030 | 8400 | 8400 | 8400
11 | High Rise Residential | 2026 | 4280 | 100 | 2520 | 6399.75 | 13492.5 | 22260 | 29389.5 | 34718.25 |  | Committed | 0 | GS 3,000 to 4,999 | New |  | Veridian | 800 | 165 | 1765 | 375 | 1175 | 0 | 800 | 165 | 1765 | 375 | 1175 | 0 | 6720 | 1386 | 14826 | 3150 | 9870 | 0 | 0 | 5040 | 2719.5 | 11466 | 6069 | 8190 | 2467.5 | 2520 | 6399.75 | 13492.5 | 22260 | 29389.5 | 34718.25 | 0 | 0 | 0 | 0 | 0 | 0
14 | Industrial | 2026 | 4959 | 100 | 15620.85 | 36448.65 | 41655.6 | 41655.6 | 41655.6 | 41655.6 |  | Committed | 0 | GS 3,000 to 4,999 | New |  | Veridian | 4959 | 0 | 0 | 0 | 0 | 0 | 4959 | 0 | 0 | 0 | 0 | 0 | 41655.6 | 0 | 0 | 0 | 0 | 0 | 0 | 31241.7 | 10413.9 | 0 | 0 | 0 | 0 | 15620.85 | 36448.65 | 41655.6 | 41655.6 | 41655.6 | 41655.6 | 0 | 0 | 0 | 0 | 0 | 0
44 | Industrial | 2026 | 3800 | 100 | 11970 | 27930 | 31920 | 31920 | 31920 | 31920 |  | Committed | 0 | GS 3,000 to 4,999 | New | 0 | Whitby | 3800 | 0 | 0 | 0 | 0 | 0 | 3800 | 0 | 0 | 0 | 0 | 0 | 31920 | 0 | 0 | 0 | 0 | 0 | 0 | 23940 | 7980 | 0 | 0 | 0 | 0 | 11970 | 27930 | 31920 | 31920 | 31920 | 31920 | 0 | 0 | 0 | 0 | 0 | 0
45 | Industrial | 2029 | 4000 | 50 | 0 | 0 | 0 | 6300 | 14700 | 16800 |  | Committed | 0 | GS 3,000 to 4,999 | New |  | Whitby | 0 | 0 | 0 | 4000 | 0 | 0 | 0 | 0 | 0 | 2000 | 0 | 0 | 0 | 0 | 0 | 16800 | 0 | 0 | 0 | 0 | 0 | 0 | 12600 | 4200 | 0 | 0 | 0 | 0 | 6300 | 14700 | 16800 | -6300 | -14700 | -16800 | -10500 | -2100 | 0
66 | Industrial | 2028 | 3404 | 50 | 0 | 0 | 4767.525 | 11718 | 14098.875 | 14296.8 |  | Non-Committed | 0 | GS 3,000 to 4,999 | New |  | Veridian | 0 | 0 | 3027 | 377 | 0 | 0 | 0 | 0 | 1513.5 | 188.5 | 0 | 0 | 0 | 0 | 12713.4 | 1583.4 | 0 | 0 | 0 | 0 | 0 | 9535.05 | 4365.9 | 395.85 | 0 | 0 | 0 | 4767.525 | 11718 | 14098.875 | 14296.8 | 0 | 0 | 0 | 0 | 0 | 0
| Total GS 3,000 - 4,999 kW |  |  |  | 35150.85 | 85688.4 | 112625.625 | 135693.6 | 153603.975 | 161230.65 | [7 empty] | 11559 | 1415 | 4792 | 4752 | 1175 | 0 | 11159 | 1165 | 3278.5 | 2563.5 | 1175 | 0 | 93735.6 | 9786 | 27539.4 | 21533.4 | 9870 | 0 | 0 | 70301.7 | 30773.4 | 23101.05 | 23034.9 | 12785.85 | 2467.5 | 35150.85 | 85688.4 | 112625.625 | 135693.6 | 153603.975 | 161230.65 | -1260 | -4830 | -7770 | -2100 | 6300 | 8400
LLRVA Large Use
24 | Industrial | 2028 | 40000 | 50 | 0 | 0 | 39375 | 115500 | 160125 | 168000 |  | Committed | 0 | Large Use | New |  | Veridian | 0 | 0 | 25000 | 15000 | 0 | 0 | 0 | 0 | 12500 | 7500 | 0 | 0 | 0 | 0 | 105000 | 63000 | 0 | 0 | 0 | 0 | 0 | 78750 | 73500 | 15750 | 0 | 0 | 0 | 39375 | 115500 | 160125 | 168000 | 0 | -39375 | -76125 | -44625 | -7875 | 0
| Total Large Use |  |  |  | 0 | 0 | 39375 | 115500 | 160125 | 168000 | [7 empty] | 0 | 0 | 25000 | 15000 | 0 | 0 | 0 | 0 | 12500 | 7500 | 0 | 0 | 0 | 0 | 105000 | 63000 | 0 | 0 | 0 | 0 | 0 | 78750 | 73500 | 15750 | 0 | 0 | 0 | 39375 | 115500 | 160125 | 168000 | 0 | -39375 | -76125 | -44625 | -7875 | 0
[6 empty] | GS 3,000 to 4,999 kW | Large Use
[5 empty] | 2026 | 35150.85 | 0
[5 empty] | 2027 | 85688.4 | 0
[5 empty] | 2028 | 112625.625 | 39375
[5 empty] | 2029 | 135693.6 | 115500
[5 empty] | 2030 | 153603.975 | 160125
[5 empty] | 2031 | 161230.65 | 168000

## 3-Staff-93-b Counts
Revised 3-Staff-93 (Loads replaced with customers) | [11 empty] | Customer Details | [5 empty] | Customer Count Calculation | [24 empty] | Change from 3-Staff 93-b
Customer # | Customer Type | Anticipated Year | Anticipated Load | Confidence | 2026 | 2027 | 2028 | 2029 | 2030 | 2031 | Status (Contracted, Committed or Speculative) | Committed/ Non-Committed | Current Rate Class | Rate Class | New/ Existing | New in 2025 | Rate Zone | Customer Count | [5 empty] | Probability Adjustment (x Confidence %) | [5 empty] | Connected (2025) | Connection Timing Adjustment (If connected in 2025 -> full amount , if not, 25% of previous year + 75% of current year) | [5 empty] | Half-Year Rule & Cumulative (if connected in 2025, half-year adjustment is applied in each year)
|  |  | Peak kW | % | Billed kW | [12 empty] | 2026 | 2027 | 2028 | 2029 | 2030 | 2031 | 2026 | 2027 | 2028 | 2029 | 2030 | 2031 |  | 2026 | 2027 | 2028 | 2029 | 2030 | 2031 | 2026 | 2027 | 2028 | 2029 | 2030 | 2031 | 2026 | 2027 | 2028 | 2029 | 2030 | 2031 | Notes
1 | Residential (Long Term Care Home) | 2026 | 2700 | 100 | 0.5 | 0.5 | 0.5 | 0.5 | 0.5 | 0.5 | Contracted (Energized) | Committed |  | GS 50 to 2,999 | New | New in 2025 | Veridian | 1 | 0 | 0 | 0 | 0 | 0 | 1 | 0 | 0 | 0 | 0 | 0 | 1 | 1 | 0 | 0 | 0 | 0 | 0 | 0.5 | 0.5 | 0.5 | 0.5 | 0.5 | 0.5 | 0 | -0.5 | -0.5 | -0.5 | -0.5 | -0.5 | Half-year adjustment in each year
2 | Industrial | 2026 | 3000 | 80 | 0 | 0 | 0 | 0 | 0 | 0 | Committed (Desposit Received) | Committed | GS 50 to 2,999 | GS 3,000 to 4,999 | Existing |  | Veridian | 0 | 0 | 0 | 0 | 0 | 0 | 0 | 0 | 0 | 0 | 0 | 0 | 0 | 0 | 0 | 0 | 0 | 0 | 0 | 0 | 0 | 0 | 0 | 0 | 0 | 0 | 0 | 0 | 0 | 0 | 0
3 | Industrial | 2025 | 6500 | 100 | 0.5 | 0.5 | 0.5 | 0.5 | 0.5 | 0.5 | Contracted (Energized) | Committed | GS 50 to 2,999 | Large Use | Existing |  | Veridian | 1 | 0 | 0 | 0 | 0 | 0 | 1 | 0 | 0 | 0 | 0 | 0 | 1 | 1 | 0 | 0 | 0 | 0 | 0 | 0.5 | 0.5 | 0.5 | 0.5 | 0.5 | 0.5 | 0 | -0.5 | -0.5 | -0.5 | -0.5 | -0.5 | Additional connection expected
4 | Industrial | 2025 | 11000 | 100 | 0 | 0 | 0 | 0 | 0 | 0 | Contracted (Energized) | Committed | GS 50 to 2,999 | Large Use | Existing |  | Veridian | 0 | 0 | 0 | 0 | 0 | 0 | 0 | 0 | 0 | 0 | 0 | 0 | 1 | 0 | 0 | 0 | 0 | 0 | 0 | 0 | 0 | 0 | 0 | 0 | 0 | 0 | 0 | 0 | 0 | 0 | 0
5 | Mixed Use Residential | 2026 | 2100 | 80 | 0.3 | 0.7 | 0.8 | 0.8 | 0.8 | 0.8 | Committed (Desposit Received) | Committed |  | GS 50 to 2,999 | New |  | Veridian | 1 | 0 | 0 | 0 | 0 | 0 | 0.8 | 0 | 0 | 0 | 0 | 0 | 0 | 0.6 | 0.2 | 0 | 0 | 0 | 0 | 0.3 | 0.7 | 0.8 | 0.8 | 0.8 | 0.8 | 0 | 0 | 0 | 0 | 0 | 0
6 | Industrial | 2026 | 1943 | 80 | 0.3 | 0.7 | 0.8 | 0.8 | 0.8 | 0.8 | Committed (Desposit Received) | Committed |  | GS 50 to 2,999 | New |  | Veridian | 1 | 0 | 0 | 0 | 0 | 0 | 0.8 | 0 | 0 | 0 | 0 | 0 | 0 | 0.6 | 0.2 | 0 | 0 | 0 | 0 | 0.3 | 0.7 | 0.8 | 0.8 | 0.8 | 0.8 | 0 | 0 | 0 | 0 | 0 | 0
7 | Commercial | 2026 | 3250 | 80 | 0.3 | 0.7 | 0.8 | 0.8 | 0.8 | 0.8 | Contracted (OTC Signed) | Committed |  | GS 3,000 to 4,999 | New |  | Veridian | 1 | 0 | 0 | 0 | 0 | 0 | 0.8 | 0 | 0 | 0 | 0 | 0 | 0 | 0.6 | 0.2 | 0 | 0 | 0 | 0 | 0.3 | 0.7 | 0.8 | 0.8 | 0.8 | 0.8 | 0.3 | 0.4 | 0.1 | 0 | 0 | 0 | Project Advanced & Expansion volumes added after anticipated year
8 | Industrial | 2029 | 2860 | 80 | 0 | 0 | 0 | 0.3 | 0.7 | 0.8 | Committed (Desposit Received) | Committed |  | GS 50 to 2,999 | New |  | Veridian | 0 | 0 | 0 | 1 | 0 | 0 | 0 | 0 | 0 | 0.8 | 0 | 0 | 0 | 0 | 0 | 0 | 0.6 | 0.2 | 0 | 0 | 0 | 0 | 0.3 | 0.7 | 0.8 | -0.3 | -0.7 | -0.8 | -0.5 | -0.1 | 0 | Project Delayed
9 | High Rise Residential | 2026 | 1000 | 100 | 0.375 | 0.875 | 1 | 1 | 1 | 1 | Contracted (OTC Signed) | Committed |  | GS 50 to 2,999 | New |  | Veridian | 1 | 0 | 0 | 0 | 0 | 0 | 1 | 0 | 0 | 0 | 0 | 0 | 0 | 0.75 | 0.25 | 0 | 0 | 0 | 0 | 0.375 | 0.875 | 1 | 1 | 1 | 1 | 0.375 | 0.5 | 0.125 | 0 | 0 | 0 | Project Advanced
10 | High Rise Residential | 2025 | 604 | 100 | 0.5 | 0.5 | 0.5 | 0.5 | 0.5 | 0.5 | Contracted (Energized) | Committed |  | GS 50 to 2,999 | New | New in 2025 | Veridian | 1 | 0 | 0 | 0 | 0 | 0 | 1 | 0 | 0 | 0 | 0 | 0 | 1 | 1 | 0 | 0 | 0 | 0 | 0 | 0.5 | 0.5 | 0.5 | 0.5 | 0.5 | 0.5 | 0 | -0.5 | -0.5 | -0.5 | -0.5 | -0.5 | Half-year adjustment in each year
11 | High Rise Residential | 2026 | 4280 | 100 | 0.375 | 0.875 | 1 | 1 | 1 | 1 | Contracted (OTC Signed) | Committed |  | GS 3,000 to 4,999 | New |  | Veridian | 1 | 0 | 0 | 0 | 0 | 0 | 1 | 0 | 0 | 0 | 0 | 0 | 0 | 0.75 | 0.25 | 0 | 0 | 0 | 0 | 0.375 | 0.875 | 1 | 1 | 1 | 1 | 0 | 0 | 0 | 0 | 0 | 0
12 | Residential (Long Term Care Home) | 2027 | 2500 | 80 | 0 | 0.3 | 0.7 | 0.8 | 0.8 | 0.8 | Committed (Desposit Received) | Committed |  | GS 50 to 2,999 | New |  | Veridian | 0 | 1 | 0 | 0 | 0 | 0 | 0 | 0.8 | 0 | 0 | 0 | 0 | 0 | 0 | 0.6 | 0.2 | 0 | 0 | 0 | 0 | 0.3 | 0.7 | 0.8 | 0.8 | 0.8 | -0.3 | -0.4 | -0.1 | 0 | 0 | 0 | Project Delayed
13 | High Rise Residential | 2026 | 3000 | 100 | 0.375 | 0.875 | 1 | 1 | 1 | 1 | Contracted (OTC Signed) | Committed |  | GS 50 to 2,999 | New |  | Veridian | 1 | 0 | 0 | 0 | 0 | 0 | 1 | 0 | 0 | 0 | 0 | 0 | 0 | 0.75 | 0.25 | 0 | 0 | 0 | 0 | 0.375 | 0.875 | 1 | 1 | 1 | 1 | 0 | 0 | 0 | 0 | 0 | 0
14 | Industrial | 2026 | 4959 | 100 | 0.375 | 0.875 | 1 | 1 | 1 | 1 | Contracted (OTC Signed) | Committed |  | GS 3,000 to 4,999 | New |  | Veridian | 1 | 0 | 0 | 0 | 0 | 0 | 1 | 0 | 0 | 0 | 0 | 0 | 0 | 0.75 | 0.25 | 0 | 0 | 0 | 0 | 0.375 | 0.875 | 1 | 1 | 1 | 1 | 0 | 0 | 0 | 0 | 0 | 0
15 | High Rise Residential | 2026 | 1100 | 80 | 0.3 | 0.7 | 0.8 | 0.8 | 0.8 | 0.8 | Committed (OTC in Progress) | Committed |  | GS 50 to 2,999 | New |  | Veridian | 1 | 0 | 0 | 0 | 0 | 0 | 0.8 | 0 | 0 | 0 | 0 | 0 | 0 | 0.6 | 0.2 | 0 | 0 | 0 | 0 | 0.3 | 0.7 | 0.8 | 0.8 | 0.8 | 0.8 | 0.3 | 0.7 | 0.5 | 0.1 | 0 | 0 | Project Advanced
16 | Industrial | 2026 | 3000 | 80 | 0 | 0 | 0 | 0 | 0 | 0 | Committed (OTC in Progress) | Committed | GS 50 to 2,999 | GS 3,000 to 4,999 | Existing |  | Veridian | 0 | 0 | 0 | 0 | 0 | 0 | 0 | 0 | 0 | 0 | 0 | 0 | 0 | 0 | 0 | 0 | 0 | 0 | 0 | 0 | 0 | 0 | 0 | 0 | 0 | 0 | 0 | 0 | 0 | 0 | 0
17 | Industrial | 2026 | 3889 | 100 | 0 | 0 | 0 | 0 | 0 | 0 | Contracted (OTC Signed) | Committed | GS 50 to 2,999 | GS 3,000 to 4,999 | Existing |  | Veridian | 0 | 0 | 0 | 0 | 0 | 0 | 0 | 0 | 0 | 0 | 0 | 0 | 0 | 0 | 0 | 0 | 0 | 0 | 0 | 0 | 0 | 0 | 0 | 0 | 0 | 0 | 0 | 0 | 0 | 0 | 0
18 | Industrial | 2026 | 1800 | 80 | 0 | 0 | 0 | 0 | 0 | 0 | Contracted (Energized) | Committed | Large Use | Large Use | Existing |  | Veridian | 0 | 0 | 0 | 0 | 0 | 0 | 0 | 0 | 0 | 0 | 0 | 0 | 0 | 0 | 0 | 0 | 0 | 0 | 0 | 0 | 0 | 0 | 0 | 0 | 0 | 0 | 0 | 0 | 0 | 0 | 0
19 | Industrial | 2026 | 4000 | 80 | 0 | 0 | 0 | 0 | 0 | 0 | Committed (Deffered by Customer) | Committed | Large Use | Large Use | Existing |  | Veridian | 0 | 0 | 0 | 0 | 0 | 0 | 0 | 0 | 0 | 0 | 0 | 0 | 0 | 0 | 0 | 0 | 0 | 0 | 0 | 0 | 0 | 0 | 0 | 0 | 0 | 0 | 0 | 0 | 0 | 0 | 0
20 | Industrial | 2025 | 2200 | 100 | 0 | 0 | 0 | 0 | 0 | 0 | Contracted (Energized) | Committed | GS 50 to 2,999 | GS 3,000 to 4,999 | Existing |  | Veridian | 0 | 0 | 0 | 0 | 0 | 0 | 0 | 0 | 0 | 0 | 0 | 0 | 1 | 0 | 0 | 0 | 0 | 0 | 0 | 0 | 0 | 0 | 0 | 0 | 0 | -0.5 | -1 | -1 | -1 | -1 | -1
21 | Commercial | 2025 | 2500 | 100 | 0 | 0 | 0 | 0 | 0 | 0 | Contracted (Energized) | Committed | GS 50 to 2,999 | GS 3,000 to 4,999 | Existing |  | Veridian | 0 | 0 | 0 | 0 | 0 | 0 | 0 | 0 | 0 | 0 | 0 | 0 | 1 | 0 | 0 | 0 | 0 | 0 | 0 | 0 | 0 | 0 | 0 | 0 | 0 | 0 | 0 | 0 | 0 | 0 | 0
22 | High Rise Residential | 2027 | 1350 | 80 | 0 | 0.3 | 0.7 | 0.8 | 0.8 | 0.8 | Committed (Desposit Received) | Committed |  | GS 50 to 2,999 | New |  | Veridian | 0 | 1 | 0 | 0 | 0 | 0 | 0 | 0.8 | 0 | 0 | 0 | 0 | 0 | 0 | 0.6 | 0.2 | 0 | 0 | 0 | 0 | 0.3 | 0.7 | 0.8 | 0.8 | 0.8 | -0.3 | -0.4 | -0.1 | 0 | 0 | 0 | Project Delayed
23 | Commercial | 2026 | 1500 | 80 | 0.3 | 0.7 | 0.8 | 0.8 | 0.8 | 0.8 | Committed (OTC in Progress) | Committed |  | GS 50 to 2,999 | New |  | Veridian | 1 | 0 | 0 | 0 | 0 | 0 | 0.8 | 0 | 0 | 0 | 0 | 0 | 0 | 0.6 | 0.2 | 0 | 0 | 0 | 0 | 0.3 | 0.7 | 0.8 | 0.8 | 0.8 | 0.8 | 0 | 0 | 0 | 0 | 0 | 0
24 | Industrial | 2028 | 40000 | 50 | 0 | 0 | 0.1875 | 0.4375 | 0.5 | 0.5 | Committed (Mou Signed and Design Desposit Received) | Committed |  | Large Use | New |  | Veridian | 0 | 0 | 1 | 0 | 0 | 0 | 0 | 0 | 0.5 | 0 | 0 | 0 | 0 | 0 | 0 | 0.375 | 0.125 | 0 | 0 | 0 | 0 | 0.1875 | 0.4375 | 0.5 | 0.5 | 0 | -0.1875 | -0.25 | -0.0625 | 0 | 0 | Project Delayed
25 | Commercial | 2026 | 1700 | 80 | 0.3 | 0.7 | 0.8 | 0.8 | 0.8 | 0.8 | Committed (OTC in Progress) | Committed |  | GS 50 to 2,999 | New |  | Veridian | 1 | 0 | 0 | 0 | 0 | 0 | 0.8 | 0 | 0 | 0 | 0 | 0 | 0 | 0.6 | 0.2 | 0 | 0 | 0 | 0 | 0.3 | 0.7 | 0.8 | 0.8 | 0.8 | 0.8 | 0 | 0 | 0 | 0 | 0 | 0
26 | High Rise Residential | 2026 | 1050 | 80 | 0.3 | 0.7 | 0.8 | 0.8 | 0.8 | 0.8 | Committed (Desposit Received) | Committed |  | GS 50 to 2,999 | New |  | Veridian | 1 | 0 | 0 | 0 | 0 | 0 | 0.8 | 0 | 0 | 0 | 0 | 0 | 0 | 0.6 | 0.2 | 0 | 0 | 0 | 0 | 0.3 | 0.7 | 0.8 | 0.8 | 0.8 | 0.8 | 0 | 0 | 0 | 0 | 0 | 0
27 | Commercial | 2026 | 3830 | 100 | 0.5 | 0.5 | 0.5 | 0.5 | 0.5 | 0.5 | Contracted (Energized) | Committed |  | GS 3,000 to 4,999 | New | New in 2025 | Whitby | 1 | 0 | 0 | 0 | 0 | 0 | 1 | 0 | 0 | 0 | 0 | 0 | 1 | 1 | 0 | 0 | 0 | 0 | 0 | 0.5 | 0.5 | 0.5 | 0.5 | 0.5 | 0.5 | 0 | -0.5 | -0.5 | -0.5 | -0.5 | -0.5 | Half-year adjustment in each year
28 | Commercial | 2026 | 780 | 80 | 0 | 0 | 0 | 0 | 0 | 0 | Committed (Desposit Received) | Committed | GS 50 to 2,999 | GS 50 to 2,999 | Existing |  | Whitby | 0 | 0 | 0 | 0 | 0 | 0 | 0 | 0 | 0 | 0 | 0 | 0 | 0 | 0 | 0 | 0 | 0 | 0 | 0 | 0 | 0 | 0 | 0 | 0 | 0 | 0 | 0 | 0 | 0 | 0 | 0
29 | Residential Condo | 2027 | 392 | 80 | 0 | 0.3 | 0.7 | 0.8 | 0.8 | 0.8 | Committed (Desposit Received) | Committed |  | GS 50 to 2,999 | New |  | Whitby | 0 | 1 | 0 | 0 | 0 | 0 | 0 | 0.8 | 0 | 0 | 0 | 0 | 0 | 0 | 0.6 | 0.2 | 0 | 0 | 0 | 0 | 0.3 | 0.7 | 0.8 | 0.8 | 0.8 | -0.3 | -0.4 | -0.1 | 0 | 0 | 0 | Project Delayed
30 | Industrial | 2025 | 1881 | 100 | 0 | 0 | 0 | 0 | 0 | 0 | Contracted (Energized) | Committed | GS 50 to 2,999 | GS 3,000 to 4,999 | Existing |  | Whitby | 0 | 0 | 0 | 0 | 0 | 0 | 0 | 0 | 0 | 0 | 0 | 0 | 1 | 0 | 0 | 0 | 0 | 0 | 0 | 0 | 0 | 0 | 0 | 0 | 0 | 0 | 0 | 0 | 0 | 0 | 0
31 | High Rise Residential | 2027 | 3000 | 80 | 0 | 0.3 | 0.7 | 0.8 | 1.1 | 1.5 | Committed (OTC in Progress) | Committed |  | GS 50 to 2,999 | New |  | Whitby | 0 | 1 | 0 | 0 | 1 | 0 | 0 | 0.8 | 0 | 0 | 0.8 | 0 | 0 | 0 | 0.6 | 0.2 | 0 | 0.6 | 0.2 | 0 | 0.3 | 0.7 | 0.8 | 1.1 | 1.5 | 0 | 0 | 0 | 0 | 0 | 0
32 | Industrial | 2025 | 2435 | 100 | 0.5 | 0.5 | 0.5 | 0.5 | 0.5 | 0.5 | Contracted (OTC Signed) | Committed |  | GS 50 to 2,999 | New | New in 2025 | Whitby | 1 | 0 | 0 | 0 | 0 | 0 | 1 | 0 | 0 | 0 | 0 | 0 | 1 | 1 | 0 | 0 | 0 | 0 | 0 | 0.5 | 0.5 | 0.5 | 0.5 | 0.5 | 0.5 | 0.125 | -0.375 | -0.5 | -0.5 | -0.5 | -0.5 | Half-year adjustment in each year
33 | Industrial | 2026 | 1610 | 50 | 0.1875 | 0.4375 | 0.5 | 0.5 | 0.5 | 0.5 | Speculative (Application Received) | Non-Committed |  | GS 50 to 2,999 | New |  | Whitby | 1 | 0 | 0 | 0 | 0 | 0 | 0.5 | 0 | 0 | 0 | 0 | 0 | 0 | 0.375 | 0.125 | 0 | 0 | 0 | 0 | 0.1875 | 0.4375 | 0.5 | 0.5 | 0.5 | 0.5 | 0 | 0 | 0 | 0 | 0 | 0
34 | High Rise Residential | 2027 | 1139 | 50 | 0 | 0.1875 | 0.4375 | 0.5 | 0.5 | 0.5 | Speculative (Application Received) | Non-Committed |  | GS 50 to 2,999 | New |  | Whitby | 0 | 1 | 0 | 0 | 0 | 0 | 0 | 0.5 | 0 | 0 | 0 | 0 | 0 | 0 | 0.375 | 0.125 | 0 | 0 | 0 | 0 | 0.1875 | 0.4375 | 0.5 | 0.5 | 0.5 | 0 | 0 | 0 | 0 | 0 | 0
35 | High Rise Residential | 2027 | 2038 | 50 | 0 | 0.1875 | 0.4375 | 0.5 | 0.5 | 0.5 | Speculative (Application Received) | Non-Committed |  | GS 50 to 2,999 | New |  | Whitby | 0 | 1 | 0 | 0 | 0 | 0 | 0 | 0.5 | 0 | 0 | 0 | 0 | 0 | 0 | 0.375 | 0.125 | 0 | 0 | 0 | 0 | 0.1875 | 0.4375 | 0.5 | 0.5 | 0.5 | 0 | 0 | 0 | 0 | 0 | 0
36 | Mixed Use Residential | 2026 | 1125 | 80 | 0.3 | 0.7 | 0.8 | 0.8 | 0.8 | 0.8 | Committed (OTC in Progress) | Committed |  | GS 50 to 2,999 | New |  | Whitby | 1 | 0 | 0 | 0 | 0 | 0 | 0.8 | 0 | 0 | 0 | 0 | 0 | 0 | 0.6 | 0.2 | 0 | 0 | 0 | 0 | 0.3 | 0.7 | 0.8 | 0.8 | 0.8 | 0.8 | 0 | 0 | 0 | 0 | 0 | 0
37 | Commercial | 2030 | 1000 | 50 | 0 | 0 | 0 | 0 | 0.1875 | 0.625 | Contracted (OTC Signed) | Committed |  | GS 50 to 2,999 | New |  | Whitby | 0 | 0 | 0 | 0 | 1 | 1 | 0 | 0 | 0 | 0 | 0.5 | 0.5 | 0 | 0 | 0 | 0 | 0 | 0.375 | 0.5 | 0 | 0 | 0 | 0 | 0.1875 | 0.625 | 0 | 0 | 0 | 0 | 0 | 0
38 | Commercial | 2028 | 1500 | 80 | 0 | 0 | 0.3 | 0.7 | 0.8 | 0.8 | Contracted (OTC Signed) | Committed |  | GS 50 to 2,999 | New |  | Whitby | 0 | 0 | 1 | 0 | 0 | 0 | 0 | 0 | 0.8 | 0 | 0 | 0 | 0 | 0 | 0 | 0.6 | 0.2 | 0 | 0 | 0 | 0 | 0.3 | 0.7 | 0.8 | 0.8 | 0 | 0 | 0 | 0 | 0 | 0
39 | Commercial | 2029 | 500 | 50 | 0 | 0 | 0 | 0.1875 | 0.4375 | 0.5 | Contracted (OTC Signed) | Committed |  | GS 50 to 2,999 | New |  | Whitby | 0 | 0 | 0 | 1 | 0 | 0 | 0 | 0 | 0 | 0.5 | 0 | 0 | 0 | 0 | 0 | 0 | 0.375 | 0.125 | 0 | 0 | 0 | 0 | 0.1875 | 0.4375 | 0.5 | 0 | 0 | 0 | 0 | 0 | 0
40 | Commercial | 2027 | 1000 | 50 | 0 | 0.1875 | 0.4375 | 0.5 | 0.5 | 0.5 | Contracted (OTC Signed) | Committed |  | GS 50 to 2,999 | New |  | Whitby | 0 | 1 | 0 | 0 | 0 | 0 | 0 | 0.5 | 0 | 0 | 0 | 0 | 0 | 0 | 0.375 | 0.125 | 0 | 0 | 0 | 0 | 0.1875 | 0.4375 | 0.5 | 0.5 | 0.5 | 0 | 0 | 0 | 0 | 0 | 0
41 | Commercial | 2025 | 800 | 100 | 0 | 0 | 0 | 0 | 0 | 0 | Contracted (OTC Signed) | Committed | GS 50 to 2,999 | GS 50 to 2,999 | Existing |  | Whitby | 0 | 0 | 0 | 0 | 0 | 0 | 0 | 0 | 0 | 0 | 0 | 0 | 1 | 0 | 0 | 0 | 0 | 0 | 0 | 0 | 0 | 0 | 0 | 0 | 0 | 0 | 0 | 0 | 0 | 0 | 0
42 | Commercial | 2027 | 1500 | 50 | 0 | 0.1875 | 0.4375 | 0.5 | 0.5 | 0.5 | Contracted (OTC Signed) | Committed |  | GS 50 to 2,999 | New |  | Whitby | 0 | 1 | 0 | 0 | 0 | 0 | 0 | 0.5 | 0 | 0 | 0 | 0 | 0 | 0 | 0.375 | 0.125 | 0 | 0 | 0 | 0 | 0.1875 | 0.4375 | 0.5 | 0.5 | 0.5 | 0 | 0 | 0 | 0 | 0 | 0
43 | High Rise Residential | 2028 | 4808 | 50 | 0 | 0 | 0.1875 | 0.625 | 0.9375 | 1.1875 | Speculative (Application Received) | Non-Committed |  | GS 50 to 2,999 | New |  | Whitby | 0 | 0 | 1 | 1 | 0 | 1 | 0 | 0 | 0.5 | 0.5 | 0 | 0.5 | 0 | 0 | 0 | 0.375 | 0.5 | 0.125 | 0.375 | 0 | 0 | 0.1875 | 0.625 | 0.9375 | 1.1875 | 0 | 0 | 0 | 0 | 0 | 0
44 | Industrial | 2025 | 3800 | 100 | 0.375 | 0.875 | 1 | 1 | 1 | 1 | Contracted (OTC Signed) | Committed |  | GS 3,000 to 4,999 | New |  | Whitby | 1 | 0 | 0 | 0 | 0 | 0 | 1 | 0 | 0 | 0 | 0 | 0 | 0 | 0.75 | 0.25 | 0 | 0 | 0 | 0 | 0.375 | 0.875 | 1 | 1 | 1 | 1 | 0.125 | -0.375 | -0.5 | -0.5 | -0.5 | -0.5 | Half-year adjustment in each year
45 | Industrial | 2029 | 4000 | 50 | 0 | 0 | 0 | 0.1875 | 0.4375 | 0.5 | Committed (OTC in Progress) | Committed |  | GS 3,000 to 4,999 | New |  | Whitby | 0 | 0 | 0 | 1 | 0 | 0 | 0 | 0 | 0 | 0.5 | 0 | 0 | 0 | 0 | 0 | 0 | 0.375 | 0.125 | 0 | 0 | 0 | 0 | 0.1875 | 0.4375 | 0.5 | -0.1875 | -0.4375 | -0.5 | -0.3125 | -0.0625 | 0 | Project Delayed
46 | Industrial | 2026 | 2788 | 50 | 0.1875 | 0.4375 | 0.5 | 0.5 | 0.5 | 0.5 | Speculative (Application Received) | Non-Committed |  | GS 50 to 2,999 | New |  | Whitby | 1 | 0 | 0 | 0 | 0 | 0 | 0.5 | 0 | 0 | 0 | 0 | 0 | 0 | 0.375 | 0.125 | 0 | 0 | 0 | 0 | 0.1875 | 0.4375 | 0.5 | 0.5 | 0.5 | 0.5 | 0 | 0 | 0 | 0 | 0 | 0
47 | Commercial | 2026 | 903 | 80 | 0.3 | 0.7 | 0.8 | 0.8 | 0.8 | 0.8 | Committed (OTC in Progress) | Committed |  | GS 50 to 2,999 | New |  | Whitby | 1 | 0 | 0 | 0 | 0 | 0 | 0.8 | 0 | 0 | 0 | 0 | 0 | 0 | 0.6 | 0.2 | 0 | 0 | 0 | 0 | 0.3 | 0.7 | 0.8 | 0.8 | 0.8 | 0.8 | 0 | 0 | 0 | 0 | 0 | 0
48 | Commercial | 2026 | 750 | 50 | 0.1875 | 0.4375 | 0.5 | 0.5 | 0.5 | 0.5 | Committed (Deposit Received) | Committed |  | GS 50 to 2,999 | New |  | Whitby | 1 | 0 | 0 | 0 | 0 | 0 | 0.5 | 0 | 0 | 0 | 0 | 0 | 0 | 0.375 | 0.125 | 0 | 0 | 0 | 0 | 0.1875 | 0.4375 | 0.5 | 0.5 | 0.5 | 0.5 | 0 | 0 | 0 | 0 | 0 | 0
49 | Industrial | 2026 | 1000 | 80 | 0.3 | 0.7 | 0.8 | 0.8 | 0.8 | 0.8 | Committed (Deposit Received) | Committed |  | GS 50 to 2,999 | New |  | Whitby | 1 | 0 | 0 | 0 | 0 | 0 | 0.8 | 0 | 0 | 0 | 0 | 0 | 0 | 0.6 | 0.2 | 0 | 0 | 0 | 0 | 0.3 | 0.7 | 0.8 | 0.8 | 0.8 | 0.8 | 0 | 0 | 0 | 0 | 0 | 0
50 | Industrial | 2027 | 2000 | 80 | 0 | 0 | 0 | 0 | 0 | 0 | Committed (Deposit Received) | Committed | GS 50 to 2,999 | GS 3,000 to 4,999 | Existing |  | Whitby | 0 | 0 | 0 | 0 | 0 | 0 | 0 | 0 | 0 | 0 | 0 | 0 | 0 | 0 | 0 | 0 | 0 | 0 | 0 | 0 | 0 | 0 | 0 | 0 | 0 | 0 | 0 | 0 | 0 | 0 | 0
51 | Industrial | 2027 | 13178 | 50 | 0 | 0.1875 | 0.4375 | 0.5 | 0.5 | 0.5 | Speculative (Application Received) | Non-Committed |  | Large Use | New |  | Whitby | 0 | 1 | 0 | 0 | 0 | 0 | 0 | 0.5 | 0 | 0 | 0 | 0 | 0 | 0 | 0.375 | 0.125 | 0 | 0 | 0 | 0 | 0.1875 | 0.4375 | 0.5 | 0.5 | 0.5 | -0.1875 | -0.25 | -0.0625 | 0 | 0 | 0 | Project Delayed
52 | Industrial | 2027 | 1000 | 80 | 0 | 0.3 | 0.7 | 0.8 | 0.8 | 0.8 | Committed (OTC in Progress) | Committed |  | GS 50 to 2,999 | New |  | Whitby | 0 | 1 | 0 | 0 | 0 | 0 | 0 | 0.8 | 0 | 0 | 0 | 0 | 0 | 0 | 0.6 | 0.2 | 0 | 0 | 0 | 0 | 0.3 | 0.7 | 0.8 | 0.8 | 0.8 | -0.3 | -0.4 | -0.1 | 0 | 0 | 0 | Project Delayed
53 | Industrial | 2026 | 1950 | 50 | 0.1875 | 0.4375 | 0.5 | 0.5 | 0.5 | 0.5 | Speculative (Application Received) | Non-Committed |  | GS 50 to 2,999 | New |  | Whitby | 1 | 0 | 0 | 0 | 0 | 0 | 0.5 | 0 | 0 | 0 | 0 | 0 | 0 | 0.375 | 0.125 | 0 | 0 | 0 | 0 | 0.1875 | 0.4375 | 0.5 | 0.5 | 0.5 | 0.5 | 0 | 0 | 0 | 0 | 0 | 0
54 | Commercial | 2031 | 3200 | 80 | 0 | 0 | 0 | 0 | 0 | 0 | Committed (Deposit Received) | Committed | GS 50 to 2,999 | GS 3,000 to 4,999 | Existing |  | Whitby | 0 | 0 | 0 | 0 | 0 | 0 | 0 | 0 | 0 | 0 | 0 | 0 | 0 | 0 | 0 | 0 | 0 | 0 | 0 | 0 | 0 | 0 | 0 | 0 | 0 | 0 | 0 | 0 | 0 | 0 | 0
55 | Commercial | 2026 | 1100 | 80 | 0.3 | 0.7 | 0.8 | 0.8 | 0.8 | 0.8 | Committed (OTC in Progress) | Committed |  | GS 50 to 2,999 | New |  | Whitby | 1 | 0 | 0 | 0 | 0 | 0 | 0.8 | 0 | 0 | 0 | 0 | 0 | 0 | 0.6 | 0.2 | 0 | 0 | 0 | 0 | 0.3 | 0.7 | 0.8 | 0.8 | 0.8 | 0.8 | 0 | 0 | 0 | 0 | 0 | 0
56 | Commercial | 2026 | 1000 | 80 | 0 | 0 | 0 | 0 | 0 | 0 | Speculative (Application Received) | Non-Committed | GS 50 to 2,999 | GS 50 to 2,999 | Existing |  | Whitby | 0 | 0 | 0 | 0 | 0 | 0 | 0 | 0 | 0 | 0 | 0 | 0 | 0 | 0 | 0 | 0 | 0 | 0 | 0 | 0 | 0 | 0 | 0 | 0 | 0 | 0 | 0 | 0 | 0 | 0 | 0
57 | Residential Condo | 2026 | 1500 | 80 | 0.3 | 0.7 | 0.8 | 0.8 | 0.8 | 0.8 | Committed (OTC in Progress) | Committed |  | GS 50 to 2,999 | New |  | Whitby | 1 | 0 | 0 | 0 | 0 | 0 | 0.8 | 0 | 0 | 0 | 0 | 0 | 0 | 0.6 | 0.2 | 0 | 0 | 0 | 0 | 0.3 | 0.7 | 0.8 | 0.8 | 0.8 | 0.8 | 0 | 0 | 0 | 0 | 0 | 0
58 | Industrial | 2026 | 1350 | 80 | 0 | 0 | 0 | 0 | 0 | 0 | Committed (Deposit Received) | Committed | GS 50 to 2,999 | GS 50 to 2,999 | Existing |  | Whitby | 0 | 0 | 0 | 0 | 0 | 0 | 0 | 0 | 0 | 0 | 0 | 0 | 0 | 0 | 0 | 0 | 0 | 0 | 0 | 0 | 0 | 0 | 0 | 0 | 0 | 0 | 0 | 0 | 0 | 0 | 0
59 | Residential Condo | 2026 | 731 | 50 | 0.1875 | 0.4375 | 0.5 | 0.5 | 0.5 | 0.5 | Speculative (Application Received) | Non-Committed |  | GS 50 to 2,999 | New |  | Veridian | 1 | 0 | 0 | 0 | 0 | 0 | 0.5 | 0 | 0 | 0 | 0 | 0 | 0 | 0.375 | 0.125 | 0 | 0 | 0 | 0 | 0.1875 | 0.4375 | 0.5 | 0.5 | 0.5 | 0.5 | 0 | 0 | 0 | 0 | 0 | 0
60 | Residential Condo | 2026 | 977 | 50 | 0 | 0 | 0 | 0 | 0 | 0 | Speculative (Application Received) | Non-Committed | GS 50 to 2,999 | GS 50 to 2,999 | Existing |  | Veridian | 0 | 0 | 0 | 0 | 0 | 0 | 0 | 0 | 0 | 0 | 0 | 0 | 0 | 0 | 0 | 0 | 0 | 0 | 0 | 0 | 0 | 0 | 0 | 0 | 0 | 0 | 0 | 0 | 0 | 0 | 0
61 | Hospital | 2027 | 4000 | 80 | 0 | 0 | 0 | 0 | 0 | 0 | Committed (Deposit Received) | Committed | GS 50 to 2,999 | Large Use | Existing |  | Veridian | 0 | 0 | 0 | 0 | 0 | 0 | 0 | 0 | 0 | 0 | 0 | 0 | 0 | 0 | 0 | 0 | 0 | 0 | 0 | 0 | 0 | 0 | 0 | 0 | 0 | 0 | 0 | 0 | 0 | 0 | 0
62 | Industrial | 2026 | 3200 | 100 | 0 | 0 | 0 | 0 | 0 | 0 | Contracted (Energized) | Committed | GS 50 to 2,999 | Large Use | Existing |  | Veridian | 0 | 0 | 0 | 0 | 0 | 0 | 0 | 0 | 0 | 0 | 0 | 0 | 1 | 0 | 0 | 0 | 0 | 0 | 0 | 0 | 0 | 0 | 0 | 0 | 0 | 0 | 0 | 0 | 0 | 0 | 0
63 | Industrial | 2025 | 8500 | 100 | 0 | 0 | 0 | 0 | 0 | 0 | Contracted (Energized) | Committed | Large Use | Large Use | Existing |  | Veridian | 0 | 0 | 0 | 0 | 0 | 0 | 0 | 0 | 0 | 0 | 0 | 0 | 1 | 0 | 0 | 0 | 0 | 0 | 0 | 0 | 0 | 0 | 0 | 0 | 0 | 0 | 0 | 0 | 0 | 0 | 0
64 | Industrial | 2025 | 2800 | 100 | 0 | 0 | 0 | 0 | 0 | 0 | Contracted (Energized) | Committed | GS 50 to 2,999 | GS 3,000 to 4,999 | Existing |  | Veridian | 0 | 0 | 0 | 0 | 0 | 0 | 0 | 0 | 0 | 0 | 0 | 0 | 1 | 0 | 0 | 0 | 0 | 0 | 0 | 0 | 0 | 0 | 0 | 0 | 0 | 0 | 0 | 0 | 0 | 0 | 0
65 | Commercial | 2026 | 960 | 80 | 0.3 | 0.7 | 0.8 | 0.8 | 0.8 | 0.8 | Committed (OTC in Progress) | Committed |  | GS 50 to 2,999 | New |  | Veridian | 1 | 0 | 0 | 0 | 0 | 0 | 0.8 | 0 | 0 | 0 | 0 | 0 | 0 | 0.6 | 0.2 | 0 | 0 | 0 | 0 | 0.3 | 0.7 | 0.8 | 0.8 | 0.8 | 0.8 | 0 | 0 | 0 | 0 | 0 | 0
66 | Industrial | 2028 | 3404 | 50 | 0 | 0 | 0.1875 | 0.4375 | 0.5 | 0.5 | Speculative (Application Received) | Non-Committed |  | GS 3,000 to 4,999 | New |  | Veridian | 0 | 0 | 1 | 0 | 0 | 0 | 0 | 0 | 0.5 | 0 | 0 | 0 | 0 | 0 | 0 | 0.375 | 0.125 | 0 | 0 | 0 | 0 | 0.1875 | 0.4375 | 0.5 | 0.5 | 0 | 0 | 0 | 0 | 0 | 0
67 | Industrial | 2028 | 2000 | 50 | 0 | 0 | 0 | 0 | 0 | 0 | Speculative (Application Received) | Non-Committed | GS 50 to 2,999 | GS 3,000 to 4,999 | Existing |  | Veridian | 0 | 0 | 0 | 0 | 0 | 0 | 0 | 0 | 0 | 0 | 0 | 0 | 0 | 0 | 0 | 0 | 0 | 0 | 0 | 0 | 0 | 0 | 0 | 0 | 0 | 0 | 0 | 0 | 0 | 0 | 0
68 | Industrial | 2026 | 13044 | 50 | 0 | 0 | 0 | 0 | 0 | 0 | Speculative (Application Received) | Non-Committed | GS 50 to 2,999 | Large Use | Existing |  | Veridian | 0 | 0 | 0 | 0 | 0 | 0 | 0 | 0 | 0 | 0 | 0 | 0 | 0 | 0 | 0 | 0 | 0 | 0 | 0 | 0 | 0 | 0 | 0 | 0 | 0 | 0 | 0 | 0 | 0 | 0 | 0
69 | Hospital | 2031 | 4500 | 80 | 0 | 0 | 0 | 0 | 0 | 0 | Committed (Deposit Received) | Committed | GS 50 to 2,999 | GS 3,000 to 4,999 | Existing |  | Veridian | 0 | 0 | 0 | 0 | 0 | 0 | 0 | 0 | 0 | 0 | 0 | 0 | 0 | 0 | 0 | 0 | 0 | 0 | 0 | 0 | 0 | 0 | 0 | 0 | 0 | 0 | 0 | 0 | 0 | 0 | 0
70 | Commercial | 2026 | 2800 | 50 | 0 | 0 | 0 | 0 | 0 | 0 | Speculative (Application Received) | Non-Committed | GS 50 to 2,999 | GS 3,000 to 4,999 | Existing |  | Veridian | 0 | 0 | 0 | 0 | 0 | 0 | 0 | 0 | 0 | 0 | 0 | 0 | 0 | 0 | 0 | 0 | 0 | 0 | 0 | 0 | 0 | 0 | 0 | 0 | 0 | 0 | 0 | 0 | 0 | 0 | 0
71 | Mixed Use Residential | 2026 | 916 | 50 | 0.1875 | 0.4375 | 0.5 | 0.5 | 0.5 | 0.5 | Committed (OTC in Progress) | Committed |  | GS 50 to 2,999 | New |  | Veridian | 1 | 0 | 0 | 0 | 0 | 0 | 0.5 | 0 | 0 | 0 | 0 | 0 | 0 | 0.375 | 0.125 | 0 | 0 | 0 | 0 | 0.1875 | 0.4375 | 0.5 | 0.5 | 0.5 | 0.5 | 0 | 0 | 0 | 0 | 0 | 0
72 | Commercial | 2026 | 917 | 50 | 0.1875 | 0.4375 | 0.5 | 0.5 | 0.5 | 0.5 | Speculative (Application Received) | Non-Committed |  | GS 50 to 2,999 | New |  | Veridian | 1 | 0 | 0 | 0 | 0 | 0 | 0.5 | 0 | 0 | 0 | 0 | 0 | 0 | 0.375 | 0.125 | 0 | 0 | 0 | 0 | 0.1875 | 0.4375 | 0.5 | 0.5 | 0.5 | 0.5 | 0 | 0 | 0 | 0 | 0 | 0
[18 empty] | 30 | 10 | 4 | 4 | 2 | 2 | 23.9 | 6.5 | 2.3 | 2.3 | 1.3 | 1 |  | 19.175 | 9.6 | 3.35 | 2.3 | 1.55 | 1.075 | 9.5875 | 21.475 | 27.95 | 30.775 | 32.7 | 34.0125 | -1.15 | -5.325 | -5.2875 | -4.775 | -4.1625 | -4
Sub-Totals
[5 empty] | 2026 | 2027 | 2028 | 2029 | 2030 | 2031
| GS 50 to 2,999 | Veridian |  |  | 4.4125 | 9.5625 | 11.5 | 12 | 12.4 | 12.5 |  | GS 50 to 2,999 |  | Veridian |  |  |  | 14 | 2 | 0 | 1 | 0 | 0 | 11.1 | 1.6 | 0 | 0.8 | 0 | 0 |  | 8.825 | 3.475 | 0.4 | 0.6 | 0.2 | 0 | 4.4125 | 9.5625 | 11.5 | 12 | 12.4 | 12.5 | -0.225 | -1.3 | -1.375 | -1.4 | -1.1 | -1 |  | 0 | 0 | 0 | 0 | 0 | 0
| GS 3,000 to 4,999 | Veridian |  |  | 1.05 | 2.45 | 2.9875 | 3.2375 | 3.3 | 3.3 |  | GS 3,000 to 4,999 |  | Veridian |  |  |  | 3 | 0 | 1 | 0 | 0 | 0 | 2.8 | 0 | 0.5 | 0 | 0 | 0 |  | 2.1 | 0.7 | 0.375 | 0.125 | 0 | 0 | 1.05 | 2.45 | 2.9875 | 3.2375 | 3.3 | 3.3 | -0.2 | -0.6 | -0.9 | -1 | -1 | -1 |  | 0 | 0 | 0 | 0 | 0 | 0
| Large Use | Veridian |  |  | 0.5 | 0.6875 | 1.125 | 1.4375 | 1.5 | 1.5 |  | Large Use |  | Veridian |  |  |  | 1 | 1 | 1 | 0 | 0 | 0 | 1 | 0.5 | 0.5 | 0 | 0 | 0 |  | 1 | 0.375 | 0.5 | 0.125 | 0 | 0 | 0.5 | 0.6875 | 1.125 | 1.4375 | 1.5 | 1.5 | -0.1875 | -0.9375 | -0.8125 | -0.5625 | -0.5 | -0.5 |  | 0 | 0 | 0 | 0 | 0 | 0
| GS 50 to 2,999 | Whitby |  |  | 2.75 | 7.4 | 10.8375 | 12.4125 | 13.5625 | 14.7125 |  | GS 50 to 2,999 |  | Whitby |  |  |  | 10 | 7 | 2 | 2 | 2 | 2 | 7 | 4.4 | 1.3 | 1 | 1.3 | 1 |  | 5.5 | 4.8 | 2.075 | 1.075 | 1.225 | 1.075 | 2.75 | 7.4 | 10.8375 | 12.4125 | 13.5625 | 14.7125 | -0.475 | -1.175 | -0.7 | -0.5 | -0.5 | -0.5 |  | 0 | 0 | 0 | 0 | 0 | 0
| GS 3,000 to 4,999 | Whitby |  |  | 0.875 | 1.375 | 1.5 | 1.6875 | 1.9375 | 2 |  | GS 3,000 to 4,999 |  | Whitby |  |  |  | 2 | 0 | 0 | 1 | 0 | 0 | 2 | 0 | 0 | 0.5 | 0 | 0 |  | 1.75 | 0.25 | 0 | 0.375 | 0.125 | 0 | 0.875 | 1.375 | 1.5 | 1.6875 | 1.9375 | 2 | -0.0625 | -1.3125 | -1.5 | -1.3125 | -1.0625 | -1 |  | 0 | 0 | 0 | 0 | 0 | 0
| Total |  |  |  | 9.5875 | 21.475 | 27.95 | 30.775 | 32.7 | 34.0125 |  | Total | [5 empty] | 30 | 10 | 4 | 4 | 2 | 2 | 23.9 | 6.5 | 2.3 | 2.3 | 1.3 | 1 |  | 19.175 | 9.6 | 3.35 | 2.3 | 1.55 | 1.075 | 9.5875 | 21.475 | 27.95 | 30.775 | 32.7 | 34.0125 | -1.15 | -5.325 | -5.2875 | -4.775 | -4.1625 | -4
| New | Committed |  |  | 8.15 | 18.225 | 23.2625 | 25.2125 | 26.7625 | 27.825 |  | New |  | Committed |  |  |  | 24 | 7 | 2 | 3 | 2 | 1 | 20.4 | 5 | 1.3 | 1.8 | 1.3 | 0.5 |  | 16.3 | 7.85 | 2.225 | 1.675 | 1.425 | 0.7 | 8.15 | 18.225 | 23.2625 | 25.2125 | 26.7625 | 27.825 | -0.4625 | -3.575 | -3.725 | -3.275 | -2.6625 | -2.5
| Existing | Committed |  |  | 0.5 | 0.5 | 0.5 | 0.5 | 0.5 | 0.5 |  | Existing |  | Committed |  |  |  | 1 | 0 | 0 | 0 | 0 | 0 | 1 | 0 | 0 | 0 | 0 | 0 |  | 1 | 0 | 0 | 0 | 0 | 0 | 0.5 | 0.5 | 0.5 | 0.5 | 0.5 | 0.5 | -0.5 | -1.5 | -1.5 | -1.5 | -1.5 | -1.5
| New | Non-Committed |  |  | 0.9375 | 2.75 | 4.1875 | 5.0625 | 5.4375 | 5.6875 |  | New |  | Non-Committed |  |  |  | 5 | 3 | 2 | 1 | 0 | 1 | 2.5 | 1.5 | 1 | 0.5 | 0 | 0.5 |  | 1.875 | 1.75 | 1.125 | 0.625 | 0.125 | 0.375 | 0.9375 | 2.75 | 4.1875 | 5.0625 | 5.4375 | 5.6875 | -0.1875 | -0.25 | -0.0625 | 0 | 0 | 0
| Existing | Non-Committed |  |  | 0 | 0 | 0 | 0 | 0 | 0 |  | Existing |  | Non-Committed |  |  |  | 0 | 0 | 0 | 0 | 0 | 0 | 0 | 0 | 0 | 0 | 0 | 0 |  | 0 | 0 | 0 | 0 | 0 | 0 | 0 | 0 | 0 | 0 | 0 | 0 | 0 | 0 | 0 | 0 | 0 | 0
| Total |  |  |  | 9.5875 | 21.475 | 27.95 | 30.775 | 32.7 | 34.0125 | [7 empty] | 30 | 10 | 4 | 4 | 2 | 2 | 23.9 | 6.5 | 2.3 | 2.3 | 1.3 | 1 |  | 19.175 | 9.6 | 3.35 | 2.3 | 1.55 | 1.075 | 9.5875 | 21.475 | 27.95 | 30.775 | 32.7 | 34.0125 | -1.15 | -5.325 | -5.2875 | -4.775 | -4.1625 | -4
LLRVA GS 3,000 - 4,999 kW
7 | Commercial | 2026 | 3250 | 80 | 0.3 | 0.7 | 0.8 | 0.8 | 0.8 | 0.8 |  | Committed | 0 | GS 3,000 to 4,999 | New |  | Veridian | 1 | 0 | 0 | 0 | 0 | 0 | 0.8 | 0 | 0 | 0 | 0 | 0 | 0 | 0.6 | 0.2 | 0 | 0 | 0 | 0 | 0.3 | 0.7 | 0.8 | 0.8 | 0.8 | 0.8 | 0.3 | 0.4 | 0.1 | 0 | 0 |  | Project Advanced & Expansion volumes added after anticipated year
11 | High Rise Residential | 2026 | 4280 | 100 | 0.375 | 0.875 | 1 | 1 | 1 | 1 |  | Committed | 0 | GS 3,000 to 4,999 | New |  | Veridian | 1 | 0 | 0 | 0 | 0 | 0 | 1 | 0 | 0 | 0 | 0 | 0 | 0 | 0.75 | 0.25 | 0 | 0 | 0 | 0 | 0.375 | 0.875 | 1 | 1 | 1 | 1 | 0 | 0 | 0 | 0 | 0 |  | 0
14 | Industrial | 2026 | 4959 | 100 | 0.375 | 0.875 | 1 | 1 | 1 | 1 |  | Committed | 0 | GS 3,000 to 4,999 | New |  | Veridian | 1 | 0 | 0 | 0 | 0 | 0 | 1 | 0 | 0 | 0 | 0 | 0 | 0 | 0.75 | 0.25 | 0 | 0 | 0 | 0 | 0.375 | 0.875 | 1 | 1 | 1 | 1 | 0 | 0 | 0 | 0 | 0 |  | 0
44 | Industrial | 2025 | 3800 | 100 | 0.375 | 0.875 | 1 | 1 | 1 | 1 |  | Committed | 0 | GS 3,000 to 4,999 | New | 0 | Whitby | 1 | 0 | 0 | 0 | 0 | 0 | 1 | 0 | 0 | 0 | 0 | 0 | 0 | 0.75 | 0.25 | 0 | 0 | 0 | 0 | 0.375 | 0.875 | 1 | 1 | 1 | 1 | 0.125 | -0.375 | -0.5 | -0.5 | -0.5
45 | Industrial | 2029 | 4000 | 50 | 0 | 0 | 0 | 0.1875 | 0.4375 | 0.5 |  | Committed | 0 | GS 3,000 to 4,999 | New |  | Whitby | 0 | 0 | 0 | 1 | 0 | 0 | 0 | 0 | 0 | 0.5 | 0 | 0 | 0 | 0 | 0 | 0 | 0.375 | 0.125 | 0 | 0 | 0 | 0 | 0.1875 | 0.4375 | 0.5 | -0.1875 | -0.4375 | -0.5 | -0.3125 | -0.0625 |  | Project Delayed
66 | Industrial | 2028 | 3404 | 50 | 0 | 0 | 0.1875 | 0.4375 | 0.5 | 0.5 |  | Non-Committed | 0 | GS 3,000 to 4,999 | New |  | Veridian | 0 | 0 | 1 | 0 | 0 | 0 | 0 | 0 | 0.5 | 0 | 0 | 0 | 0 | 0 | 0 | 0.375 | 0.125 | 0 | 0 | 0 | 0 | 0.1875 | 0.4375 | 0.5 | 0.5 | 0 | 0 | 0 | 0 | 0 |  | 0
| Total GS 3,000 - 4,999 kW |  |  |  | 1.425 | 3.325 | 3.9875 | 4.425 | 4.7375 | 4.8 | [7 empty] | 4 | 0 | 1 | 1 | 0 | 0 | 3.8 | 0 | 0.5 | 0.5 | 0 | 0 | 0 | 2.85 | 0.95 | 0.375 | 0.5 | 0.125 | 0 | 1.425 | 3.325 | 3.9875 | 4.425 | 4.7375 | 4.8 | 0.2375 | -0.4125 | -0.9 | -0.8125 | -0.5625 |  | 0
LLRVA Large Use
24 | Industrial | 2028 | 40000 | 50 | 0 | 0 | 0.1875 | 0.4375 | 0.5 | 0.5 |  | Committed | 0 | Large Use | New |  | Veridian | 0 | 0 | 1 | 0 | 0 | 0 | 0 | 0 | 0.5 | 0 | 0 | 0 | 0 | 0 | 0 | 0.375 | 0.125 | 0 | 0 | 0 | 0 | 0.1875 | 0.4375 | 0.5 | 0.5 | 0 | -0.1875 | -0.25 | -0.0625 | 0 |  | Project Delayed
| Total Large Use |  |  |  | 0 | 0 | 0.1875 | 0.4375 | 0.5 | 0.5 | [7 empty] | 0 | 0 | 1 | 0 | 0 | 0 | 0 | 0 | 0.5 | 0 | 0 | 0 | 0 | 0 | 0 | 0.375 | 0.125 | 0 | 0 | 0 | 0 | 0.1875 | 0.4375 | 0.5 | 0.5 | 0 | -0.1875 | -0.25 | -0.0625 | 0 |  | Project Delayed
[6 empty] | GS 3,000 to 4,999 kW | Large Use
[5 empty] | 2026 | 1.425 | 0
[5 empty] | 2027 | 3.325 | 0
[5 empty] | 2028 | 3.9875 | 0.1875
[5 empty] | 2029 | 4.425 | 0.4375
[5 empty] | 2030 | 4.7375 | 0.5
[5 empty] | 2031 | 4.8 | 0.5

## 3-VECC-38 a) Committed_Non-Com
| 2026 | 2027 | 2028 | 2029 | 2030 | 2031
Part a) i) | Committed
Existing Customers | 15 | 3 | 0 | 0 | 0 | 2
New Customers | 24 | 7 | 2 | 3 | 1 | 0
Expected MW increase from Existing Customers | 30.2546 | 14.283 | 7.578 | 0.2 | 0 | 6.2
Expected MW of New Customers | 35.7623 | 12.282 | 29.261 | 27.031 | 2.975 | 0.5
Part a) ii) | Non-Committed
Existing Customers | 4 | 0 | 1 | 0 | 0 | 0
New Customers | 5 | 3 | 2 | 0 | 0 | 0
Expected MW increase from Existing Customers | 13.628 | 4.193 | 2 | 0 | 0 | 0
Expected MW of New Customers | 4.475 | 10.197 | 12.725 | 2.626 | 0.364 | 1.008
Total Customers | 48 | 13 | 5 | 3 | 1 | 2
Total MW | 84.1199 | 40.955 | 51.564 | 29.857 | 3.339 | 7.708

## 3-VECC-38 Part b) Billed MW
|  | Likelihood | 2026 | 2027 | 2028 | 2029 | 2030 | 2031 | Formula
Anticipated Loads (kW) | Not Connected in 2025 | 50% | 18769 | 16890 | 39725 | 22126 | 864 | 1508 | A
| Not Connected in 2025 | 80% | 29718 | 15342 | 1000 | 5403 | 1300 | 6200 | B
| Not Connected in 2025 | 100% | 15887 | 1298 | 2193 | 375 | 1175 | 0 | C
| Connected in 2025 | 100% | 19745.8571 | 7425 | 8646 | 1953 | 0 | 0 | D | *No connection timing adjustment
| Total |  | 84119.8571 | 40955 | 51564 | 29857 | 3339 | 7708 | E = A + B + C + D
Likelihood-Adjustment | Not Connected in 2025 | 50% | 9384.5 | 8445 | 19862.5 | 11063 | 432 | 754 | F = Likelihood * A
| Not Connected in 2025 | 80% | 23774.4 | 12273.6 | 800 | 4322.4 | 1040 | 4960 | G = Likelihood * B
| Not Connected in 2025 | 100% | 15887 | 1298 | 2193 | 375 | 1175 | 0 | H = Likelihood * C
| Connected in 2025 | 100% | 19745.8571 | 7425 | 8646 | 1953 | 0 | 0 | I = Likelihood * D
| Total |  | 68791.7571 | 29441.6 | 31501.5 | 17713.4 | 2647 | 5714 | J = F + G + H + I
70% Average-to-Peak Ratio & x 12 Months | Not Connected by 2025 |  | 411985.56 | 184939.44 | 191986.2 | 132387.36 | 22234.8 | 47997.6 | K = (F + G + H) x 70% x 12
| Connected in 2025 |  | 165865.2 | 62370 | 72626.4 | 16405.2 | 0 | 0 | L = I x 70% x 12
| Total |  | 577850.76 | 247309.44 | 264612.6 | 148792.56 | 22234.8 | 47997.6 | M = K + L
Connection timing adjustment | Not Connected by 2025 |  | 308989.17 | 241700.97 | 190224.51 | 147287.07 | 49772.94 | 41556.9 | N = K(t-1) x 25% + K x 75%
| Connected in 2025 |  | 165865.2 | 62370 | 72626.4 | 16405.2 | 0 | 0 | O = L
| Total |  | 474854.37 | 304070.97 | 262850.91 | 163692.27 | 49772.94 | 41556.9 | P = N + O
Half-year adjustment |  |  | 237427.185 | 626889.855 | 910350.795 | 1123622.385 | 1230354.99 | 1276019.91 | Q = ∑ P2026:P(t-1) + P * 50%
Reconciliation:
| Part a) Committed/Non-Committed |  | 84119.8571 | 40955 | 51564 | 29857 | 3339 | 7708
| Part b) Billed MW (above) |  | 84119.8571 | 40955 | 51564 | 29857 | 3339 | 7708
|  |  | 0 | 0 | 0 | 0 | 0 | 0

## 3-VECC-38Part b) kWh
|  | Billed kW | [5 empty] | kW/kWh Ratio | kWh
|  | 2026 | 2027 | 2028 | 2029 | 2030 | 2031 |  | 2026 | 2027 | 2028 | 2029 | 2030 | 2031
Whitby | GS 50 to 2,999 kW | 31011.135 | 91501.23 | 133099.395 | 158685.375 | 179828.175 | 191340.9 | 0.0024593 | 12609989.8246 | 37206944.5132 | 54121915.1317 | 64525886.0748 | 73123136.4774 | 77804530.5994
| GS 3,000 to 4,999 kW | 22861.2 | 57978 | 76197.6 | 93825 | 107588.4 | 117752.4 | 0.0019081 | 11981099.2765 | 30385114.2484 | 39933643.476 | 49171812.4867 | 56384936.1102 | 61711685.9329
| Whitby Sub-Total | 53872.335 | 149479.23 | 209296.995 | 252510.375 | 287416.575 | 309093.3 |  | 24591089.1011 | 67592058.7616 | 94055558.6077 | 113697698.5615 | 129508072.5877 | 139516216.5323
|  | 2026 | 2027 | 2028 | 2029 | 2030 | 2031 |  | 2026 | 2027 | 2028 | 2029 | 2030 | 2031
Veridian | GS 50 to 2,999 kW | 53877.075 | 132679.575 | 162729 | 176344.56 | 187778.64 | 190805.16 | 0.0024208 | 22256099.0831 | 54808650.3862 | 67221777.4944 | 72846233.767 | 77569541.7306 | 78819767.8982
| GS 3,000 to 4,999 kW | 64294.05 | 156708.15 | 205006.575 | 232741.8 | 244591.575 | 257678.25 | 0.0022532 | 28534009.6448 | 69547833.1747 | 90982907.2567 | 103291933.9497 | 108550921.2765 | 114358850.7921
| Large Use | 65383.725 | 188022.9 | 333318.225 | 462025.65 | 510568.2 | 518443.2 | 0.0016956 | 38561682.5438 | 110891194.7242 | 196582736.4306 | 272491150.3957 | 301120329.9502 | 305764807.6093
| Veridian Sub-Total | 183554.85 | 477410.625 | 701053.8 | 871112.01 | 942938.415 | 966926.61 |  | 89351791.2718 | 235247678.2851 | 354787421.1816 | 448629318.1124 | 487240792.9573 | 498943426.2996
Total |  | 237427.185 | 626889.855 | 910350.795 | 1123622.385 | 1230354.99 | 1276019.91 |  | 113942880.3729 | 302839737.0468 | 448842979.7894 | 562327016.6739 | 616748865.545 | 638459642.8318
*Forecast billed MW is divided by the billed kW/kWh ratio from Exhibit 3 load forecast.
Reconciliation:
| Part b) Billed MW | 237427.185 | 626889.855 | 910350.795 | 1123622.385 | 1230354.99 | 1276019.91
| Part b) kWh (above) | 237427.185 | 626889.855 | 910350.795 | 1123622.385 | 1230354.99 | 1276019.91
|  | 0 | 0 | 0 | 0 | 0 | 0

## New Known Customers
|  |  |  | 3-SEC-68 | [6 empty] | Revised | [6 empty] | Variance |  |  |  |  | Variance %
Cumulative Large Load and Customer Additions
|  |  | 2026 | 2027 | 2028 | 2029 | 2030 | 2031 | 2026 | 2027 | 2028 | 2029 | 2030 | 2031 | 2026 | 2027 | 2028 | 2029 | 2030 | 2031 | 2026 | 2027 | 2028 | 2029 | 2030 | 2031
| GS 50-2,999 | kWh | 19814596.9153 | 51132328.532 | 67284408.4563 | 77409318.8678 | 86209801.8484 | 91094428.5484 | 12609989.8246 | 37206944.5132 | 54121915.1317 | 64525886.0748 | 73123136.4774 | 77804530.5994 | -7204607.0907 | -13925384.0188 | -13162493.3246 | -12883432.793 | -13086665.371 | -13289897.949 | -36.36% | -27.23% | -19.56% | -16.64% | -15.18% | -14.59%
|  | kW | 48729.075 | 125747.25 | 165469.275 | 190368.975 | 212011.575 | 224024.1 | 31011.135 | 91501.23 | 133099.395 | 158685.375 | 179828.175 | 191340.9 | -17717.94 | -34246.02 | -32369.88 | -31683.6 | -32183.4 | -32683.2 | -36.36% | -27.23% | -19.56% | -16.64% | -15.18% | -14.59%
|  | Customers | 3.225 | 8.575 | 11.5375 | 12.9125 | 14.0625 | 15.2125 | 2.75 | 7.4 | 10.8375 | 12.4125 | 13.5625 | 14.7125 | -0.475 | -1.175 | -0.7 | -0.5 | -0.5 | -0.5 | -14.73% | -13.7% | -6.067% | -3.872% | -3.556% | -3.287%
| GS 3,000-4,999 | kWh | 11258812.1252 | 27399744.5425 | 34527023.8508 | 39583033.9097 | 46620066.6301 | 52254975.5334 | 11981099.2765 | 30385114.2484 | 39933643.476 | 49171812.4867 | 56384936.1102 | 61711685.9329 | 722287.1513 | 2985369.7059 | 5406619.6252 | 9588778.577 | 9764869.4801 | 9456710.3995 | 6.415% | 10.9% | 15.66% | 24.22% | 20.95% | 18.1%
|  | kW | 21483 | 52281.6 | 65881.2 | 75528.6 | 88956 | 99708 | 22861.2 | 57978 | 76197.6 | 93825 | 107588.4 | 117752.4 | 1378.2 | 5696.4 | 10316.4 | 18296.4 | 18632.4 | 18044.4 | 6.415% | 10.9% | 15.66% | 24.22% | 20.95% | 18.1%
Whitby |  | Customers | 1.0625 | 2.3125 | 2.5 | 2.5 | 2.5 | 2.5 | 0.875 | 1.375 | 1.5 | 1.6875 | 1.9375 | 2 | -0.1875 | -0.9375 | -1 | -0.8125 | -0.5625 | -0.5 | -17.65% | -40.54% | -40% | -32.5% | -22.5% | -20%
| Large Use | kWh
kW
Customers
|  |  | 2026 | 2027 | 2028 | 2029 | 2030 | 2031 | 2026 | 2027 | 2028 | 2029 | 2030 | 2031 | 2026 | 2027 | 2028 | 2029 | 2030 | 2031 | 2026 | 2027 | 2028 | 2029 | 2030 | 2031
| GS 50-2,999 | kWh | 42830972.1298 | 102912193.9812 | 127313595.1129 | 137032602.8085 | 139870421.8912 | 140244483.4534 | 22256099.0831 | 54808650.3862 | 67221777.4944 | 72846233.767 | 77569541.7306 | 78819767.8982 | -20574873.0467 | -48103543.595 | -60091817.6185 | -64186369.0415 | -62300880.1606 | -61424715.5552 | -48.04% | -46.74% | -47.2% | -46.84% | -44.54% | -43.8%
|  | kW | 103684.275 | 249127.575 | 308197.95 | 331725.51 | 338595.24 | 339500.76 | 53877.075 | 132679.575 | 162729 | 176344.56 | 187778.64 | 190805.16 | -49807.2 | -116448 | -145468.95 | -155380.95 | -150816.6 | -148695.6 | -48.04% | -46.74% | -47.2% | -46.84% | -44.54% | -43.8%
|  | Customers | 5.1375 | 11.8625 | 13.875 | 14.4 | 14.5 | 14.5 | 4.4125 | 9.5625 | 11.5 | 12 | 12.4 | 12.5 | -0.725 | -2.3 | -2.375 | -2.4 | -2.1 | -2 | -14.11% | -19.39% | -17.12% | -16.67% | -14.48% | -13.79%
| GS 3,000-4,999 | kWh | 21255699.2666 | 56423215.2586 | 82823932.7729 | 97628363.0488 | 101849113.3667 | 107657042.8822 | 28534009.6448 | 69547833.1747 | 90982907.2567 | 103291933.9497 | 108550921.2765 | 114358850.7921 | 7278310.3782 | 13124617.9161 | 8158974.4838 | 5663570.9009 | 6701807.9098 | 6701807.9099 | 34.24% | 23.26% | 9.851% | 5.801% | 6.58% | 6.225%
|  | kW | 47894.25 | 127135.2 | 186622.425 | 219980.4 | 229490.775 | 242577.45 | 64294.05 | 156708.15 | 205006.575 | 232741.8 | 244591.575 | 257678.25 | 16399.8 | 29572.95 | 18384.15 | 12761.4 | 15100.8 | 15100.8 | 34.24% | 23.26% | 9.851% | 5.801% | 6.58% | 6.225%
Veridian |  | Customers | 1.25 | 3.05 | 3.8875 | 4.2375 | 4.3 | 4.3 | 1.05 | 2.45 | 2.9875 | 3.2375 | 3.3 | 3.3 | -0.2 | -0.6 | -0.9 | -1 | -1 | -1 | -16% | -19.67% | -23.15% | -23.6% | -23.26% | -23.26%
| Large Use | kWh | 23648220.5473 | 95144469.2025 | 177564440.8457 | 216780862.0401 | 221425339.6993 | 221425339.6993 | 38561682.5438 | 110891194.7242 | 196582736.4306 | 272491150.3957 | 301120329.9502 | 305764807.6093 | 14913461.9965 | 15746725.5217 | 19018295.5849 | 55710288.3556 | 79694990.2509 | 84339467.91 | 63.06% | 16.55% | 10.71% | 25.7% | 35.99% | 38.09%
|  | kW | 40097.025 | 161323.35 | 301071.525 | 367565.4 | 375440.4 | 375440.4 | 65383.725 | 188022.9 | 333318.225 | 462025.65 | 510568.2 | 518443.2 | 25286.7 | 26699.55 | 32246.7 | 94460.25 | 135127.8 | 143002.8 | 63.06% | 16.55% | 10.71% | 25.7% | 35.99% | 38.09%
|  | Customers | 0.1875 | 0.625 | 0.9375 | 1 | 1 | 1 | 0.5 | 0.6875 | 1.125 | 1.4375 | 1.5 | 1.5 | 0.3125 | 0.0625 | 0.1875 | 0.4375 | 0.5 | 0.5 | 166.7% | 10% | 20% | 43.75% | 50% | 50%
|  | kWh | 118808300.9842 | 333011951.5168 | 489513401.0386 | 568434180.6749 | 595974743.4357 | 612676270.1167 | 113942880.3729 | 302839737.0468 | 448842979.7894 | 562327016.6739 | 616748865.545 | 638459642.8318 | -4865420.6113 | -30172214.47 | -40670421.2492 | -6107164.001 | 20774122.1093 | 25783372.7151 | -4.095% | -9.06% | -8.308% | -1.074% | 3.486% | 4.208%
|  | kW | 261887.625 | 715614.975 | 1027242.375 | 1185168.885 | 1244493.99 | 1281250.71 | 237427.185 | 626889.855 | 910350.795 | 1123622.385 | 1230354.99 | 1276019.91 | -24460.44 | -88725.12 | -116891.58 | -61546.5 | -14139 | -5230.8 | -9.34% | -12.4% | -11.38% | -5.193% | -1.136% | -0.4083%
|  | Customers | 10.8625 | 26.425 | 32.7375 | 35.05 | 36.3625 | 37.5125 | 9.5875 | 21.475 | 27.95 | 30.775 | 32.7 | 34.0125 | -1.275 | -4.95 | -4.7875 | -4.275 | -3.6625 | -3.5 | -11.74% | -18.73% | -14.62% | -12.2% | -10.07% | -9.33%